## 2021P Draft - ReadMe
This workbook is a technical document supporting the work of estimating the costs of energy efficiency measures for the draft 2021 Power Plan. Technical information displayed here relate to incremental cost and savings and total potential for a particular measure.
For more information, see the Council's Conservation Resources Advisory Committee (CRAC) webpage where presentations on measures are posted.
Questions? Contact Tina Jayaweera, tjayaweera@nwcouncil.org, 503.222.5161.

## 2021Plan Summary
Measure: | Drain Water Heat Recovery (gravity film exchange)
Item | Methods & Sources | Note | 2021P Updates
Measures Described | Adding a drain water heat recovery to piping of showerheads |  | same as 7P
Energy Savings Calculation Basis | NRC research in 2008 |  | Cleaned up savings analysis in 7P
Applicable Stock | Single family & MF new construction | Electric WH only; long term more HPWH than ER (85% SF, 25% MF saturation)
Baseline Saturation | <1% | No data, but no utility programs | same as 7P
Baseline HVAC Loads | NA
Permutations
Costs | Home Depot, on-line
Measure Life | 40 | assumption, built into house | None
Savings Shape | Res Showerhead |  | Based on Cadmus work using REUS to develop load profile
Achievability Ramp Rate | LO1 Slow | No program activity, no traction
Max Achievability | 60% | Very little activity here, hard to foresee significant penetration without code play and even then not likely for all states

## forRPM
Ramp Rate | Resource Type | Measure Category | Sector | End Use | kW per unit1 | kW per unit2 | kWh per unit | TRC Net Levelized Cost (Net of All Benefits) | segment | measure | 2022 | 2023 | 2024 | 2025 | 2026 | 2027 | 2028 | 2029 | 2030 | 2031 | 2032 | 2033 | 2034 | 2035 | 2036 | 2037 | 2038 | 2039 | 2040 | 2041 | MAX | Savings Allocation by Category and Month for Segments 1 | [12 empty] | Savings Allocation by Category and Month for Segments 2
[5 empty] | Wholesale KW - Peak 1 | Wholesale KW - Peak 2 | Busbar Savings | lvlcost | 1 |  | aMW_2022 | aMW_2023 | aMW_2024 | aMW_2025 | aMW_2026 | aMW_2027 | aMW_2028 | aMW_2029 | aMW_2030 | aMW_2031 | aMW_2032 | aMW_2033 | aMW_2034 | aMW_2035 | aMW_2036 | aMW_2037 | aMW_2038 | aMW_2039 | aMW_2040 | aMW_2041 | MAX | Jan | Feb | Mar | Apr | May | Jun | Jul | Aug | Sep | Oct | Nov | Dec |  | Jan | Feb | Mar | Apr | May | Jun | Jul | Aug | Sep | Oct | Nov | Dec | TRC B/C Ratio
LO1Slow | New | WasteWater Heat Recovery | Residential | Water Heating | 0.068849 | 0.017738 | 189.66 | 344.6889 | Single Family | SF_DHW Preheat, Electric Resistance | 5.0342e-05 | 7.544e-05 | 0.00016148 | 0.0003003 | 0.00049984 | 0.00076615 | 0.0011305 | 0.0016024 | 0.0021977 | 0.0029013 | 0.0035816 | 0.0043564 | 0.0051548 | 0.0058939 | 0.0063995 | 0.0068415 | 0.0071133 | 0.0072226 | 0.0072637 | 0.0072456 | 0.070759 | 2.8324 | 2.6659 | 3.0483 | 2.9604 | 2.7071 | 2.5366 | 2.1805 | 2.148 | 2.0688 | 2.3798 | 2.3799 | 2.713 | 0 | 16.2535 | 14.2696 | 15.2358 | 13.7072 | 13.4669 | 12.5864 | 11.104 | 10.561 | 10.798 | 12.3305 | 13.316 | 15.4106 | 0.10368
LO1Slow | New | WasteWater Heat Recovery | Residential | Water Heating | 0.079757 | 0.020548 | 219.7078 | 285.9403 | Single Family | SF_DHW Preheat & Shower Preheat, Electric Resistance | 5.8318e-05 | 8.7392e-05 | 0.00018707 | 0.00034787 | 0.00057903 | 0.00088753 | 0.0013096 | 0.0018563 | 0.0025459 | 0.003361 | 0.004149 | 0.0050466 | 0.0059715 | 0.0068277 | 0.0074134 | 0.0079254 | 0.0082403 | 0.0083669 | 0.0084145 | 0.0083935 | 0.081969 | 3.2812 | 3.0883 | 3.5312 | 3.4294 | 3.136 | 2.9385 | 2.526 | 2.4883 | 2.3965 | 2.7568 | 2.7569 | 3.1428 | 0 | 18.8285 | 16.5303 | 17.6495 | 15.8789 | 15.6004 | 14.5804 | 12.8632 | 12.2342 | 12.5087 | 14.284 | 15.4257 | 17.8521 | 0.12473
LO1Slow | New | WasteWater Heat Recovery | Residential | Water Heating | 0.034425 | 0.0088691 | 94.83 | 692.8556 | Single Family | SF_DHW Preheat, Electric HPWH | 0.00014264 | 0.00021375 | 0.00045754 | 0.00085084 | 0.0014162 | 0.0021708 | 0.0032032 | 0.0045401 | 0.006227 | 0.0082204 | 0.010148 | 0.012343 | 0.014605 | 0.016699 | 0.018132 | 0.019384 | 0.020154 | 0.020464 | 0.02058 | 0.020529 | 0.20048 | 1.4162 | 1.333 | 1.5241 | 1.4802 | 1.3535 | 1.2683 | 1.0903 | 1.074 | 1.0344 | 1.1899 | 1.1899 | 1.3565 | 0 | 8.1267 | 7.1348 | 7.6179 | 6.8536 | 6.7334 | 6.2932 | 5.552 | 5.2805 | 5.399 | 6.1652 | 6.658 | 7.7053 | 0.051841
LO1Slow | New | WasteWater Heat Recovery | Residential | Water Heating | 0.039879 | 0.010274 | 109.8539 | 575.3584 | Single Family | SF_DHW Preheat & Shower Preheat, Electric HPWH | 0.00016523 | 0.00024761 | 0.00053003 | 0.00098564 | 0.0016406 | 0.0025147 | 0.0037106 | 0.0052594 | 0.0072135 | 0.0095227 | 0.011756 | 0.014299 | 0.016919 | 0.019345 | 0.021005 | 0.022455 | 0.023348 | 0.023706 | 0.023841 | 0.023782 | 0.23225 | 1.6406 | 1.5441 | 1.7656 | 1.7147 | 1.568 | 1.4692 | 1.263 | 1.2442 | 1.1983 | 1.3784 | 1.3784 | 1.5714 | 0 | 9.4143 | 8.2651 | 8.8248 | 7.9394 | 7.8002 | 7.2902 | 6.4316 | 6.1171 | 6.2543 | 7.142 | 7.7128 | 8.926 | 0.062365
LO1Slow | New | WasteWater Heat Recovery | Residential | Water Heating | 0.068849 | 0.017738 | 189.66 | 344.6889 | Multifamily - Low Rise | MF_DHW Preheat, Electric Resistance | 0.00022873 | 0.00034801 | 0.00075606 | 0.0014266 | 0.0024085 | 0.0037493 | 0.005615 | 0.008069 | 0.01122 | 0.015028 | 0.018841 | 0.023263 | 0.027928 | 0.032422 | 0.035747 | 0.038818 | 0.040966 | 0.042268 | 0.043185 | 0.043792 | 0.39608 | 2.8324 | 2.6659 | 3.0483 | 2.9604 | 2.7071 | 2.5366 | 2.1805 | 2.148 | 2.0688 | 2.3798 | 2.3799 | 2.713 | 0 | 16.2535 | 14.2696 | 15.2358 | 13.7072 | 13.4669 | 12.5864 | 11.104 | 10.561 | 10.798 | 12.3305 | 13.316 | 15.4106 | 0.10368
LO1Slow | New | WasteWater Heat Recovery | Residential | Water Heating | 0.079757 | 0.020548 | 219.7078 | 239.5681 | Multifamily - Low Rise | MF_DHW Preheat & Shower Preheat, Electric Resistance | 0.00026496 | 0.00040315 | 0.00087584 | 0.0016526 | 0.0027901 | 0.0043433 | 0.0065046 | 0.0093474 | 0.012998 | 0.017408 | 0.021826 | 0.026948 | 0.032352 | 0.037559 | 0.041411 | 0.044968 | 0.047457 | 0.048965 | 0.050027 | 0.05073 | 0.45883 | 3.2812 | 3.0883 | 3.5312 | 3.4294 | 3.136 | 2.9385 | 2.526 | 2.4883 | 2.3965 | 2.7568 | 2.7569 | 3.1428 | 0 | 18.8285 | 16.5303 | 17.6495 | 15.8789 | 15.6004 | 14.5804 | 12.8632 | 12.2342 | 12.5087 | 14.284 | 15.4257 | 17.8521 | 0.14853
LO1Slow | New | WasteWater Heat Recovery | Residential | Water Heating | 0.034425 | 0.0088691 | 94.83 | 692.8556 | Multifamily - Low Rise | MF_DHW Preheat, Electric HPWH | 3.8121e-05 | 5.8002e-05 | 0.00012601 | 0.00023776 | 0.00040142 | 0.00062489 | 0.00093583 | 0.0013448 | 0.00187 | 0.0025046 | 0.0031402 | 0.0038771 | 0.0046546 | 0.0054037 | 0.0059579 | 0.0064696 | 0.0068277 | 0.0070447 | 0.0071975 | 0.0072986 | 0.066013 | 1.4162 | 1.333 | 1.5241 | 1.4802 | 1.3535 | 1.2683 | 1.0903 | 1.074 | 1.0344 | 1.1899 | 1.1899 | 1.3565 | 0 | 8.1267 | 7.1348 | 7.6179 | 6.8536 | 6.7334 | 6.2932 | 5.552 | 5.2805 | 5.399 | 6.1652 | 6.658 | 7.7053 | 0.051841
LO1Slow | New | WasteWater Heat Recovery | Residential | Water Heating | 0.039879 | 0.010274 | 109.8539 | 482.6141 | Multifamily - Low Rise | MF_DHW Preheat & Shower Preheat, Electric HPWH | 4.4161e-05 | 6.7192e-05 | 0.00014597 | 0.00027543 | 0.00046502 | 0.00072389 | 0.0010841 | 0.0015579 | 0.0021663 | 0.0029014 | 0.0036377 | 0.0044914 | 0.005392 | 0.0062599 | 0.0069018 | 0.0074946 | 0.0079094 | 0.0081608 | 0.0083378 | 0.008455 | 0.076472 | 1.6406 | 1.5441 | 1.7656 | 1.7147 | 1.568 | 1.4692 | 1.263 | 1.2442 | 1.1983 | 1.3784 | 1.3784 | 1.5714 | 0 | 9.4143 | 8.2651 | 8.8248 | 7.9394 | 7.8002 | 7.2902 | 6.4316 | 6.1171 | 6.2543 | 7.142 | 7.7128 | 8.926 | 0.074264
LO1Slow | New | WasteWater Heat Recovery | Residential | Water Heating | 0.068849 | 0.017738 | 189.66 | 344.6889 | Multifamily - High Rise | MF_DHW Preheat, Electric Resistance | 2.4982e-06 | 3.7787e-06 | 8.226e-06 | 1.5583e-05 | 2.646e-05 | 4.1299e-05 | 6.2072e-05 | 8.9718e-05 | 0.00012519 | 0.00016797 | 0.00021016 | 0.00025905 | 0.00031109 | 0.00036073 | 0.0003971 | 0.00043069 | 0.00045416 | 0.0004668 | 0.00047427 | 0.00047898 | 0.0043858 | 2.8324 | 2.6659 | 3.0483 | 2.9604 | 2.7071 | 2.5366 | 2.1805 | 2.148 | 2.0688 | 2.3798 | 2.3799 | 2.713 | 0 | 16.2535 | 14.2696 | 15.2358 | 13.7072 | 13.4669 | 12.5864 | 11.104 | 10.561 | 10.798 | 12.3305 | 13.316 | 15.4106 | 0.10368
LO1Slow | New | WasteWater Heat Recovery | Residential | Water Heating | 0.079757 | 0.020548 | 219.7078 | 239.5681 | Multifamily - High Rise | MF_DHW Preheat & Shower Preheat, Electric Resistance | 2.894e-06 | 4.3773e-06 | 9.5292e-06 | 1.8052e-05 | 3.0652e-05 | 4.7842e-05 | 7.1907e-05 | 0.00010393 | 0.00014502 | 0.00019458 | 0.00024346 | 0.00030009 | 0.00036038 | 0.00041788 | 0.00046001 | 0.00049892 | 0.00052611 | 0.00054076 | 0.0005494 | 0.00055487 | 0.0050807 | 3.2812 | 3.0883 | 3.5312 | 3.4294 | 3.136 | 2.9385 | 2.526 | 2.4883 | 2.3965 | 2.7568 | 2.7569 | 3.1428 | 0 | 18.8285 | 16.5303 | 17.6495 | 15.8789 | 15.6004 | 14.5804 | 12.8632 | 12.2342 | 12.5087 | 14.284 | 15.4257 | 17.8521 | 0.14853
LO1Slow | New | WasteWater Heat Recovery | Residential | Water Heating | 0.034425 | 0.0088691 | 94.83 | 692.8556 | Multifamily - High Rise | MF_DHW Preheat, Electric HPWH | 4.1637e-07 | 6.2978e-07 | 1.371e-06 | 2.5972e-06 | 4.41e-06 | 6.8832e-06 | 1.0345e-05 | 1.4953e-05 | 2.0865e-05 | 2.7994e-05 | 3.5027e-05 | 4.3174e-05 | 5.1849e-05 | 6.0122e-05 | 6.6183e-05 | 7.1781e-05 | 7.5694e-05 | 7.7801e-05 | 7.9044e-05 | 7.9831e-05 | 0.00073097 | 1.4162 | 1.333 | 1.5241 | 1.4802 | 1.3535 | 1.2683 | 1.0903 | 1.074 | 1.0344 | 1.1899 | 1.1899 | 1.3565 | 0 | 8.1267 | 7.1348 | 7.6179 | 6.8536 | 6.7334 | 6.2932 | 5.552 | 5.2805 | 5.399 | 6.1652 | 6.658 | 7.7053 | 0.051841
LO1Slow | New | WasteWater Heat Recovery | Residential | Water Heating | 0.039879 | 0.010274 | 109.8539 | 482.6141 | Multifamily - High Rise | MF_DHW Preheat & Shower Preheat, Electric HPWH | 4.8234e-07 | 7.2955e-07 | 1.5882e-06 | 3.0087e-06 | 5.1087e-06 | 7.9737e-06 | 1.1984e-05 | 1.7322e-05 | 2.4171e-05 | 3.243e-05 | 4.0576e-05 | 5.0014e-05 | 6.0063e-05 | 6.9647e-05 | 7.6668e-05 | 8.3153e-05 | 8.7686e-05 | 9.0126e-05 | 9.1567e-05 | 9.2478e-05 | 0.00084678 | 1.6406 | 1.5441 | 1.7656 | 1.7147 | 1.568 | 1.4692 | 1.263 | 1.2442 | 1.1983 | 1.3784 | 1.3784 | 1.5714 | 0 | 9.4143 | 8.2651 | 8.8248 | 7.9394 | 7.8002 | 7.2902 | 6.4316 | 6.1171 | 6.2543 | 7.142 | 7.7128 | 8.926 | 0.074264

## SC-New
Methodology | New Homes only. Also use this to calculate New Homes not addressed due to acheivability, and send that to the Retrofit pool.
='[7P Forecasts D1.xlsx]Res Forecast (Base Case)'!$D$5
| Vintage | New | New
End Use: | Measure Bundle | WasteWater Heat Recovery | Region
Water Heating | Report Year | 2041 | Base
| Total Max Potential (aMW) | 1.5939
# HOMES AVAILABLE FOR MEASURE -WasteWater Heat Recovery |  | # homes |  | 2022 | 2023 | 2024 | 2025 | 2026 | 2027 | 2028 | 2029 | 2030 | 2031 | 2032 | 2033 | 2034 | 2035 | 2036 | 2037 | 2038 | 2039 | 2040 | 2041
|  |  |  | HOMES_2022 | HOMES_2023 | HOMES_2024 | HOMES_2025 | HOMES_2026 | HOMES_2027 | HOMES_2028 | HOMES_2029 | HOMES_2030 | HOMES_2031 | HOMES_2032 | HOMES_2033 | HOMES_2034 | HOMES_2035 | HOMES_2036 | HOMES_2037 | HOMES_2038 | HOMES_2039 | HOMES_2040 | HOMES_2041
| New | Single Family |  | 51977.8882 | 50641.7528 | 49645.8753 | 49063.9817 | 47724.2271 | 45855.8597 | 44883.457 | 44287.3705 | 44150.096 | 44083.9447 | 42738.5018 | 42320.0603 | 42198.2548 | 42017.4262 | 40969.5555 | 40442.5299 | 39771.0278 | 38840.0857 | 38263.7714 | 37555.423 |  |  | 877431.0897
| New | Multifamily - Low Rise |  | 21352.7103 | 21122.8163 | 21016.4573 | 21074.0783 | 20792.6747 | 20290.0426 | 20155.8927 | 20164.0829 | 20379.8664 | 20645.5012 | 20328.0969 | 20432.6048 | 20670.9664 | 20898.7186 | 20692.3101 | 20747.4287 | 20709.4341 | 20551.8143 | 20568.9717 | 20522.95 |  |  | 413117.4184
| New | Multifamily - High Rise |  | 6218.7996 | 6115.4443 | 6097.1772 | 6138.4783 | 6090.9923 | 5959.4709 | 5941.4023 | 5978.3036 | 6063.3209 | 6153.13 | 6046.1656 | 6067.0532 | 6139.819 | 6200.0907 | 6129.1379 | 6138.0792 | 6121.9466 | 6052.0997 | 6023.3714 | 5985.573 |  |  | 121659.8558
| New | Manufactured |  | 4099.1537 | 4170.7991 | 4265.335 | 4392.1432 | 4446.793 | 4444.7143 | 4521.3726 | 4632.1703 | 4789.3597 | 4957.4201 | 4979.5414 | 5104.2835 | 5264.5002 | 5418.9262 | 5459.331 | 5565.9204 | 5651.0239 | 5695.4362 | 5787.3649 | 5858.6426 |  |  | 99504.2313
| REG_TOTAL_STOCK_HOMES | Total Regional Stock |  | 83648.5518 | 82050.8125 | 81024.8448 | 80668.6816 | 79054.6871 | 76550.0876 | 75502.1246 | 75061.9273 | 75382.6431 | 75839.996 | 74092.3058 | 73924.0018 | 74273.5405 | 74535.1617 | 73250.3345 | 72893.9582 | 72253.4324 | 71139.436 | 70643.4794 | 69922.5887 |  |  | 1511712.5953
# HOMES APPLICABLE BY YEAR FOR MEASURE - WasteWater Heat Recovery - New
Applicability | Electric WH | WasteWater Heat Recovery - New | [23 empty] | 60%
79.6% | 49% | Single Family |  | 20273.4555 | 19752.3093 | 19363.8772 | 19136.9154 | 18614.3575 | 17885.6195 | 17506.3436 | 17273.846 | 17220.3035 | 17194.5018 | 16669.7253 | 16506.5163 | 16459.0073 | 16388.4769 | 15979.7654 | 15774.2044 | 15512.2917 | 15149.187 | 14924.4014 | 14648.1172 |  |  | 8788.8703
79.6% | 62.22% | Multifamily - Low Rise |  | 10574.6176 | 10460.7659 | 10408.0932 | 10436.6292 | 10297.2682 | 10048.347 | 9981.9112 | 9985.9673 | 10092.8309 | 10224.3826 | 10067.1928 | 10118.9488 | 10236.9939 | 10349.7849 | 10247.5641 | 10274.8607 | 10256.0445 | 10177.9856 | 10186.4825 | 10163.691 |  |  | 6098.2146
19.9% | 9.333% | Multifamily - High Rise |  | 115.4997 | 113.5801 | 113.2409 | 114.0079 | 113.126 | 110.6833 | 110.3477 | 111.0331 | 112.6121 | 114.2801 | 112.2934 | 112.6814 | 114.0328 | 115.1522 | 113.8345 | 114.0005 | 113.7009 | 112.4037 | 111.8701 | 111.1681 |  |  | 66.7008
0% | 82% | Manufactured |  | 0 | 0 | 0 | 0 | 0 | 0 | 0 | 0 | 0 | 0 | 0 | 0 | 0 | 0 | 0 | 0 | 0 | 0 | 0 | 0 |  |  | 0
|  |  |  | 30963.5728 | 30326.6553 | 29885.2113 | 29687.5525 | 29024.7517 | 28044.6498 | 27598.6024 | 27370.8463 | 27425.7464 | 27533.1645 | 26849.2115 | 26738.1465 | 26810.034 | 26853.414 | 26341.1639 | 26163.0656 | 25882.0371 | 25439.5763 | 25222.754 | 24922.9762 |  |  | 14953.7857
# UNITS ACHIEVABLE BY YEAR FOR MEASURE - WasteWater Heat Recovery - New |  |  | Achievability => | 3 | 4 | 5 | 6 | 7 | 8 | 9 | 10 | 11 | 12 | 13 | 14 | 15 | 16 | 17 | 18 | 19 | 20 | 21 | 22 | 23 | 24 | 25
|  | WasteWater Heat Recovery - New |  | 0.5% | 0.769% | 1.679% | 3.16% | 5.407% | 8.625% | 13% | 18.68% | 25.7% | 33.98% | 43.26% | 53.14% | 63.06% | 72.42% | 80.64% | 87.33% | 92.33% | 96% | 98% | 99.6% |  |  | 60%
|  | Single Family |  | 60.8204 | 91.1426 | 195.0951 | 362.8008 | 603.873 | 925.6149 | 1365.8398 | 1935.9191 | 2655.1884 | 3505.1942 | 4327.0886 | 5263.1946 | 6227.7744 | 7120.6886 | 7731.4774 | 8265.5152 | 8593.9197 | 8725.9317 | 8775.548 | 8753.7148 |  |  | 85486.3414
|  | Multifamily - Low Rise |  | 31.7239 | 48.2689 | 104.8637 | 197.8593 | 334.0562 | 520.0211 | 778.7858 | 1119.15 | 1556.2076 | 2084.2969 | 2613.2186 | 3226.4831 | 3873.4832 | 4496.9154 | 4958.0709 | 5383.9177 | 5681.9214 | 5862.5197 | 5989.6517 | 6073.8217 |  |  | 54935.2369
|  | Multifamily - High Rise |  | 0.3465 | 0.52409 | 1.1409 | 2.1614 | 3.6699 | 5.7281 | 8.6093 | 12.4437 | 17.3636 | 23.2966 | 29.1489 | 35.9291 | 43.1478 | 50.0329 | 55.0764 | 59.7351 | 62.9911 | 64.7445 | 65.7796 | 66.434 |  |  | 608.3036
|  | Manufactured |  | 0 | 0 | 0 | 0 | 0 | 0 | 0 | 0 | 0 | 0 | 0 | 0 | 0 | 0 | 0 | 0 | 0 | 0 | 0 | 0
|  |  |  | 92.8907 | 139.9355 | 301.0997 | 562.8215 | 941.5992 | 1451.3642 | 2153.2349 | 3067.5128 | 4228.7596 | 5612.7877 | 6969.4561 | 8525.6068 | 10144.4054 | 11667.6369 | 12744.6248 | 13709.168 | 14338.8322 | 14653.1959 | 14830.9793 | 14893.9706 |  |  | 141029.8819
SUPPLY CURVE SAVINGS BY BUNDLE |  | WasteWater Heat Recovery |  | 3: aMW
kWh per home | TRC Net Levelized Cost (Net of All Benefits) in mills/kWh | 1 |  | 2022 | 2023 | 2024 | 2025 | 2026 | 2027 | 2028 | 2029 | 2030 | 2031 | 2032 | 2033 | 2034 | 2035 | 2036 | 2037 | 2038 | 2039 | 2040 | 2041 | MAX
Busbar Savings | lvlcost | segment | measure | aMW_2022 | aMW_2023 | aMW_2024 | aMW_2025 | aMW_2026 | aMW_2027 | aMW_2028 | aMW_2029 | aMW_2030 | aMW_2031 | aMW_2032 | aMW_2033 | aMW_2034 | aMW_2035 | aMW_2036 | aMW_2037 | aMW_2038 | aMW_2039 | aMW_2040 | aMW_2041 | MAX
189.66 | 344.6889 | Single Family | SF_DHW Preheat, Electric Resistance | 5.0342e-05 | 7.544e-05 | 0.00016148 | 0.0003003 | 0.00049984 | 0.00076615 | 0.0011305 | 0.0016024 | 0.0021977 | 0.0029013 | 0.0035816 | 0.0043564 | 0.0051548 | 0.0058939 | 0.0063995 | 0.0068415 | 0.0071133 | 0.0072226 | 0.0072637 | 0.0072456 | 0.070759 |  | 0.070759
219.7078 | 285.9403 | Single Family | SF_DHW Preheat & Shower Preheat, Electric Resistance | 5.8318e-05 | 8.7392e-05 | 0.00018707 | 0.00034787 | 0.00057903 | 0.00088753 | 0.0013096 | 0.0018563 | 0.0025459 | 0.003361 | 0.004149 | 0.0050466 | 0.0059715 | 0.0068277 | 0.0074134 | 0.0079254 | 0.0082403 | 0.0083669 | 0.0084145 | 0.0083935 | 0.081969 |  | 0.081969
94.83 | 692.8556 | Single Family | SF_DHW Preheat, Electric HPWH | 0.00014264 | 0.00021375 | 0.00045754 | 0.00085084 | 0.0014162 | 0.0021708 | 0.0032032 | 0.0045401 | 0.006227 | 0.0082204 | 0.010148 | 0.012343 | 0.014605 | 0.016699 | 0.018132 | 0.019384 | 0.020154 | 0.020464 | 0.02058 | 0.020529 | 0.20048 |  | 0.20048
109.8539 | 575.3584 | Single Family | SF_DHW Preheat & Shower Preheat, Electric HPWH | 0.00016523 | 0.00024761 | 0.00053003 | 0.00098564 | 0.0016406 | 0.0025147 | 0.0037106 | 0.0052594 | 0.0072135 | 0.0095227 | 0.011756 | 0.014299 | 0.016919 | 0.019345 | 0.021005 | 0.022455 | 0.023348 | 0.023706 | 0.023841 | 0.023782 | 0.23225 |  | 0.23225
189.66 | 344.6889 | Multifamily - Low Rise | MF_DHW Preheat, Electric Resistance | 0.00022873 | 0.00034801 | 0.00075606 | 0.0014266 | 0.0024085 | 0.0037493 | 0.005615 | 0.008069 | 0.01122 | 0.015028 | 0.018841 | 0.023263 | 0.027928 | 0.032422 | 0.035747 | 0.038818 | 0.040966 | 0.042268 | 0.043185 | 0.043792 | 0.39608 |  | 0.39608
219.7078 | 239.5681 | Multifamily - Low Rise | MF_DHW Preheat & Shower Preheat, Electric Resistance | 0.00026496 | 0.00040315 | 0.00087584 | 0.0016526 | 0.0027901 | 0.0043433 | 0.0065046 | 0.0093474 | 0.012998 | 0.017408 | 0.021826 | 0.026948 | 0.032352 | 0.037559 | 0.041411 | 0.044968 | 0.047457 | 0.048965 | 0.050027 | 0.05073 | 0.45883 |  | 0.45883
94.83 | 692.8556 | Multifamily - Low Rise | MF_DHW Preheat, Electric HPWH | 3.8121e-05 | 5.8002e-05 | 0.00012601 | 0.00023776 | 0.00040142 | 0.00062489 | 0.00093583 | 0.0013448 | 0.00187 | 0.0025046 | 0.0031402 | 0.0038771 | 0.0046546 | 0.0054037 | 0.0059579 | 0.0064696 | 0.0068277 | 0.0070447 | 0.0071975 | 0.0072986 | 0.066013 |  | 0.066013
109.8539 | 482.6141 | Multifamily - Low Rise | MF_DHW Preheat & Shower Preheat, Electric HPWH | 4.4161e-05 | 6.7192e-05 | 0.00014597 | 0.00027543 | 0.00046502 | 0.00072389 | 0.0010841 | 0.0015579 | 0.0021663 | 0.0029014 | 0.0036377 | 0.0044914 | 0.005392 | 0.0062599 | 0.0069018 | 0.0074946 | 0.0079094 | 0.0081608 | 0.0083378 | 0.008455 | 0.076472 |  | 0.076472
189.66 | 344.6889 | Multifamily - High Rise | MF_DHW Preheat, Electric Resistance | 2.4982e-06 | 3.7787e-06 | 8.226e-06 | 1.5583e-05 | 2.646e-05 | 4.1299e-05 | 6.2072e-05 | 8.9718e-05 | 0.00012519 | 0.00016797 | 0.00021016 | 0.00025905 | 0.00031109 | 0.00036073 | 0.0003971 | 0.00043069 | 0.00045416 | 0.0004668 | 0.00047427 | 0.00047898 | 0.0043858 |  | 0.0043858
219.7078 | 239.5681 | Multifamily - High Rise | MF_DHW Preheat & Shower Preheat, Electric Resistance | 2.894e-06 | 4.3773e-06 | 9.5292e-06 | 1.8052e-05 | 3.0652e-05 | 4.7842e-05 | 7.1907e-05 | 0.00010393 | 0.00014502 | 0.00019458 | 0.00024346 | 0.00030009 | 0.00036038 | 0.00041788 | 0.00046001 | 0.00049892 | 0.00052611 | 0.00054076 | 0.0005494 | 0.00055487 | 0.0050807 |  | 0.0050807
94.83 | 692.8556 | Multifamily - High Rise | MF_DHW Preheat, Electric HPWH | 4.1637e-07 | 6.2978e-07 | 1.371e-06 | 2.5972e-06 | 4.41e-06 | 6.8832e-06 | 1.0345e-05 | 1.4953e-05 | 2.0865e-05 | 2.7994e-05 | 3.5027e-05 | 4.3174e-05 | 5.1849e-05 | 6.0122e-05 | 6.6183e-05 | 7.1781e-05 | 7.5694e-05 | 7.7801e-05 | 7.9044e-05 | 7.9831e-05 | 0.00073097 |  | 0.00073097
109.8539 | 482.6141 | Multifamily - High Rise | MF_DHW Preheat & Shower Preheat, Electric HPWH | 4.8234e-07 | 7.2955e-07 | 1.5882e-06 | 3.0087e-06 | 5.1087e-06 | 7.9737e-06 | 1.1984e-05 | 1.7322e-05 | 2.4171e-05 | 3.243e-05 | 4.0576e-05 | 5.0014e-05 | 6.0063e-05 | 6.9647e-05 | 7.6668e-05 | 8.3153e-05 | 8.7686e-05 | 9.0126e-05 | 9.1567e-05 | 9.2478e-05 | 0.00084678 |  | 0.00084678
| 409.7456 |  |  | 0.00099879 | 0.0015101 | 0.0032607 | 0.0061162 | 0.010267 | 0.015885 | 0.02365 | 0.033803 | 0.046754 | 0.06227 | 0.077609 | 0.095277 | 0.11376 | 0.13132 | 0.14397 | 0.15544 | 0.16316 | 0.16737 | 0.17004 | 0.17143 | 1.5939 |  | 1.5939
|  |  |  | 0.00099879 | 0.0025089 | 0.0057696 | 0.011886 | 0.022153 | 0.038038 | 0.061687 | 0.095491 | 0.14224 | 0.20451 | 0.28212 | 0.3774 | 0.49116 | 0.62248 | 0.76645 | 0.92189 | 1.085 | 1.2524 | 1.4225 | 1.5939 | 3.1878
RECOMBINE MEASURE BUNDLES INTO SUPPLY CURVE CUMULATIVE
|  |  |  | 2022 | 2023 | 2024 | 2025 | 2026 | 2027 | 2028 | 2029 | 2030 | 2031 | 2032 | 2033 | 2034 | 2035 | 2036 | 2037 | 2038 | 2039 | 2040 | 2041 | MAX
|  | lvlcost | lvlcost | aMW_2022 | aMW_2023 | aMW_2024 | aMW_2025 | aMW_2026 | aMW_2027 | aMW_2028 | aMW_2029 | aMW_2030 | aMW_2031 | aMW_2032 | aMW_2033 | aMW_2034 | aMW_2035 | aMW_2036 | aMW_2037 | aMW_2038 | aMW_2039 | aMW_2040 | aMW_2041 | MAX
| Block 1: <= 0 mills/kWh | >=-9999 | <=0 | 0 | 0 | 0 | 0 | 0 | 0 | 0 | 0 | 0 | 0 | 0 | 0 | 0 | 0 | 0 | 0 | 0 | 0 | 0 | 0 | 0
| Block 2: 0-10 mills/kWh | >0 | <=10 | 0 | 0 | 0 | 0 | 0 | 0 | 0 | 0 | 0 | 0 | 0 | 0 | 0 | 0 | 0 | 0 | 0 | 0 | 0 | 0 | 0
| Block 3: 10-20 mills/kWh | >10 | <=20 | 0 | 0 | 0 | 0 | 0 | 0 | 0 | 0 | 0 | 0 | 0 | 0 | 0 | 0 | 0 | 0 | 0 | 0 | 0 | 0 | 0
| Block 4: 20-30 mills/kWh | >20 | <=30 | 0 | 0 | 0 | 0 | 0 | 0 | 0 | 0 | 0 | 0 | 0 | 0 | 0 | 0 | 0 | 0 | 0 | 0 | 0 | 0 | 0
| Block 5: 30-40 mills/kWh | >30 | <=40 | 0 | 0 | 0 | 0 | 0 | 0 | 0 | 0 | 0 | 0 | 0 | 0 | 0 | 0 | 0 | 0 | 0 | 0 | 0 | 0 | 0
| Block 6: 40-50 mills/kWh | >40 | <=50 | 0 | 0 | 0 | 0 | 0 | 0 | 0 | 0 | 0 | 0 | 0 | 0 | 0 | 0 | 0 | 0 | 0 | 0 | 0 | 0 | 0
| Block 7: 50-60 mills/kWh | >50 | <=60 | 0 | 0 | 0 | 0 | 0 | 0 | 0 | 0 | 0 | 0 | 0 | 0 | 0 | 0 | 0 | 0 | 0 | 0 | 0 | 0 | 0
| Block 8: 60-70 mills/kWh | >60 | <=70 | 0 | 0 | 0 | 0 | 0 | 0 | 0 | 0 | 0 | 0 | 0 | 0 | 0 | 0 | 0 | 0 | 0 | 0 | 0 | 0 | 0
| Block 9: 70-80 mills/kWh | >70 | <=80 | 0 | 0 | 0 | 0 | 0 | 0 | 0 | 0 | 0 | 0 | 0 | 0 | 0 | 0 | 0 | 0 | 0 | 0 | 0 | 0 | 0
| Block 10: 80-90 mills/kWh | >80 | <=90 | 0 | 0 | 0 | 0 | 0 | 0 | 0 | 0 | 0 | 0 | 0 | 0 | 0 | 0 | 0 | 0 | 0 | 0 | 0 | 0 | 0
| Block 11: 90-100 mills/kWh | >90 | <=100 | 0 | 0 | 0 | 0 | 0 | 0 | 0 | 0 | 0 | 0 | 0 | 0 | 0 | 0 | 0 | 0 | 0 | 0 | 0 | 0 | 0
| Block 12: 100-110 mills/kWh | >100 | <=110 | 0 | 0 | 0 | 0 | 0 | 0 | 0 | 0 | 0 | 0 | 0 | 0 | 0 | 0 | 0 | 0 | 0 | 0 | 0 | 0 | 0
| Block 13: 110-120 mills/kWh | >110 | <=120 | 0 | 0 | 0 | 0 | 0 | 0 | 0 | 0 | 0 | 0 | 0 | 0 | 0 | 0 | 0 | 0 | 0 | 0 | 0 | 0 | 0
| Block 14: 120-130 mills/kWh | >120 | <=130 | 0 | 0 | 0 | 0 | 0 | 0 | 0 | 0 | 0 | 0 | 0 | 0 | 0 | 0 | 0 | 0 | 0 | 0 | 0 | 0 | 0
| Block 15: 130-140 mills/kWh | >130 | <=140 | 0 | 0 | 0 | 0 | 0 | 0 | 0 | 0 | 0 | 0 | 0 | 0 | 0 | 0 | 0 | 0 | 0 | 0 | 0 | 0 | 0
| Block 16: 140-150 mills/kWh | >140 | <=150 | 0 | 0 | 0 | 0 | 0 | 0 | 0 | 0 | 0 | 0 | 0 | 0 | 0 | 0 | 0 | 0 | 0 | 0 | 0 | 0 | 0
| Block 17: 150-160 mills/kWh | >150 | <=160 | 0 | 0 | 0 | 0 | 0 | 0 | 0 | 0 | 0 | 0 | 0 | 0 | 0 | 0 | 0 | 0 | 0 | 0 | 0 | 0 | 0
| Block 18: 160-170 mills/kWh | >160 | <=170 | 0 | 0 | 0 | 0 | 0 | 0 | 0 | 0 | 0 | 0 | 0 | 0 | 0 | 0 | 0 | 0 | 0 | 0 | 0 | 0 | 0
| Block 19: 170-180 mills/kWh | >170 | <=180 | 0 | 0 | 0 | 0 | 0 | 0 | 0 | 0 | 0 | 0 | 0 | 0 | 0 | 0 | 0 | 0 | 0 | 0 | 0 | 0 | 0
| Block 20: 180-190 mills/kWh | >180 | <=190 | 0 | 0 | 0 | 0 | 0 | 0 | 0 | 0 | 0 | 0 | 0 | 0 | 0 | 0 | 0 | 0 | 0 | 0 | 0 | 0 | 0
| Block 21: 190-200 mills/kWh | >190 | <=200 | 0 | 0 | 0 | 0 | 0 | 0 | 0 | 0 | 0 | 0 | 0 | 0 | 0 | 0 | 0 | 0 | 0 | 0 | 0 | 0 | 0
| Block 22: 200-210 mills/kWh | >200 | <=210 | 0 | 0 | 0 | 0 | 0 | 0 | 0 | 0 | 0 | 0 | 0 | 0 | 0 | 0 | 0 | 0 | 0 | 0 | 0 | 0 | 0
| Block 23: 210-220 mills/kWh | >210 | <=220 | 0 | 0 | 0 | 0 | 0 | 0 | 0 | 0 | 0 | 0 | 0 | 0 | 0 | 0 | 0 | 0 | 0 | 0 | 0 | 0 | 0
| Block 24: 220-230 mills/kWh | >220 | <=230 | 0 | 0 | 0 | 0 | 0 | 0 | 0 | 0 | 0 | 0 | 0 | 0 | 0 | 0 | 0 | 0 | 0 | 0 | 0 | 0 | 0
| Block 25: 230-240 mills/kWh | >230 | <=240 | 0.00026786 | 0.00040753 | 0.00088537 | 0.0016706 | 0.0028208 | 0.0043912 | 0.0065765 | 0.0094513 | 0.013143 | 0.017603 | 0.02207 | 0.027248 | 0.032712 | 0.037977 | 0.041871 | 0.045466 | 0.047983 | 0.049506 | 0.050576 | 0.051285 | 0.46391
| Block 26: 240-250 mills/kWh | >240 | <=250 | 0.00026786 | 0.00040753 | 0.00088537 | 0.0016706 | 0.0028208 | 0.0043912 | 0.0065765 | 0.0094513 | 0.013143 | 0.017603 | 0.02207 | 0.027248 | 0.032712 | 0.037977 | 0.041871 | 0.045466 | 0.047983 | 0.049506 | 0.050576 | 0.051285 | 0.46391
| Block 27: 250-260 mills/kWh | >250 | <=260 | 0.00026786 | 0.00040753 | 0.00088537 | 0.0016706 | 0.0028208 | 0.0043912 | 0.0065765 | 0.0094513 | 0.013143 | 0.017603 | 0.02207 | 0.027248 | 0.032712 | 0.037977 | 0.041871 | 0.045466 | 0.047983 | 0.049506 | 0.050576 | 0.051285 | 0.46391
| Block 28: 260-270 mills/kWh | >260 | <=270 | 0.00026786 | 0.00040753 | 0.00088537 | 0.0016706 | 0.0028208 | 0.0043912 | 0.0065765 | 0.0094513 | 0.013143 | 0.017603 | 0.02207 | 0.027248 | 0.032712 | 0.037977 | 0.041871 | 0.045466 | 0.047983 | 0.049506 | 0.050576 | 0.051285 | 0.46391
| Block 29: 270-280 mills/kWh | >270 | <=280 | 0.00026786 | 0.00040753 | 0.00088537 | 0.0016706 | 0.0028208 | 0.0043912 | 0.0065765 | 0.0094513 | 0.013143 | 0.017603 | 0.02207 | 0.027248 | 0.032712 | 0.037977 | 0.041871 | 0.045466 | 0.047983 | 0.049506 | 0.050576 | 0.051285 | 0.46391
| Block 30: 280-290 mills/kWh | >280 | <=290 | 0.00032618 | 0.00049492 | 0.0010724 | 0.0020185 | 0.0033998 | 0.0052787 | 0.0078861 | 0.011308 | 0.015689 | 0.020964 | 0.026219 | 0.032295 | 0.038684 | 0.044805 | 0.049284 | 0.053392 | 0.056223 | 0.057873 | 0.058991 | 0.059678 | 0.54588
| Block 31: 290-300 mills/kWh | >290 | <=300 | 0.00032618 | 0.00049492 | 0.0010724 | 0.0020185 | 0.0033998 | 0.0052787 | 0.0078861 | 0.011308 | 0.015689 | 0.020964 | 0.026219 | 0.032295 | 0.038684 | 0.044805 | 0.049284 | 0.053392 | 0.056223 | 0.057873 | 0.058991 | 0.059678 | 0.54588
| Block 32: > 300 mills/kWh | >300 | <=9999 | 0.00099879 | 0.0015101 | 0.0032607 | 0.0061162 | 0.010267 | 0.015885 | 0.02365 | 0.033803 | 0.046754 | 0.06227 | 0.077609 | 0.095277 | 0.11376 | 0.13132 | 0.14397 | 0.15544 | 0.16316 | 0.16737 | 0.17004 | 0.17143 | 1.5939
RECOMBINE MEASURE BUNDLES INTO SUPPLY CURVE INCREMENTAL
|  | SC_New |  | 2022 | 2023 | 2024 | 2025 | 2026 | 2027 | 2028 | 2029 | 2030 | 2031 | 2032 | 2033 | 2034 | 2035 | 2036 | 2037 | 2038 | 2039 | 2040 | 2041 | MAX
|  | WasteWater Heat Recovery |  | aMW_2022 | aMW_2023 | aMW_2024 | aMW_2025 | aMW_2026 | aMW_2027 | aMW_2028 | aMW_2029 | aMW_2030 | aMW_2031 | aMW_2032 | aMW_2033 | aMW_2034 | aMW_2035 | aMW_2036 | aMW_2037 | aMW_2038 | aMW_2039 | aMW_2040 | aMW_2041 | MAX
|  | Block 1: <= 0 mills/kWh |  | 0 | 0 | 0 | 0 | 0 | 0 | 0 | 0 | 0 | 0 | 0 | 0 | 0 | 0 | 0 | 0 | 0 | 0 | 0 | 0 | 0
|  | Block 2: 0-10 mills/kWh |  | 0 | 0 | 0 | 0 | 0 | 0 | 0 | 0 | 0 | 0 | 0 | 0 | 0 | 0 | 0 | 0 | 0 | 0 | 0 | 0 | 0
|  | Block 3: 10-20 mills/kWh |  | 0 | 0 | 0 | 0 | 0 | 0 | 0 | 0 | 0 | 0 | 0 | 0 | 0 | 0 | 0 | 0 | 0 | 0 | 0 | 0 | 0
|  | Block 4: 20-30 mills/kWh |  | 0 | 0 | 0 | 0 | 0 | 0 | 0 | 0 | 0 | 0 | 0 | 0 | 0 | 0 | 0 | 0 | 0 | 0 | 0 | 0 | 0
|  | Block 5: 30-40 mills/kWh |  | 0 | 0 | 0 | 0 | 0 | 0 | 0 | 0 | 0 | 0 | 0 | 0 | 0 | 0 | 0 | 0 | 0 | 0 | 0 | 0 | 0
|  | Block 6: 40-50 mills/kWh |  | 0 | 0 | 0 | 0 | 0 | 0 | 0 | 0 | 0 | 0 | 0 | 0 | 0 | 0 | 0 | 0 | 0 | 0 | 0 | 0 | 0
|  | Block 7: 50-60 mills/kWh |  | 0 | 0 | 0 | 0 | 0 | 0 | 0 | 0 | 0 | 0 | 0 | 0 | 0 | 0 | 0 | 0 | 0 | 0 | 0 | 0 | 0
|  | Block 8: 60-70 mills/kWh |  | 0 | 0 | 0 | 0 | 0 | 0 | 0 | 0 | 0 | 0 | 0 | 0 | 0 | 0 | 0 | 0 | 0 | 0 | 0 | 0 | 0
|  | Block 9: 70-80 mills/kWh |  | 0 | 0 | 0 | 0 | 0 | 0 | 0 | 0 | 0 | 0 | 0 | 0 | 0 | 0 | 0 | 0 | 0 | 0 | 0 | 0 | 0
|  | Block 10: 80-90 mills/kWh |  | 0 | 0 | 0 | 0 | 0 | 0 | 0 | 0 | 0 | 0 | 0 | 0 | 0 | 0 | 0 | 0 | 0 | 0 | 0 | 0 | 0
|  | Block 11: 90-100 mills/kWh |  | 0 | 0 | 0 | 0 | 0 | 0 | 0 | 0 | 0 | 0 | 0 | 0 | 0 | 0 | 0 | 0 | 0 | 0 | 0 | 0 | 0
|  | Block 12: 100-110 mills/kWh |  | 0 | 0 | 0 | 0 | 0 | 0 | 0 | 0 | 0 | 0 | 0 | 0 | 0 | 0 | 0 | 0 | 0 | 0 | 0 | 0 | 0
|  | Block 13: 110-120 mills/kWh |  | 0 | 0 | 0 | 0 | 0 | 0 | 0 | 0 | 0 | 0 | 0 | 0 | 0 | 0 | 0 | 0 | 0 | 0 | 0 | 0 | 0
|  | Block 14: 120-130 mills/kWh |  | 0 | 0 | 0 | 0 | 0 | 0 | 0 | 0 | 0 | 0 | 0 | 0 | 0 | 0 | 0 | 0 | 0 | 0 | 0 | 0 | 0
|  | Block 15: 130-140 mills/kWh |  | 0 | 0 | 0 | 0 | 0 | 0 | 0 | 0 | 0 | 0 | 0 | 0 | 0 | 0 | 0 | 0 | 0 | 0 | 0 | 0 | 0
|  | Block 16: 140-150 mills/kWh |  | 0 | 0 | 0 | 0 | 0 | 0 | 0 | 0 | 0 | 0 | 0 | 0 | 0 | 0 | 0 | 0 | 0 | 0 | 0 | 0 | 0
|  | Block 17: 150-160 mills/kWh |  | 0 | 0 | 0 | 0 | 0 | 0 | 0 | 0 | 0 | 0 | 0 | 0 | 0 | 0 | 0 | 0 | 0 | 0 | 0 | 0 | 0
|  | Block 18: 160-170 mills/kWh |  | 0 | 0 | 0 | 0 | 0 | 0 | 0 | 0 | 0 | 0 | 0 | 0 | 0 | 0 | 0 | 0 | 0 | 0 | 0 | 0 | 0
|  | Block 19: 170-180 mills/kWh |  | 0 | 0 | 0 | 0 | 0 | 0 | 0 | 0 | 0 | 0 | 0 | 0 | 0 | 0 | 0 | 0 | 0 | 0 | 0 | 0 | 0
|  | Block 20: 180-190 mills/kWh |  | 0 | 0 | 0 | 0 | 0 | 0 | 0 | 0 | 0 | 0 | 0 | 0 | 0 | 0 | 0 | 0 | 0 | 0 | 0 | 0 | 0
|  | Block 21: 190-200 mills/kWh |  | 0 | 0 | 0 | 0 | 0 | 0 | 0 | 0 | 0 | 0 | 0 | 0 | 0 | 0 | 0 | 0 | 0 | 0 | 0 | 0 | 0
|  | Block 22: 200-210 mills/kWh |  | 0 | 0 | 0 | 0 | 0 | 0 | 0 | 0 | 0 | 0 | 0 | 0 | 0 | 0 | 0 | 0 | 0 | 0 | 0 | 0 | 0
|  | Block 23: 210-220 mills/kWh |  | 0 | 0 | 0 | 0 | 0 | 0 | 0 | 0 | 0 | 0 | 0 | 0 | 0 | 0 | 0 | 0 | 0 | 0 | 0 | 0 | 0
|  | Block 24: 220-230 mills/kWh |  | 0 | 0 | 0 | 0 | 0 | 0 | 0 | 0 | 0 | 0 | 0 | 0 | 0 | 0 | 0 | 0 | 0 | 0 | 0 | 0 | 0
|  | Block 25: 230-240 mills/kWh |  | 0.00026786 | 0.00040753 | 0.00088537 | 0.0016706 | 0.0028208 | 0.0043912 | 0.0065765 | 0.0094513 | 0.013143 | 0.017603 | 0.02207 | 0.027248 | 0.032712 | 0.037977 | 0.041871 | 0.045466 | 0.047983 | 0.049506 | 0.050576 | 0.051285 | 0.46391
|  | Block 26: 240-250 mills/kWh |  | 0 | 0 | 0 | 0 | 0 | 0 | 0 | 0 | 0 | 0 | 0 | 0 | 0 | 0 | 0 | 0 | 0 | 0 | 0 | 0 | 0
|  | Block 27: 250-260 mills/kWh |  | 0 | 0 | 0 | 0 | 0 | 0 | 0 | 0 | 0 | 0 | 0 | 0 | 0 | 0 | 0 | 0 | 0 | 0 | 0 | 0 | 0
|  | Block 28: 260-270 mills/kWh |  | 0 | 0 | 0 | 0 | 0 | 0 | 0 | 0 | 0 | 0 | 0 | 0 | 0 | 0 | 0 | 0 | 0 | 0 | 0 | 0 | 0
|  | Block 29: 270-280 mills/kWh |  | 0 | 0 | 0 | 0 | 0 | 0 | 0 | 0 | 0 | 0 | 0 | 0 | 0 | 0 | 0 | 0 | 0 | 0 | 0 | 0 | 0
|  | Block 30: 280-290 mills/kWh |  | 5.8318e-05 | 8.7392e-05 | 0.00018707 | 0.00034787 | 0.00057903 | 0.00088753 | 0.0013096 | 0.0018563 | 0.0025459 | 0.003361 | 0.004149 | 0.0050466 | 0.0059715 | 0.0068277 | 0.0074134 | 0.0079254 | 0.0082403 | 0.0083669 | 0.0084145 | 0.0083935 | 0.081969
|  | Block 31: 290-300 mills/kWh |  | 0 | 0 | 0 | 0 | 0 | 0 | 0 | 0 | 0 | 0 | 0 | 0 | 0 | 0 | 0 | 0 | 0 | 0 | 0 | 0 | 0
|  | Block 32: > 300 mills/kWh |  | 0.00067262 | 0.0010151 | 0.0021883 | 0.0040977 | 0.0068676 | 0.010606 | 0.015764 | 0.022496 | 0.031065 | 0.041306 | 0.05139 | 0.062982 | 0.075077 | 0.086515 | 0.094683 | 0.10205 | 0.10694 | 0.1095 | 0.11105 | 0.11175 | 1.048
|  | Total per Year |  | 0.00099879 | 0.0015101 | 0.0032607 | 0.0061162 | 0.010267 | 0.015885 | 0.02365 | 0.033803 | 0.046754 | 0.06227 | 0.077609 | 0.095277 | 0.11376 | 0.13132 | 0.14397 | 0.15544 | 0.16316 | 0.16737 | 0.17004 | 0.17143
|  | Total Cumulative |  | 0.00099879 | 0.0025089 | 0.0057696 | 0.011886 | 0.022153 | 0.038038 | 0.061687 | 0.095491 | 0.14224 | 0.20451 | 0.28212 | 0.3774 | 0.49116 | 0.62248 | 0.76645 | 0.92189 | 1.085 | 1.2524 | 1.4225 | 1.5939 | 1.5939

## M_Input_Out
Shaped Savings Results; By Category and sorted by TRC BC ratio
[15 empty] | Savings Allocation by Category and Month for Segments 1 | [11 empty] | Savings Allocation by Category and Month for Segments 2
Category | Measure | Busbar Savings | First Cost | Admin Cost | First Year Program Cost | PV Cost | PV Benefits | Unit Program Cost: First Year Program Cost in $/average annual kW saved | Utility System Net Levelized Cost (Net of T&D Capacity Benefits, Act Credit & Risk-Mitigation) in mills/kWh | TRC Net Levelized Cost (Net of All Benefits) in mills/kWh | TRC B/C Ratio | Net Electric & Gas System CO2 Avoided (Lifetime Tons) | Wholesale KW - Peak 1 | Wholesale KW - Peak 2 | Jan | Feb | Mar | Apr | May | Jun | Jul | Aug | Sep | Oct | Nov | Dec | Jan | Feb | Mar | Apr | May | Jun | Jul | Aug | Sep | Oct | Nov | Dec
MF_DHW Preheat & Shower Preheat, Electric Resistance |  | 219.7078 | 752.8631 | 150.5726 | 903.4357 | 742.0447 | 110.2139 | 36021.0057 | 141.0983 | 239.5681 | 0.14853 | 2.0433 | 0.079757 | 0.020548 | 3.2812 | 3.0883 | 3.5312 | 3.4294 | 3.136 | 2.9385 | 2.526 | 2.4883 | 2.3965 | 2.7568 | 2.7569 | 3.1428 | 18.8285 | 16.5303 | 17.6495 | 15.8789 | 15.6004 | 14.5804 | 12.8632 | 12.2342 | 12.5087 | 14.284 | 15.4257 | 17.8521
SF_DHW Preheat & Shower Preheat, Electric Resistance |  | 219.7078 | 896.5061 | 179.3012 | 1075.8074 | 883.6237 | 110.2139 | 42893.6606 | 168.6828 | 285.9403 | 0.12473 | 2.0433 | 0.079757 | 0.020548 | 3.2812 | 3.0883 | 3.5312 | 3.4294 | 3.136 | 2.9385 | 2.526 | 2.4883 | 2.3965 | 2.7568 | 2.7569 | 3.1428 | 18.8285 | 16.5303 | 17.6495 | 15.8789 | 15.6004 | 14.5804 | 12.8632 | 12.2342 | 12.5087 | 14.284 | 15.4257 | 17.8521
SF_DHW Preheat, Electric Resistance |  | 189.66 | 930.9903 | 186.1981 | 1117.1883 | 917.6123 | 95.1408 | 51600.5911 | 203.6295 | 344.6889 | 0.10368 | 1.7638 | 0.068849 | 0.017738 | 2.8324 | 2.6659 | 3.0483 | 2.9604 | 2.7071 | 2.5366 | 2.1805 | 2.148 | 2.0688 | 2.3798 | 2.3799 | 2.713 | 16.2535 | 14.2696 | 15.2358 | 13.7072 | 13.4669 | 12.5864 | 11.104 | 10.561 | 10.798 | 12.3305 | 13.316 | 15.4106
MF_DHW Preheat, Electric Resistance |  | 189.66 | 930.9903 | 186.1981 | 1117.1883 | 917.6123 | 95.1408 | 51600.5911 | 203.6295 | 344.6889 | 0.10368 | 1.7638 | 0.068849 | 0.017738 | 2.8324 | 2.6659 | 3.0483 | 2.9604 | 2.7071 | 2.5366 | 2.1805 | 2.148 | 2.0688 | 2.3798 | 2.3799 | 2.713 | 16.2535 | 14.2696 | 15.2358 | 13.7072 | 13.4669 | 12.5864 | 11.104 | 10.561 | 10.798 | 12.3305 | 13.316 | 15.4106
MF_DHW Preheat & Shower Preheat, Electric HPWH |  | 109.8539 | 752.8631 | 150.5726 | 903.4357 | 742.0447 | 55.1069 | 72042.0114 | 285.6744 | 482.6141 | 0.074264 | 1.0216 | 0.039879 | 0.010274 | 1.6406 | 1.5441 | 1.7656 | 1.7147 | 1.568 | 1.4692 | 1.263 | 1.2442 | 1.1983 | 1.3784 | 1.3784 | 1.5714 | 9.4143 | 8.2651 | 8.8248 | 7.9394 | 7.8002 | 7.2902 | 6.4316 | 6.1171 | 6.2543 | 7.142 | 7.7128 | 8.926
SF_DHW Preheat & Shower Preheat, Electric HPWH |  | 109.8539 | 896.5061 | 179.3012 | 1075.8074 | 883.6237 | 55.1069 | 85787.3212 | 340.8435 | 575.3584 | 0.062365 | 1.0216 | 0.039879 | 0.010274 | 1.6406 | 1.5441 | 1.7656 | 1.7147 | 1.568 | 1.4692 | 1.263 | 1.2442 | 1.1983 | 1.3784 | 1.3784 | 1.5714 | 9.4143 | 8.2651 | 8.8248 | 7.9394 | 7.8002 | 7.2902 | 6.4316 | 6.1171 | 6.2543 | 7.142 | 7.7128 | 8.926
SF_DHW Preheat, Electric HPWH |  | 94.83 | 930.9903 | 186.1981 | 1117.1883 | 917.6123 | 47.5704 | 103201.1823 | 410.7368 | 692.8556 | 0.051841 | 0.88192 | 0.034425 | 0.0088691 | 1.4162 | 1.333 | 1.5241 | 1.4802 | 1.3535 | 1.2683 | 1.0903 | 1.074 | 1.0344 | 1.1899 | 1.1899 | 1.3565 | 8.1267 | 7.1348 | 7.6179 | 6.8536 | 6.7334 | 6.2932 | 5.552 | 5.2805 | 5.399 | 6.1652 | 6.658 | 7.7053
MF_DHW Preheat, Electric HPWH |  | 94.83 | 930.9903 | 186.1981 | 1117.1883 | 917.6123 | 47.5704 | 103201.1823 | 410.7368 | 692.8556 | 0.051841 | 0.88192 | 0.034425 | 0.0088691 | 1.4162 | 1.333 | 1.5241 | 1.4802 | 1.3535 | 1.2683 | 1.0903 | 1.074 | 1.0344 | 1.1899 | 1.1899 | 1.3565 | 8.1267 | 7.1348 | 7.6179 | 6.8536 | 6.7334 | 6.2932 | 5.552 | 5.2805 | 5.399 | 6.1652 | 6.658 | 7.7053

## Measure_InputOutput
Data Set Name
Measure Index Name
Costs must be denominated in the same year as 'Input Cost Reference Year' = | 2016
See row 115 for inputs that results are based on
1 | 2 | 3 | 4 | 5 | 6 | 7 | 8 | 9 | 10 | 11 | 12 | 13 | 14 | 15 | 16
Input Data | [7 empty] | Periodic Replacement Costs and Savings and Replacement Period | [5 empty] | Gas Inputs |  | Savings Period 2 Parameters (if applicACle)
Measure Application | Savings Component | Savings for Period 1 (kwh/yr) | Measure Life (yrs) | Capital Cost | Annual O&M | Shape Pointer | Non-E Val ($/yr) | Cost A ($) | Replacement Period A (yrs) | Cost B ($) | Replacement Period B (yrs) | Cost C ($) | Replacement Period C (yrs) | Savings (therms/yr) | Shape Pointer | Savings for Period 2 (kWh/yr) | Length of Period 1 (yrs) | Base Case Cost at Start of Period 2 ($)
SF_DHW Preheat, Electric Resistance | Water heat | 170.1459 | 30 | 930.9903 |  | R_All_WH_showerhead_All_S
SF_DHW Preheat & Shower Preheat, Electric Resistance | Water heat | 197.1021 | 30 | 896.5061 |  | R_All_WH_showerhead_All_S
SF_DHW Preheat, Electric HPWH | Water heat | 85.073 | 30 | 930.9903 |  | R_All_WH_showerhead_All_S
SF_DHW Preheat & Shower Preheat, Electric HPWH | Water heat | 98.551 | 30 | 896.5061 |  | R_All_WH_showerhead_All_S
MF_DHW Preheat, Electric Resistance | Water heat | 170.1459 | 30 | 930.9903 |  | R_All_WH_showerhead_All_S
MF_DHW Preheat & Shower Preheat, Electric Resistance | Water heat | 197.1021 | 30 | 752.8631 |  | R_All_WH_showerhead_All_S
MF_DHW Preheat, Electric HPWH | Water heat | 85.073 | 30 | 930.9903 |  | R_All_WH_showerhead_All_S
MF_DHW Preheat & Shower Preheat, Electric HPWH | Water heat | 98.551 | 30 | 752.8631 |  | R_All_WH_showerhead_All_S
ProCost Results
Version: | ProCost 4.0.06
Run Time: | Friday, 10 April , 2020 at 1:20 PM
Regurgitation of ProData input parameters which were used for this run
| Run Type: | Electric |  |  |  | Marginal Cost & Conservation Load Shape Parameters | [9 empty] | Sector: | Residential |  |  |  |  | Program Parameters |  |  | Utility System Parameters
| Negative B/C Ratios: | OFF: (Converts Negative B/C Ratios) |  |  |  | Marginal Costs and Savings Shape File | Q:\Eighth Plan\Conservation Analysis\ProCost v4\MC_AND_LOADSHAPE_v4.0.06.xlsx | [8 empty] | Sponsor Parameters | [5 empty] | Program Life (yrs) | 20 |  |  | Electric | Gas
| Admin Cost / Category Level: | ON: Admin Costs added at Measure Application Results |  |  |  | Marginal Elec Avoided Cost Input Worksheet | 2021P Electric Mid | [9 empty] | Customer | Wholesale Elec | Retail Elec | Nat Gas |  | Program Start Date | 2022 |  | Bulk System T&D Loss Factor | 0.023 | 0.01
| Periodic O&M Treatment: | ON: (Periodic O&M Repeats over measure life) |  |  |  | Elec Savings Shape Input Worksheet | GLSShapes | [8 empty] | Real After-Tax Cost of Capital | 0.0417 | 0.0223 | 0.0428 | 0.048 |  | Present Value Time Zero | 2022 |  | Bulk System T&D Credit ($/kw-yr)($/dailytherm-yr) | 3.08 | 0
| Limit Program Life to Measure Life: | ON: (Program life limited to measure life) |  |  |  | Marginal Gas Avoided Cost Input Worksheet | 2021P Gas | [8 empty] | Financial Life (years) | 12 | 1 | 1 | 1 |  | Input Cost Reference Year | 2016 |  | Bulk System T&D Credit - Applicable Peak Period (1,2, or both) | Peak Periods 1 and 2 | Peak Period 1 only
[6 empty] | Gas Savings Shape Input Worksheet | GLSShapes | [9 empty] | Customer | Wholesale Elec | Retail Elec | Nat Gas |  | Real Discount Rate | 0.0375 |  | Bulk System T&D I2R Loss Component (%) | 0.9 | N/A
[6 empty] | Marginal Elec CO2 per kWh Input Worksheet | CO2 lbs per kWh | [8 empty] | Sponsor Share of Initial Capital Cost | 0.5 | 0.35 | 0.15 | 0 |  | Capital Real Escalation Rate | 0 |  | Local System Dist Loss Factor | 0.047399 | 0
[6 empty] | Marginal Gas CO2 per therm Input Worksheet | CO2 lbs per therm | [8 empty] | Sponsor Share of Annual O&M | 1 | 0 | 0 | 0 |  | Admin Cost (as % of Initial Capital Cost) | 0.2 |  | Local System Dist Credit ($/kw-yr)($/dailytherm-yr) | 6.85 | 0
[6 empty] | Marginal Avoided Cost CO2 Input Worksheet | Dollars per ton CO2 | [8 empty] | Sponsor Share of Periodic Replacement Cost | 1 | 0 | 0 | 0 |  | Regional Act Conservation Credit (%) | 0 |  | Local System Dist Credit - Applicable Peak Period (1,2, or both) | Peak Periods 1 and 2 | Peak Period 1 only
[6 empty] | Peak Hours Definitions Input Worksheet | UtilityPeakHours | [8 empty] | Sponsor Share of Admin Cost |  | 0.3 | 0.7 | 0 |  | Report Annual Carbon Saved for Year | 2022 |  | Local System Dist I2R Loss Component (%) | 0.7 | N/A
[16 empty] | Last Year of Non-Customer O&M & Period Replacement |  | 20 | [6 empty] | Risk-Mitigation Credit (mills/kWh)(mills/therm) - Retro. | 0 | 0
[25 empty] | Risk-Mitigation Credit (mills/kWh)(mills/therm) - Lost Op. | 0 | 0
[25 empty] | Deferred Generation Capacity Credit - Same or Different Resources? | None - No Credit | N/A
[25 empty] | Deferred Generation Capacity Credit ($/bulk kW-year) - Peak 1 | 0 | N/A
[25 empty] | Deferred Generation Capacity Credit ($/bulk kW-year) - Peak 2 | 0 | N/A
Savings Component Results; Sorted in same order as input
Total Results |  | Measure Input Data | [11 empty] | Savings | [19 empty] | PV Capital |  |  |  | PV Admin |  |  |  | PV O&M |  |  |  | PV Periodic Repl. |  |  |  | Total PV Capital, O&M and Periodic Repl Costs |  |  |  |  | PV Wholesale Electric Utility Costs & Benefits | [6 empty] | PV Retail Electric Utility Costs & Benefits | [6 empty] | PV Electric Utility System Costs & Benefits | [5 empty] | Electric Utility System Economics |  | Sponsor Levelized Cost (mills/kwh) |  |  |  |  | PV Regional Costs & Benefits | [16 empty] | TRC Economics |  | Physical CO2 | [5 empty] | Gas Inputs |  |  |  | PV Gas Utility System Costs & Benefits |  |  |  |  | Gas Utility System Economics |  | Lifetime kWh denominators
Measure Application | Savings Component | Time Varying Savings? (Yes/No) | Measure Life (yrs) | Length of Period 1 (yrs) | Site Savings - Period 1 (kWh) | Site Savings - Period 2 (kWh) | Site Savings - Period 1 (therms) | Site Savings - Period 2 (therms) | Capital Cost ($) | PV Base Case Cost at Start of Period 2($) | Annual O&M Cost ($/unit) | PV Per. Repl. Cost ($/unit) | Load Shape (electric) | Wholesale Electric Energy - Period 1 (kWh) | Wholesale Electric Energy - Period 2 (kWh) | Wholesale Electric Demand - Period 1, Peak 1 (kW) | Wholesale Electric Demand - Period 1, Peak 2 (kW) | Wholesale Electric Demand - Period 2, Peak 1 (kW) | Wholesale Electric Demand - Period 2, Peak 2 (kW) | Retail Electric Demand - Period 1, Peak 1 (kW) | Retail Electric Demand - Period 1, Peak 2 (kW) | Retail Electric Demand - Period 2, Peak 1 (kW) | Retail Electric Demand - Period 2, Peak 2 (kW) | Wholesale Gas Energy - Period 1 (therms/yr) | Wholesale Gas Energy - Period 2 (therms/yr) | Wholesale Gas Demand - Period 1, Peak 1 (therms/day) | Wholesale Gas Demand - Period 1, Peak 2 (therms/day) | Wholesale Gas Demand - Period 2, Peak 1 (therms/day) | Wholesale Gas Demand - Period 2, Peak 2 (therms/day) | Retail Gas Demand - Period 1, Peak 1 (therms/day) | Retail Gas Demand - Period 1, Peak 2 (therms/day) | Retail Gas Demand - Period 2, Peak 1 (therms/day) | Retail Gas Demand - Period 2, Peak 2 (therms/day) | Wholesale Electric | Retail Electric | Natural Gas | Customer | Wholesale Electric | Retail Electric | Natural Gas | Customer | Wholesale Electric | Retail Electric | Natural Gas | Customer | Wholesale Electric | Retail Electric | Natural Gas | Customer | Wholesale Electric | Retail Electric | Natural Gas | Customer | Total | Wholesale Utility System Energy | Wholesale Utility System T&D Def. Cap. | Wholesale Utility System Act C-E Credit | Wholesale Utility System Risk Mitigation Benefit | Wholesale Utility System Total System Benefit | Wholesale Utility System Total Non-Consumer Cost | Wholesale Utility System B/C Ratio | Retail Utility System Energy | Retail Utility System T&D Def. Cap. | Retail Utility System Act C-E Credit | Retail Utility System Risk Mitigation Benefit | Retail Utility System Total System Benefit | Retail Utility System Total Non-Consumer Cost | Retail Utility System System B/C Ratio | Utility System Energy | Utility System T&D Def. Cap. | Utility System Act C-E Credit | Utility System Total Risk Mitigation Benefit | Utility System Total System Benefit | Utility System Total Non-Consumer Cost | Utility System Net Levelized Cost (Net of Elec T&D Capacity Benefits, Act Credit & Risk-Mitigation Benefit) in mills/kwh | Utility System System B/C Ratio | Wholesale Electric Levelized Cost | Retail Electric Levelized Cost | Natural Gas Levelized Cost | Customer Levelized Cost | Total Levelized Cost | PV Regional Electric Energy | PV Regional Gas Energy | PV Regional Electric T&D Def. Cap. | PV Regional Gas T&D Def. Cap. | PV Regional Electric Deferred Generation Capacity Credit, Peak 1 | PV Regional Electric Deferred Generation Capacity Credit, Peak 2 | PV Regional Electric and Gas Systems CO2 | PV Regional Electric System Risk-Mitigation Benefit | PV Regional Gas System Risk-Mitigation Benefit | PV Regional Non-E Value | PV Regional Act Credit | PV Regional Capital Cost | PV Regional Admin Cost | PV Regional Annual O&M Cost | PV Regional Periodic Replacement Cost | PV Total Regional Benefit | PV Total Regional Cost | TRC B/C Ratio | TRC Net Levelized Cost (Net of All Benefits) in mills/kWh | Electric System CO2 Avoided (Lifetime Tons) | Gas System CO2 Avoided (Lifetime Tons) | Total System CO2 Avoided (Lifetime Tons) | Electric System CO2 Avoided (Annual Tons in 2022) | Gas System CO2 Avoided (Annual Tons in 2022) | Total System CO2 Avoided (Annual Tons in 2022) | Gas Site Savings (therms) | Load Shape (gas) | Diversitfied Load Factor (gas) | Wholesale Coincidence Factor (gas) | Total Gas Utility System Energy | Gas Utility System T&D Def. Cap. | Gas Utility System Risk Mitigation Benefit | Gas Utility System Total System Benefit | Gas Utility System Total Non-Consumer Cost | Gas Utility System Net Levelized Cost (Net of Gas T&D Capacity Benefits & Risk-Mitigation Benefits) in cents/therm | Gas Utility System System B/C Ratio | PV Electricity Savings (kWh) (denominator for Levelized Cost) | Denominator for PV fields in MeasureTable
SF_DHW Preheat, Electric Resistance | Water heat | No | 30 |  | 170.1459 |  | 0 |  | 930.9903 |  | 0 | 0 | R_All_WH_showerhead_All_S | 189.66 |  | 0.068849 | 0.017738 |  |  | 0.065335 | 0.016934 |  |  | 0 |  | n/a | n/a |  |  | n/a | n/a |  |  | 250.2457 | 109.3988 | 0 | 371.7697 | (na) | (na) | (na) | (na) | 0 | 0 | 0 | 0 | 0 | 0 | 0 | 0 | 250.2457 | 109.3988 | 0 | 371.7697 | 731.4142 | 85.9748 | 2.9468 | 0 | 0 | 88.9216 | 250.2457 | 0.35534 | 85.9748 | 6.2191 | 0 | 0 | 92.194 | 109.3988 | 0.84273 | 85.9748 | 9.1659 | 0 | 0 | 95.1408 | 359.6445 | 132.981 | 0.26454 | 94.9499 | 41.5088 | 0 | 141.0594 | 277.5182 | 85.9748 | 0 | 9.1659 | 0 | 0 | 0 | 0 | 0 | 0 | 0 | 0 | 731.4142 |  | 0 | 0 | 95.1408 | 731.4142 | 0.13008 | 274.0404 | 1.7638 | 0 | 1.7638 | 0.088192 | 0 | 0.088192 | 0 |  |  |  | 0 | 0 | 0 | 0 | 0 | 9999 | 9999 | 2635.5546 | 2635.5546
SF_DHW Preheat & Shower Preheat, Electric Resistance | Water heat | No | 30 |  | 197.1021 |  | 0 |  | 896.5061 |  | 0 | 0 | R_All_WH_showerhead_All_S | 219.7078 |  | 0.079757 | 0.020548 |  |  | 0.075686 | 0.019617 |  |  | 0 |  | n/a | n/a |  |  | n/a | n/a |  |  | 240.9766 | 105.3466 | 0 | 357.9993 | (na) | (na) | (na) | (na) | 0 | 0 | 0 | 0 | 0 | 0 | 0 | 0 | 240.9766 | 105.3466 | 0 | 357.9993 | 704.3225 | 99.5958 | 3.4136 | 0 | 0 | 103.0094 | 240.9766 | 0.42747 | 99.5958 | 7.2044 | 0 | 0 | 106.8002 | 105.3466 | 1.0138 | 99.5958 | 10.6181 | 0 | 0 | 110.2139 | 346.3232 | 109.9553 | 0.31824 | 78.9284 | 34.5048 | 0 | 117.2574 | 230.6906 | 99.5958 | 0 | 10.6181 | 0 | 0 | 0 | 0 | 0 | 0 | 0 | 0 | 704.3225 |  | 0 | 0 | 110.2139 | 704.3225 | 0.15648 | 227.2128 | 2.0433 | 0 | 2.0433 | 0.10216 | 0 | 0.10216 | 0 |  |  |  | 0 | 0 | 0 | 0 | 0 | 9999 | 9999 | 3053.1047 | 3053.1047
SF_DHW Preheat, Electric HPWH | Water heat | No | 30 |  | 85.073 |  | 0 |  | 930.9903 |  | 0 | 0 | R_All_WH_showerhead_All_S | 94.83 |  | 0.034425 | 0.0088691 |  |  | 0.032667 | 0.008467 |  |  | 0 |  | n/a | n/a |  |  | n/a | n/a |  |  | 250.2457 | 109.3988 | 0 | 371.7697 | (na) | (na) | (na) | (na) | 0 | 0 | 0 | 0 | 0 | 0 | 0 | 0 | 250.2457 | 109.3988 | 0 | 371.7697 | 731.4142 | 42.9874 | 1.4734 | 0 | 0 | 44.4608 | 250.2457 | 0.17767 | 42.9874 | 3.1096 | 0 | 0 | 46.097 | 109.3988 | 0.42137 | 42.9874 | 4.583 | 0 | 0 | 47.5704 | 359.6445 | 269.4397 | 0.13227 | 189.8999 | 83.0177 | 0 | 282.1188 | 555.0363 | 42.9874 | 0 | 4.583 | 0 | 0 | 0 | 0 | 0 | 0 | 0 | 0 | 731.4142 |  | 0 | 0 | 47.5704 | 731.4142 | 0.065039 | 551.5585 | 0.88192 | 0 | 0.88192 | 0.044096 | 0 | 0.044096 | 0 |  |  |  | 0 | 0 | 0 | 0 | 0 | 9999 | 9999 | 1317.7773 | 1317.7773
SF_DHW Preheat & Shower Preheat, Electric HPWH | Water heat | No | 30 |  | 98.551 |  | 0 |  | 896.5061 |  | 0 | 0 | R_All_WH_showerhead_All_S | 109.8539 |  | 0.039879 | 0.010274 |  |  | 0.037843 | 0.0098084 |  |  | 0 |  | n/a | n/a |  |  | n/a | n/a |  |  | 240.9766 | 105.3466 | 0 | 357.9993 | (na) | (na) | (na) | (na) | 0 | 0 | 0 | 0 | 0 | 0 | 0 | 0 | 240.9766 | 105.3466 | 0 | 357.9993 | 704.3225 | 49.7979 | 1.7068 | 0 | 0 | 51.5047 | 240.9766 | 0.21373 | 49.7979 | 3.6022 | 0 | 0 | 53.4001 | 105.3466 | 0.5069 | 49.7979 | 5.309 | 0 | 0 | 55.1069 | 346.3232 | 223.3884 | 0.15912 | 157.8567 | 69.0095 | 0 | 234.5149 | 461.3811 | 49.7979 | 0 | 5.309 | 0 | 0 | 0 | 0 | 0 | 0 | 0 | 0 | 704.3225 |  | 0 | 0 | 55.1069 | 704.3225 | 0.078241 | 457.9033 | 1.0216 | 0 | 1.0216 | 0.051082 | 0 | 0.051082 | 0 |  |  |  | 0 | 0 | 0 | 0 | 0 | 9999 | 9999 | 1526.5523 | 1526.5523
MF_DHW Preheat, Electric Resistance | Water heat | No | 30 |  | 170.1459 |  | 0 |  | 930.9903 |  | 0 | 0 | R_All_WH_showerhead_All_S | 189.66 |  | 0.068849 | 0.017738 |  |  | 0.065335 | 0.016934 |  |  | 0 |  | n/a | n/a |  |  | n/a | n/a |  |  | 250.2457 | 109.3988 | 0 | 371.7697 | (na) | (na) | (na) | (na) | 0 | 0 | 0 | 0 | 0 | 0 | 0 | 0 | 250.2457 | 109.3988 | 0 | 371.7697 | 731.4142 | 85.9748 | 2.9468 | 0 | 0 | 88.9216 | 250.2457 | 0.35534 | 85.9748 | 6.2191 | 0 | 0 | 92.194 | 109.3988 | 0.84273 | 85.9748 | 9.1659 | 0 | 0 | 95.1408 | 359.6445 | 132.981 | 0.26454 | 94.9499 | 41.5088 | 0 | 141.0594 | 277.5182 | 85.9748 | 0 | 9.1659 | 0 | 0 | 0 | 0 | 0 | 0 | 0 | 0 | 731.4142 |  | 0 | 0 | 95.1408 | 731.4142 | 0.13008 | 274.0404 | 1.7638 | 0 | 1.7638 | 0.088192 | 0 | 0.088192 | 0 |  |  |  | 0 | 0 | 0 | 0 | 0 | 9999 | 9999 | 2635.5546 | 2635.5546
MF_DHW Preheat & Shower Preheat, Electric Resistance | Water heat | No | 30 |  | 197.1021 |  | 0 |  | 752.8631 |  | 0 | 0 | R_All_WH_showerhead_All_S | 219.7078 |  | 0.079757 | 0.020548 |  |  | 0.075686 | 0.019617 |  |  | 0 |  | n/a | n/a |  |  | n/a | n/a |  |  | 202.366 | 88.4674 | 0 | 300.6387 | (na) | (na) | (na) | (na) | 0 | 0 | 0 | 0 | 0 | 0 | 0 | 0 | 202.366 | 88.4674 | 0 | 300.6387 | 591.4721 | 99.5958 | 3.4136 | 0 | 0 | 103.0094 | 202.366 | 0.50903 | 99.5958 | 7.2044 | 0 | 0 | 106.8002 | 88.4674 | 1.2072 | 99.5958 | 10.6181 | 0 | 0 | 110.2139 | 290.8334 | 91.7805 | 0.37896 | 66.282 | 28.9762 | 0 | 98.4698 | 193.7281 | 99.5958 | 0 | 10.6181 | 0 | 0 | 0 | 0 | 0 | 0 | 0 | 0 | 591.4721 |  | 0 | 0 | 110.2139 | 591.4721 | 0.18634 | 190.2503 | 2.0433 | 0 | 2.0433 | 0.10216 | 0 | 0.10216 | 0 |  |  |  | 0 | 0 | 0 | 0 | 0 | 9999 | 9999 | 3053.1047 | 3053.1047
MF_DHW Preheat, Electric HPWH | Water heat | No | 30 |  | 85.073 |  | 0 |  | 930.9903 |  | 0 | 0 | R_All_WH_showerhead_All_S | 94.83 |  | 0.034425 | 0.0088691 |  |  | 0.032667 | 0.008467 |  |  | 0 |  | n/a | n/a |  |  | n/a | n/a |  |  | 250.2457 | 109.3988 | 0 | 371.7697 | (na) | (na) | (na) | (na) | 0 | 0 | 0 | 0 | 0 | 0 | 0 | 0 | 250.2457 | 109.3988 | 0 | 371.7697 | 731.4142 | 42.9874 | 1.4734 | 0 | 0 | 44.4608 | 250.2457 | 0.17767 | 42.9874 | 3.1096 | 0 | 0 | 46.097 | 109.3988 | 0.42137 | 42.9874 | 4.583 | 0 | 0 | 47.5704 | 359.6445 | 269.4397 | 0.13227 | 189.8999 | 83.0177 | 0 | 282.1188 | 555.0363 | 42.9874 | 0 | 4.583 | 0 | 0 | 0 | 0 | 0 | 0 | 0 | 0 | 731.4142 |  | 0 | 0 | 47.5704 | 731.4142 | 0.065039 | 551.5585 | 0.88192 | 0 | 0.88192 | 0.044096 | 0 | 0.044096 | 0 |  |  |  | 0 | 0 | 0 | 0 | 0 | 9999 | 9999 | 1317.7773 | 1317.7773
MF_DHW Preheat & Shower Preheat, Electric HPWH | Water heat | No | 30 |  | 98.551 |  | 0 |  | 752.8631 |  | 0 | 0 | R_All_WH_showerhead_All_S | 109.8539 |  | 0.039879 | 0.010274 |  |  | 0.037843 | 0.0098084 |  |  | 0 |  | n/a | n/a |  |  | n/a | n/a |  |  | 202.366 | 88.4674 | 0 | 300.6387 | (na) | (na) | (na) | (na) | 0 | 0 | 0 | 0 | 0 | 0 | 0 | 0 | 202.366 | 88.4674 | 0 | 300.6387 | 591.4721 | 49.7979 | 1.7068 | 0 | 0 | 51.5047 | 202.366 | 0.25451 | 49.7979 | 3.6022 | 0 | 0 | 53.4001 | 88.4674 | 0.60361 | 49.7979 | 5.309 | 0 | 0 | 55.1069 | 290.8334 | 187.0387 | 0.18948 | 132.5641 | 57.9524 | 0 | 196.9396 | 387.4561 | 49.7979 | 0 | 5.309 | 0 | 0 | 0 | 0 | 0 | 0 | 0 | 0 | 591.4721 |  | 0 | 0 | 55.1069 | 591.4721 | 0.093169 | 383.9784 | 1.0216 | 0 | 1.0216 | 0.051082 | 0 | 0.051082 | 0 |  |  |  | 0 | 0 | 0 | 0 | 0 | 9999 | 9999 | 1526.5523 | 1526.5523
Measure Application Results
Total Results |  | Measure Input Data | [11 empty] | Savings | [19 empty] | PV Capital |  |  |  | PV Admin |  |  |  | PV O&M |  |  |  | PV Periodic Repl. |  |  |  | Total PV Capital, O&M and Periodic Repl Costs |  |  |  |  | PV Wholesale Electric Utility Costs & Benefits | [6 empty] | PV Retail Electric Utility Costs & Benefits | [6 empty] | PV Electric Utility System Costs & Benefits | [5 empty] | Electric Utility System Economics |  | Sponsor Levelized Cost (mills/kwh) |  |  |  |  | PV Regional Costs & Benefits | [16 empty] | TRC Economics |  | Physical CO2 | [5 empty] | Gas Inputs |  |  |  | PV Gas Utility System Costs & Benefits |  |  |  |  | Gas Utility System Economics |  | Lifetime kWh denominators
Measure Application | Savings Component | Time Varying Savings? (Yes/No) | Measure Life (yrs) | Length of Period 1 (yrs) | Site Savings - Period 1 (kWh) | Site Savings - Period 2 (kWh) | Site Savings - Period 1 (therms) | Site Savings - Period 2 (therms) | Capital Cost ($) | PV Base Case Cost at Start of Period 2($) | Annual O&M Cost ($/unit) | PV Per. Repl. Cost ($/unit) | Load Shape (electric) | Wholesale Electric Energy - Period 1 (kWh) | Wholesale Electric Energy - Period 2 (kWh) | Wholesale Electric Demand - Period 1, Peak 1 (kW) | Wholesale Electric Demand - Period 1, Peak 2 (kW) | Wholesale Electric Demand - Period 2, Peak 1 (kW) | Wholesale Electric Demand - Period 2, Peak 2 (kW) | Retail Electric Demand - Period 1, Peak 1 (kW) | Retail Electric Demand - Period 1, Peak 2 (kW) | Retail Electric Demand - Period 2, Peak 1 (kW) | Retail Electric Demand - Period 2, Peak 2 (kW) | Wholesale Gas Energy - Period 1 (therms/yr) | Wholesale Gas Energy - Period 2 (therms/yr) | Wholesale Gas Demand - Period 1, Peak 1 (therms/day) | Wholesale Gas Demand - Period 1, Peak 2 (therms/day) | Wholesale Gas Demand - Period 2, Peak 1 (therms/day) | Wholesale Gas Demand - Period 2, Peak 2 (therms/day) | Retail Gas Demand - Period 1, Peak 1 (therms/day) | Retail Gas Demand - Period 1, Peak 2 (therms/day) | Retail Gas Demand - Period 2, Peak 1 (therms/day) | Retail Gas Demand - Period 2, Peak 2 (therms/day) | Wholesale Electric | Retail Electric | Natural Gas | Customer | Wholesale Electric | Retail Electric | Natural Gas | Customer | Wholesale Electric | Retail Electric | Natural Gas | Customer | Wholesale Electric | Retail Electric | Natural Gas | Customer | Wholesale Electric | Retail Electric | Natural Gas | Customer | Total | Wholesale Utility System Energy | Wholesale Utility System T&D Def. Cap. | Wholesale Utility System Act C-E Credit | Wholesale Utility System Risk Mitigation Benefit | Wholesale Utility System Total System Benefit | Wholesale Utility System Total Non-Consumer Cost | Wholesale Utility System B/C Ratio | Retail Utility System Energy | Retail Utility System T&D Def. Cap. | Retail Utility System Act C-E Credit | Retail Utility System Risk Mitigation Benefit | Retail Utility System Total System Benefit | Retail Utility System Total Non-Consumer Cost | Retail Utility System System B/C Ratio | Utility System Energy | Utility System T&D Def. Cap. | Utility System Act C-E Credit | Utility System Total Risk Mitigation Benefit | Utility System Total System Benefit | Utility System Total Non-Consumer Cost | Utility System Net Levelized Cost (Net of Elec T&D Capacity Benefits, Act Credit & Risk-Mitigation Benefit) in mills/kwh | Utility System System B/C Ratio | Wholesale Electric Levelized Cost | Retail Electric Levelized Cost | Natural Gas Levelized Cost | Customer Levelized Cost | Total Levelized Cost | PV Regional Electric Energy | PV Regional Gas Energy | PV Regional Electric T&D Def. Cap. | PV Regional Gas T&D Def. Cap. | PV Regional Electric Deferred Generation Capacity Credit, Peak 1 | PV Regional Electric Deferred Generation Capacity Credit, Peak 2 | PV Regional Electric and Gas Systems CO2 | PV Regional Electric System Risk-Mitigation Benefit | PV Regional Gas System Risk-Mitigation Benefit | PV Regional Non-E Value | PV Regional Act Credit | PV Regional Capital Cost | PV Regional Admin Cost | PV Regional Annual O&M Cost | PV Regional Periodic Replacement Cost | PV Total Regional Benefit | PV Total Regional Cost | TRC B/C Ratio | TRC Net Levelized Cost (Net of All Benefits) in mills/kWh | Electric System CO2 Avoided (Lifetime Tons) | Gas System CO2 Avoided (Lifetime Tons) | Total System CO2 Avoided (Lifetime Tons) | Electric System CO2 Avoided (Annual Tons in 2022) | Gas System CO2 Avoided (Annual Tons in 2022) | Total System CO2 Avoided (Annual Tons in 2022) | Gas Site Savings (therms) | Load Shape (gas) | Diversitfied Load Factor (gas) | Wholesale Coincidence Factor (gas) | Total Gas Utility System Energy | Gas Utility System T&D Def. Cap. | Gas Utility System Risk Mitigation Benefit | Gas Utility System Total System Benefit | Gas Utility System Total Non-Consumer Cost | Gas Utility System Net Levelized Cost (Net of Gas T&D Capacity Benefits & Risk-Mitigation Benefits) in cents/therm | Gas Utility System System B/C Ratio | PV Electricity Savings (kWh) (denominator for Levelized Cost) | Denominator for PV fields in MeasureTable
SF_DHW Preheat, Electric HPWH |  | No | 30 |  | 85.073 |  | 0 |  | 930.9903 |  | 0 | 0 | loadshape may vary by savings component | 94.83 |  | 0.034425 | 0.0088691 |  |  | 0.032667 | 0.008467 |  |  | 0 |  | n/a | n/a |  |  | n/a | n/a |  |  | 250.2457 | 109.3988 | 0 | 371.7697 | 55.8594 | 130.3386 | 0 | 0 | 0 | 0 | 0 | 0 | 0 | 0 | 0 | 0 | 306.1051 | 239.7374 | 0 | 371.7697 | 917.6123 | 42.9874 | 1.4734 | 0 | 0 | 44.4608 | 306.1051 | 0.14525 | 42.9874 | 3.1096 | 0 | 0 | 46.097 | 239.7374 | 0.19228 | 42.9874 | 4.583 | 0 | 0 | 47.5704 | 545.8426 | 410.7368 | 0.08715 | 232.289 | 181.9256 | 0 | 282.1188 | 696.3334 | 42.9874 | 0 | 4.583 | 0 | 0 | 0 | 0 | 0 | 0 | 0 | 0 | 731.4142 | 186.1981 | 0 | 0 | 47.5704 | 917.6123 | 0.051841 | 692.8556 | 0.88192 | 0 | 0.88192 | 0.044096 | 0 | 0.044096 | 0 |  |  |  | 0 | 0 | 0 | 0 | 0 | 9999 | 9999 | 1317.7773 | 1317.7773
MF_DHW Preheat, Electric HPWH |  | No | 30 |  | 85.073 |  | 0 |  | 930.9903 |  | 0 | 0 | loadshape may vary by savings component | 94.83 |  | 0.034425 | 0.0088691 |  |  | 0.032667 | 0.008467 |  |  | 0 |  | n/a | n/a |  |  | n/a | n/a |  |  | 250.2457 | 109.3988 | 0 | 371.7697 | 55.8594 | 130.3386 | 0 | 0 | 0 | 0 | 0 | 0 | 0 | 0 | 0 | 0 | 306.1051 | 239.7374 | 0 | 371.7697 | 917.6123 | 42.9874 | 1.4734 | 0 | 0 | 44.4608 | 306.1051 | 0.14525 | 42.9874 | 3.1096 | 0 | 0 | 46.097 | 239.7374 | 0.19228 | 42.9874 | 4.583 | 0 | 0 | 47.5704 | 545.8426 | 410.7368 | 0.08715 | 232.289 | 181.9256 | 0 | 282.1188 | 696.3334 | 42.9874 | 0 | 4.583 | 0 | 0 | 0 | 0 | 0 | 0 | 0 | 0 | 731.4142 | 186.1981 | 0 | 0 | 47.5704 | 917.6123 | 0.051841 | 692.8556 | 0.88192 | 0 | 0.88192 | 0.044096 | 0 | 0.044096 | 0 |  |  |  | 0 | 0 | 0 | 0 | 0 | 9999 | 9999 | 1317.7773 | 1317.7773
SF_DHW Preheat & Shower Preheat, Electric HPWH |  | No | 30 |  | 98.551 |  | 0 |  | 896.5061 |  | 0 | 0 | loadshape may vary by savings component | 109.8539 |  | 0.039879 | 0.010274 |  |  | 0.037843 | 0.0098084 |  |  | 0 |  | n/a | n/a |  |  | n/a | n/a |  |  | 240.9766 | 105.3466 | 0 | 357.9993 | 53.7904 | 125.5109 | 0 | 0 | 0 | 0 | 0 | 0 | 0 | 0 | 0 | 0 | 294.7669 | 230.8575 | 0 | 357.9993 | 883.6237 | 49.7979 | 1.7068 | 0 | 0 | 51.5047 | 294.7669 | 0.17473 | 49.7979 | 3.6022 | 0 | 0 | 53.4001 | 230.8575 | 0.23131 | 49.7979 | 5.309 | 0 | 0 | 55.1069 | 525.6244 | 340.8435 | 0.10484 | 193.0932 | 151.228 | 0 | 234.5149 | 578.8361 | 49.7979 | 0 | 5.309 | 0 | 0 | 0 | 0 | 0 | 0 | 0 | 0 | 704.3225 | 179.3012 | 0 | 0 | 55.1069 | 883.6237 | 0.062365 | 575.3584 | 1.0216 | 0 | 1.0216 | 0.051082 | 0 | 0.051082 | 0 |  |  |  | 0 | 0 | 0 | 0 | 0 | 9999 | 9999 | 1526.5523 | 1526.5523
MF_DHW Preheat & Shower Preheat, Electric HPWH |  | No | 30 |  | 98.551 |  | 0 |  | 752.8631 |  | 0 | 0 | loadshape may vary by savings component | 109.8539 |  | 0.039879 | 0.010274 |  |  | 0.037843 | 0.0098084 |  |  | 0 |  | n/a | n/a |  |  | n/a | n/a |  |  | 202.366 | 88.4674 | 0 | 300.6387 | 45.1718 | 105.4008 | 0 | 0 | 0 | 0 | 0 | 0 | 0 | 0 | 0 | 0 | 247.5378 | 193.8683 | 0 | 300.6387 | 742.0447 | 49.7979 | 1.7068 | 0 | 0 | 51.5047 | 247.5378 | 0.20807 | 49.7979 | 3.6022 | 0 | 0 | 53.4001 | 193.8683 | 0.27545 | 49.7979 | 5.309 | 0 | 0 | 55.1069 | 441.406 | 285.6744 | 0.12484 | 162.1548 | 126.9975 | 0 | 196.9396 | 486.0919 | 49.7979 | 0 | 5.309 | 0 | 0 | 0 | 0 | 0 | 0 | 0 | 0 | 591.4721 | 150.5726 | 0 | 0 | 55.1069 | 742.0447 | 0.074264 | 482.6141 | 1.0216 | 0 | 1.0216 | 0.051082 | 0 | 0.051082 | 0 |  |  |  | 0 | 0 | 0 | 0 | 0 | 9999 | 9999 | 1526.5523 | 1526.5523
SF_DHW Preheat, Electric Resistance |  | No | 30 |  | 170.1459 |  | 0 |  | 930.9903 |  | 0 | 0 | loadshape may vary by savings component | 189.66 |  | 0.068849 | 0.017738 |  |  | 0.065335 | 0.016934 |  |  | 0 |  | n/a | n/a |  |  | n/a | n/a |  |  | 250.2457 | 109.3988 | 0 | 371.7697 | 55.8594 | 130.3386 | 0 | 0 | 0 | 0 | 0 | 0 | 0 | 0 | 0 | 0 | 306.1051 | 239.7374 | 0 | 371.7697 | 917.6123 | 85.9748 | 2.9468 | 0 | 0 | 88.9216 | 306.1051 | 0.29049 | 85.9748 | 6.2191 | 0 | 0 | 92.194 | 239.7374 | 0.38456 | 85.9748 | 9.1659 | 0 | 0 | 95.1408 | 545.8426 | 203.6295 | 0.1743 | 116.1445 | 90.9628 | 0 | 141.0594 | 348.1667 | 85.9748 | 0 | 9.1659 | 0 | 0 | 0 | 0 | 0 | 0 | 0 | 0 | 731.4142 | 186.1981 | 0 | 0 | 95.1408 | 917.6123 | 0.10368 | 344.6889 | 1.7638 | 0 | 1.7638 | 0.088192 | 0 | 0.088192 | 0 |  |  |  | 0 | 0 | 0 | 0 | 0 | 9999 | 9999 | 2635.5546 | 2635.5546
MF_DHW Preheat, Electric Resistance |  | No | 30 |  | 170.1459 |  | 0 |  | 930.9903 |  | 0 | 0 | loadshape may vary by savings component | 189.66 |  | 0.068849 | 0.017738 |  |  | 0.065335 | 0.016934 |  |  | 0 |  | n/a | n/a |  |  | n/a | n/a |  |  | 250.2457 | 109.3988 | 0 | 371.7697 | 55.8594 | 130.3386 | 0 | 0 | 0 | 0 | 0 | 0 | 0 | 0 | 0 | 0 | 306.1051 | 239.7374 | 0 | 371.7697 | 917.6123 | 85.9748 | 2.9468 | 0 | 0 | 88.9216 | 306.1051 | 0.29049 | 85.9748 | 6.2191 | 0 | 0 | 92.194 | 239.7374 | 0.38456 | 85.9748 | 9.1659 | 0 | 0 | 95.1408 | 545.8426 | 203.6295 | 0.1743 | 116.1445 | 90.9628 | 0 | 141.0594 | 348.1667 | 85.9748 | 0 | 9.1659 | 0 | 0 | 0 | 0 | 0 | 0 | 0 | 0 | 731.4142 | 186.1981 | 0 | 0 | 95.1408 | 917.6123 | 0.10368 | 344.6889 | 1.7638 | 0 | 1.7638 | 0.088192 | 0 | 0.088192 | 0 |  |  |  | 0 | 0 | 0 | 0 | 0 | 9999 | 9999 | 2635.5546 | 2635.5546
SF_DHW Preheat & Shower Preheat, Electric Resistance |  | No | 30 |  | 197.1021 |  | 0 |  | 896.5061 |  | 0 | 0 | loadshape may vary by savings component | 219.7078 |  | 0.079757 | 0.020548 |  |  | 0.075686 | 0.019617 |  |  | 0 |  | n/a | n/a |  |  | n/a | n/a |  |  | 240.9766 | 105.3466 | 0 | 357.9993 | 53.7904 | 125.5109 | 0 | 0 | 0 | 0 | 0 | 0 | 0 | 0 | 0 | 0 | 294.7669 | 230.8575 | 0 | 357.9993 | 883.6237 | 99.5958 | 3.4136 | 0 | 0 | 103.0094 | 294.7669 | 0.34946 | 99.5958 | 7.2044 | 0 | 0 | 106.8002 | 230.8575 | 0.46262 | 99.5958 | 10.6181 | 0 | 0 | 110.2139 | 525.6244 | 168.6828 | 0.20968 | 96.5466 | 75.614 | 0 | 117.2574 | 289.4181 | 99.5958 | 0 | 10.6181 | 0 | 0 | 0 | 0 | 0 | 0 | 0 | 0 | 704.3225 | 179.3012 | 0 | 0 | 110.2139 | 883.6237 | 0.12473 | 285.9403 | 2.0433 | 0 | 2.0433 | 0.10216 | 0 | 0.10216 | 0 |  |  |  | 0 | 0 | 0 | 0 | 0 | 9999 | 9999 | 3053.1047 | 3053.1047
MF_DHW Preheat & Shower Preheat, Electric Resistance |  | No | 30 |  | 197.1021 |  | 0 |  | 752.8631 |  | 0 | 0 | loadshape may vary by savings component | 219.7078 |  | 0.079757 | 0.020548 |  |  | 0.075686 | 0.019617 |  |  | 0 |  | n/a | n/a |  |  | n/a | n/a |  |  | 202.366 | 88.4674 | 0 | 300.6387 | 45.1718 | 105.4008 | 0 | 0 | 0 | 0 | 0 | 0 | 0 | 0 | 0 | 0 | 247.5378 | 193.8683 | 0 | 300.6387 | 742.0447 | 99.5958 | 3.4136 | 0 | 0 | 103.0094 | 247.5378 | 0.41614 | 99.5958 | 7.2044 | 0 | 0 | 106.8002 | 193.8683 | 0.55089 | 99.5958 | 10.6181 | 0 | 0 | 110.2139 | 441.406 | 141.0983 | 0.24969 | 81.0774 | 63.4987 | 0 | 98.4698 | 243.0459 | 99.5958 | 0 | 10.6181 | 0 | 0 | 0 | 0 | 0 | 0 | 0 | 0 | 591.4721 | 150.5726 | 0 | 0 | 110.2139 | 742.0447 | 0.14853 | 239.5681 | 2.0433 | 0 | 2.0433 | 0.10216 | 0 | 0.10216 | 0 |  |  |  | 0 | 0 | 0 | 0 | 0 | 9999 | 9999 | 3053.1047 | 3053.1047
Supply Curve Results; Measure Applications sorted by TRC Net Levelized Cost
Totals for Categories with Benefits Exceeding Costs. Levelized cost is TRC Net Levelized Cost (Net of Benefits) | [12 empty] | Savings Allocation by Cost Bin and Month for Segments 1 | [12 empty] | Savings Allocation by Cost Bin and Month for Segments 2
| Totals Basis | Busbar Electric Savings in kWh | First Cost | Admin Cost | First Year Program Cost | PV Cost | PV Benefits | Unit Program Cost: First Year Program Cost in $/average annual kW saved | Utility System Net Levelized Cost (Net of T&D Capacity Benefits, Act Credit & Risk-Mitigation) in mills/kWh | TRC Net Levelized Cost (Net of All Benefits) in mills/kWh | TRC B/C Ratio | Net Electric & Gas System CO2 Avoided (Lifetime Tons) | Jan | Feb | Mar | Apr | May | Jun | Jul | Aug | Sep | Oct | Nov | Dec |  | Jan | Feb | Mar | Apr | May | Jun | Jul | Aug | Sep | Oct | Nov | Dec
| Measures with B/C > 1.00 | 0 | 0 | 0 | 0 | 0 | 0 | 0 | 0 | 0 | 0 | 0 | 0 | 0 | 0 | 0 | 0 | 0 | 0 | 0 | 0 | 0 | 0 | 0 |  | 0 | 0 | 0 | 0 | 0 | 0 | 0 | 0 | 0 | 0 | 0 | 0
| Categories with B/C > 1.00 | 0 | 0 | 0 | 0 | 0 | 0 | 0 | 0 | 0 | 0 | 0 | 0 | 0 | 0 | 0 | 0 | 0 | 0 | 0 | 0 | 0 | 0 | 0 |  | 0 | 0 | 0 | 0 | 0 | 0 | 0 | 0 | 0 | 0 | 0 | 0
Supply Curve Results: By TRC Net Levelized Cost - Net of Benefits
| Block 1: <= 0 mills/kWh | 0 | 0 | 0 | 0 | 0 | 0 | 0 | 0 | 0 | 0 | 0 | 0 | 0 | 0 | 0 | 0 | 0 | 0 | 0 | 0 | 0 | 0 | 0 |  | 0 | 0 | 0 | 0 | 0 | 0 | 0 | 0 | 0 | 0 | 0 | 0
| Block 2: <= 10 mills/kWh | 0 | 0 | 0 | 0 | 0 | 0 | 0 | 0 | 0 | 0 | 0 | 0 | 0 | 0 | 0 | 0 | 0 | 0 | 0 | 0 | 0 | 0 | 0 |  | 0 | 0 | 0 | 0 | 0 | 0 | 0 | 0 | 0 | 0 | 0 | 0
| Block 3: 10-20 mills/kWh | 0 | 0 | 0 | 0 | 0 | 0 | 0 | 0 | 0 | 0 | 0 | 0 | 0 | 0 | 0 | 0 | 0 | 0 | 0 | 0 | 0 | 0 | 0 |  | 0 | 0 | 0 | 0 | 0 | 0 | 0 | 0 | 0 | 0 | 0 | 0
| Block 4: 20-30 mills/kWh | 0 | 0 | 0 | 0 | 0 | 0 | 0 | 0 | 0 | 0 | 0 | 0 | 0 | 0 | 0 | 0 | 0 | 0 | 0 | 0 | 0 | 0 | 0 |  | 0 | 0 | 0 | 0 | 0 | 0 | 0 | 0 | 0 | 0 | 0 | 0
| Block 5: 30-40 mills/kWh | 0 | 0 | 0 | 0 | 0 | 0 | 0 | 0 | 0 | 0 | 0 | 0 | 0 | 0 | 0 | 0 | 0 | 0 | 0 | 0 | 0 | 0 | 0 |  | 0 | 0 | 0 | 0 | 0 | 0 | 0 | 0 | 0 | 0 | 0 | 0
| Block 6: 40-50 mills/kWh | 0 | 0 | 0 | 0 | 0 | 0 | 0 | 0 | 0 | 0 | 0 | 0 | 0 | 0 | 0 | 0 | 0 | 0 | 0 | 0 | 0 | 0 | 0 |  | 0 | 0 | 0 | 0 | 0 | 0 | 0 | 0 | 0 | 0 | 0 | 0
| Block 7: 50-60 mills/kWh | 0 | 0 | 0 | 0 | 0 | 0 | 0 | 0 | 0 | 0 | 0 | 0 | 0 | 0 | 0 | 0 | 0 | 0 | 0 | 0 | 0 | 0 | 0 |  | 0 | 0 | 0 | 0 | 0 | 0 | 0 | 0 | 0 | 0 | 0 | 0
| Block 8: 60-70 mills/kWh | 0 | 0 | 0 | 0 | 0 | 0 | 0 | 0 | 0 | 0 | 0 | 0 | 0 | 0 | 0 | 0 | 0 | 0 | 0 | 0 | 0 | 0 | 0 |  | 0 | 0 | 0 | 0 | 0 | 0 | 0 | 0 | 0 | 0 | 0 | 0
| Block 9: 70-80 mills/kWh | 0 | 0 | 0 | 0 | 0 | 0 | 0 | 0 | 0 | 0 | 0 | 0 | 0 | 0 | 0 | 0 | 0 | 0 | 0 | 0 | 0 | 0 | 0 |  | 0 | 0 | 0 | 0 | 0 | 0 | 0 | 0 | 0 | 0 | 0 | 0
| Block 10: 80-90 mills/kWh | 0 | 0 | 0 | 0 | 0 | 0 | 0 | 0 | 0 | 0 | 0 | 0 | 0 | 0 | 0 | 0 | 0 | 0 | 0 | 0 | 0 | 0 | 0 |  | 0 | 0 | 0 | 0 | 0 | 0 | 0 | 0 | 0 | 0 | 0 | 0
| Block 11: 90-100 mills/kWh | 0 | 0 | 0 | 0 | 0 | 0 | 0 | 0 | 0 | 0 | 0 | 0 | 0 | 0 | 0 | 0 | 0 | 0 | 0 | 0 | 0 | 0 | 0 |  | 0 | 0 | 0 | 0 | 0 | 0 | 0 | 0 | 0 | 0 | 0 | 0
| Block 12: 100-110 mills/kWh | 0 | 0 | 0 | 0 | 0 | 0 | 0 | 0 | 0 | 0 | 0 | 0 | 0 | 0 | 0 | 0 | 0 | 0 | 0 | 0 | 0 | 0 | 0 |  | 0 | 0 | 0 | 0 | 0 | 0 | 0 | 0 | 0 | 0 | 0 | 0
| Block 13: 110-120 mills/kWh | 0 | 0 | 0 | 0 | 0 | 0 | 0 | 0 | 0 | 0 | 0 | 0 | 0 | 0 | 0 | 0 | 0 | 0 | 0 | 0 | 0 | 0 | 0 |  | 0 | 0 | 0 | 0 | 0 | 0 | 0 | 0 | 0 | 0 | 0 | 0
| Block 14: 120-130 mills/kWh | 0 | 0 | 0 | 0 | 0 | 0 | 0 | 0 | 0 | 0 | 0 | 0 | 0 | 0 | 0 | 0 | 0 | 0 | 0 | 0 | 0 | 0 | 0 |  | 0 | 0 | 0 | 0 | 0 | 0 | 0 | 0 | 0 | 0 | 0 | 0
| Block 15: 130-140 mills/kWh | 0 | 0 | 0 | 0 | 0 | 0 | 0 | 0 | 0 | 0 | 0 | 0 | 0 | 0 | 0 | 0 | 0 | 0 | 0 | 0 | 0 | 0 | 0 |  | 0 | 0 | 0 | 0 | 0 | 0 | 0 | 0 | 0 | 0 | 0 | 0
| Block 16: 140-150 mills/kWh | 0 | 0 | 0 | 0 | 0 | 0 | 0 | 0 | 0 | 0 | 0 | 0 | 0 | 0 | 0 | 0 | 0 | 0 | 0 | 0 | 0 | 0 | 0 |  | 0 | 0 | 0 | 0 | 0 | 0 | 0 | 0 | 0 | 0 | 0 | 0
| Block 17: 150-160 mills/kWh | 0 | 0 | 0 | 0 | 0 | 0 | 0 | 0 | 0 | 0 | 0 | 0 | 0 | 0 | 0 | 0 | 0 | 0 | 0 | 0 | 0 | 0 | 0 |  | 0 | 0 | 0 | 0 | 0 | 0 | 0 | 0 | 0 | 0 | 0 | 0
| Block 18: 160-170 mills/kWh | 0 | 0 | 0 | 0 | 0 | 0 | 0 | 0 | 0 | 0 | 0 | 0 | 0 | 0 | 0 | 0 | 0 | 0 | 0 | 0 | 0 | 0 | 0 |  | 0 | 0 | 0 | 0 | 0 | 0 | 0 | 0 | 0 | 0 | 0 | 0
| Block 19: 170-180 mills/kWh | 0 | 0 | 0 | 0 | 0 | 0 | 0 | 0 | 0 | 0 | 0 | 0 | 0 | 0 | 0 | 0 | 0 | 0 | 0 | 0 | 0 | 0 | 0 |  | 0 | 0 | 0 | 0 | 0 | 0 | 0 | 0 | 0 | 0 | 0 | 0
| Block 20: 180-190 mills/kWh | 0 | 0 | 0 | 0 | 0 | 0 | 0 | 0 | 0 | 0 | 0 | 0 | 0 | 0 | 0 | 0 | 0 | 0 | 0 | 0 | 0 | 0 | 0 |  | 0 | 0 | 0 | 0 | 0 | 0 | 0 | 0 | 0 | 0 | 0 | 0
| Block 21: 190-200 mills/kWh | 0 | 0 | 0 | 0 | 0 | 0 | 0 | 0 | 0 | 0 | 0 | 0 | 0 | 0 | 0 | 0 | 0 | 0 | 0 | 0 | 0 | 0 | 0 |  | 0 | 0 | 0 | 0 | 0 | 0 | 0 | 0 | 0 | 0 | 0 | 0
| Block 22: > 200 mills/kWh | 1228.1035 | 7022.6995 | 1404.5399 | 8427.2394 | 6921.786 | 616.0639 | 60111.0692 | 237.7877 | 402.112 | 0.10114 | 11.4214 | 18.3409 | 17.2625 | 19.7385 | 19.1696 | 17.5291 | 16.4253 | 14.1194 | 13.909 | 13.3959 | 15.41 | 15.4102 | 17.5674 |  | 105.246 | 92.3995 | 98.6559 | 88.7583 | 87.202 | 81.5004 | 71.9015 | 68.3857 | 69.9199 | 79.8433 | 86.2252 | 99.788
Shaped Savings Results; By Category and sorted by TRC BC ratio
[13 empty] | Savings Allocation by Cost Bin and Month for Segments 1 Mar: Savings Allocation by Category and Month for Segments 1 |  |  |  | Savings Allocation by Category and Month for Segments 2
Category | Measure | Busbar Savings | First Cost | Admin Cost | First Year Program Cost | PV Cost | PV Benefits | Unit Program Cost: First Year Program Cost in $/average annual kW saved | Utility System Net Levelized Cost (Net of T&D Capacity Benefits, Act Credit & Risk-Mitigation) in mills/kWh | TRC Net Levelized Cost (Net of All Benefits) in mills/kWh | TRC B/C Ratio | Net Electric & Gas System CO2 Avoided (Lifetime Tons) | Wholesale KW - Peak 1 | Wholesale KW - Peak 2 | Jan | Feb | Mar | Apr | May | Jun | Jul | Aug | Sep | Oct | Nov | Dec |  | Jan | Feb | Mar | Apr | May | Jun | Jul | Aug | Sep | Oct | Nov | Dec
MF_DHW Preheat & Shower Preheat, Electric Resistance |  | 219.7078 | 752.8631 | 150.5726 | 903.4357 | 742.0447 | 110.2139 | 36021.0057 | 141.0983 | 239.5681 | 0.14853 | 2.0433 | 0.079757 | 0.020548 | 3.2812 | 3.0883 | 3.5312 | 3.4294 | 3.136 | 2.9385 | 2.526 | 2.4883 | 2.3965 | 2.7568 | 2.7569 | 3.1428 |  | 18.8285 | 16.5303 | 17.6495 | 15.8789 | 15.6004 | 14.5804 | 12.8632 | 12.2342 | 12.5087 | 14.284 | 15.4257 | 17.8521
SF_DHW Preheat & Shower Preheat, Electric Resistance |  | 219.7078 | 896.5061 | 179.3012 | 1075.8074 | 883.6237 | 110.2139 | 42893.6606 | 168.6828 | 285.9403 | 0.12473 | 2.0433 | 0.079757 | 0.020548 | 3.2812 | 3.0883 | 3.5312 | 3.4294 | 3.136 | 2.9385 | 2.526 | 2.4883 | 2.3965 | 2.7568 | 2.7569 | 3.1428 |  | 18.8285 | 16.5303 | 17.6495 | 15.8789 | 15.6004 | 14.5804 | 12.8632 | 12.2342 | 12.5087 | 14.284 | 15.4257 | 17.8521
SF_DHW Preheat, Electric Resistance |  | 189.66 | 930.9903 | 186.1981 | 1117.1883 | 917.6123 | 95.1408 | 51600.5911 | 203.6295 | 344.6889 | 0.10368 | 1.7638 | 0.068849 | 0.017738 | 2.8324 | 2.6659 | 3.0483 | 2.9604 | 2.7071 | 2.5366 | 2.1805 | 2.148 | 2.0688 | 2.3798 | 2.3799 | 2.713 |  | 16.2535 | 14.2696 | 15.2358 | 13.7072 | 13.4669 | 12.5864 | 11.104 | 10.561 | 10.798 | 12.3305 | 13.316 | 15.4106
MF_DHW Preheat, Electric Resistance |  | 189.66 | 930.9903 | 186.1981 | 1117.1883 | 917.6123 | 95.1408 | 51600.5911 | 203.6295 | 344.6889 | 0.10368 | 1.7638 | 0.068849 | 0.017738 | 2.8324 | 2.6659 | 3.0483 | 2.9604 | 2.7071 | 2.5366 | 2.1805 | 2.148 | 2.0688 | 2.3798 | 2.3799 | 2.713 |  | 16.2535 | 14.2696 | 15.2358 | 13.7072 | 13.4669 | 12.5864 | 11.104 | 10.561 | 10.798 | 12.3305 | 13.316 | 15.4106
MF_DHW Preheat & Shower Preheat, Electric HPWH |  | 109.8539 | 752.8631 | 150.5726 | 903.4357 | 742.0447 | 55.1069 | 72042.0114 | 285.6744 | 482.6141 | 0.074264 | 1.0216 | 0.039879 | 0.010274 | 1.6406 | 1.5441 | 1.7656 | 1.7147 | 1.568 | 1.4692 | 1.263 | 1.2442 | 1.1983 | 1.3784 | 1.3784 | 1.5714 |  | 9.4143 | 8.2651 | 8.8248 | 7.9394 | 7.8002 | 7.2902 | 6.4316 | 6.1171 | 6.2543 | 7.142 | 7.7128 | 8.926
SF_DHW Preheat & Shower Preheat, Electric HPWH |  | 109.8539 | 896.5061 | 179.3012 | 1075.8074 | 883.6237 | 55.1069 | 85787.3212 | 340.8435 | 575.3584 | 0.062365 | 1.0216 | 0.039879 | 0.010274 | 1.6406 | 1.5441 | 1.7656 | 1.7147 | 1.568 | 1.4692 | 1.263 | 1.2442 | 1.1983 | 1.3784 | 1.3784 | 1.5714 |  | 9.4143 | 8.2651 | 8.8248 | 7.9394 | 7.8002 | 7.2902 | 6.4316 | 6.1171 | 6.2543 | 7.142 | 7.7128 | 8.926
SF_DHW Preheat, Electric HPWH |  | 94.83 | 930.9903 | 186.1981 | 1117.1883 | 917.6123 | 47.5704 | 103201.1823 | 410.7368 | 692.8556 | 0.051841 | 0.88192 | 0.034425 | 0.0088691 | 1.4162 | 1.333 | 1.5241 | 1.4802 | 1.3535 | 1.2683 | 1.0903 | 1.074 | 1.0344 | 1.1899 | 1.1899 | 1.3565 |  | 8.1267 | 7.1348 | 7.6179 | 6.8536 | 6.7334 | 6.2932 | 5.552 | 5.2805 | 5.399 | 6.1652 | 6.658 | 7.7053
MF_DHW Preheat, Electric HPWH |  | 94.83 | 930.9903 | 186.1981 | 1117.1883 | 917.6123 | 47.5704 | 103201.1823 | 410.7368 | 692.8556 | 0.051841 | 0.88192 | 0.034425 | 0.0088691 | 1.4162 | 1.333 | 1.5241 | 1.4802 | 1.3535 | 1.2683 | 1.0903 | 1.074 | 1.0344 | 1.1899 | 1.1899 | 1.3565 |  | 8.1267 | 7.1348 | 7.6179 | 6.8536 | 6.7334 | 6.2932 | 5.552 | 5.2805 | 5.399 | 6.1652 | 6.658 | 7.7053
Measure Inputs: used to check if inputs have changed since ProCost was run
COLUMN HASN'T CHANGED? >>
TRUE | TRUE | TRUE | TRUE | TRUE | TRUE | TRUE | TRUE | TRUE | TRUE | TRUE | TRUE | TRUE | TRUE | TRUE | Savings Allocation by Category and Month for Segments 1 Jan: TRUE; Savings Allocation by Category and Month for Segments 1 Feb: TRUE; Savings Allocation by Category and Month for Segments 1 Mar: TRUE; Savings Allocation by Category and Month for Segments 1 Apr: TRUE
Measure Application | Savings Component | Savings for Period 1 (kwh/yr) | Measure Life (yrs) | Capital Cost | Annual O&M | Shape Pointer | Non-E Val ($/yr) | Cost A ($) | Replacement Period A (yrs) | Cost B ($) | Replacement Period B (yrs) | Cost C ($) | Replacement Period C (yrs) | Savings (therms/yr) | Savings Allocation by Category and Month for Segments 1 Jan: Shape Pointer; Savings Allocation by Category and Month for Segments 1 Feb: Savings for Period 2 (kWh/yr); Savings Allocation by Category and Month for Segments 1 Mar: Length of Period 1 (yrs); Savings Allocation by Category and Month for Segments 1 Apr: Base Case Cost at Start of Period 2 ($); Savings Allocation by Category and Month for Segments 1 May: ↓ROW HASN'T CHANGED?
SF_DHW Preheat, Electric Resistance | Water heat | 170.1459 | 30 | 930.9903 |  | R_All_WH_showerhead_All_S | [8 empty] | Savings Allocation by Category and Month for Segments 1 May: TRUE
SF_DHW Preheat & Shower Preheat, Electric Resistance | Water heat | 197.1021 | 30 | 896.5061 |  | R_All_WH_showerhead_All_S | [8 empty] | Savings Allocation by Category and Month for Segments 1 May: TRUE
SF_DHW Preheat, Electric HPWH | Water heat | 85.073 | 30 | 930.9903 |  | R_All_WH_showerhead_All_S | [8 empty] | Savings Allocation by Category and Month for Segments 1 May: TRUE
SF_DHW Preheat & Shower Preheat, Electric HPWH | Water heat | 98.551 | 30 | 896.5061 |  | R_All_WH_showerhead_All_S | [8 empty] | Savings Allocation by Category and Month for Segments 1 May: TRUE
MF_DHW Preheat, Electric Resistance | Water heat | 170.1459 | 30 | 930.9903 |  | R_All_WH_showerhead_All_S | [8 empty] | Savings Allocation by Category and Month for Segments 1 May: TRUE
MF_DHW Preheat & Shower Preheat, Electric Resistance | Water heat | 197.1021 | 30 | 752.8631 |  | R_All_WH_showerhead_All_S | [8 empty] | Savings Allocation by Category and Month for Segments 1 May: TRUE
MF_DHW Preheat, Electric HPWH | Water heat | 85.073 | 30 | 930.9903 |  | R_All_WH_showerhead_All_S | [8 empty] | Savings Allocation by Category and Month for Segments 1 May: TRUE
MF_DHW Preheat & Shower Preheat, Electric HPWH | Water heat | 98.551 | 30 | 752.8631 |  | R_All_WH_showerhead_All_S | [8 empty] | Savings Allocation by Category and Month for Segments 1 May: TRUE
TRUE
Note on I6: :ProCost Periodic replacement costs and savings of the measure. These are costs and savings that occur periodically, but at different periods than annually. Can be positive or negative. Periodic replacement costs for both the measure and the baseline measure should be included if applicable. ProCost can analyze these costs in two ways dependent on the 'Repeat Periodic Replacement' switch in the ProData page. When set to 'On', ProCost repeats replacement costs for multiple times over the life of a measure depending on the input period and measure life. For example fluorescent lamps may have a 4-year replacement cycle that repeats 3 times in a 15-year measure life. When set to 'Off', ProCost reads the period as the year after installation that the replacement cost occurs and does not subsequently reinstall or repeat the replacement costs. For example a compressor may be replaced only once in the life of a heat-pump system. Example: A new fluorescent lighting systems may have a measure life of 15 years, and a lamp life of five years. Two lamps per fixture must be replaced at years 6 and 11. Lamp and labor costs, expressed as positive costs, are entered as a cost and the period would be entered as 5. The baseline measure may have a four year lamp life and would have required a three-lamp replacement at years 5, 9 and 13. Lamp and labor replacement costs would be entered as annual savings in dollars with a 4-year period. ProCost determines the net present value of the two cost streams.
Note on O6: :ProCost If the measure has gas savings for increases, enter the annual savings and shape of the savings here. Example: Clothes washer saves electric motor and dryer energy and gas water heat.
Note on A7: :ProCost Measure Application: "Specific measure applications may be defined by characteristics of the affected building, end use, system, equipment or location. For example, wall insulation may be applied to single-family residences, with basements, located in the climate zone west of the Cascade Mountains." (Guidelines, Roadmap, Section 1.3.1) Each measure application may have multiple savings components: for example, an appliance measure may have Appliance Energy and HVAC Interaction components. See this field on the sheet "LookupTable" for naming convention.
Note on B7: :ProCost Savings component. User-defined. Refer to Standard Information Workbook for any naming conventions. Multiple savings components may be associated with a single measure application.
Note on C7: :ProCost Annual electric savings for the measure in kWh at the site. May be positive, negative or zero. Savings are incremental to the baseline alternative. For measure applications modeled with a single savings period, savings should be stated in this field.
Note on D7: :ProCost Physical life of the measure in years. Must be >=1. This is the effective useful life of the measure.
Note on E7: :ProCost Initial cost to install the measure in dollars. Costs are incremental to the baseline alternative. Dollars must be denominated in the same year as 'Input Cost Reference Year' input on the ProData page.
Note on F7: :ProCost Annual operations and maintenance cost for the measure in dollars. Must be incremental cost over the baseline alternative. May be positive, negative or zero. Dollars must be denominated in the same year as 'Input Cost Reference Year' input on the ProData page. O&M costs are entered as positive values. Negative values represent O&M savings compared to the baseline alternative. For measure applications modeled with two savings periods, these are the average incremental O&M costs over the entire measure life (both savings periods). Example: Annualized maintenance cost for a heat pump heating system compared to a baseline electric resistance heating system.
Note on G7: :ProCost Name of the pointer to the shape of the savings. The shapes represent the daily and monthly shape of the saving. Shape of the savings is relative to the baseline alternative. A list of shape names can be found on sheet "ValidationLists", in Column A. The data for these shapes are in the MC_AND_Loadshape file. For measure applications modeled with two savings periods, the same shape is used for both savings periods.
Note on H7: :ProCost Annual value of any non-energy benefits of the measure, relative to the baseline alternative. Expressed in dollars per year and denominated in dollars of the 'Cost Reference Year'. Positive value represents dollar savings. Negative value represents dollar cost. Example: Water, detergent and sewer savings from efficient clothes washer. For measure applications modeled with two savings periods, these are the average incremental O&M costs over the entire measure life (both savings periods).
Note on I7: : Cost in dollars that is incurred for Replacement Period A. Positive value if cost. Negative value if savings. Dollars must be denominated in the same year as 'Input Cost Reference Year' input on the ProData page.
Note on J7: :ProCost Duration of Replacement Period A. The time at which Replacment Period A costs, or savings, occur.
Note on K7: : Cost in dollars that is incurred for Replacement Period B. Positive value if cost. Negative value if savings. Dollars must be denominated in the same year as 'Input Cost Reference Year' input on the ProData page.
Note on L7: :ProCost Duration of Replacement Period B. The time at which Replacment Period B costs, or savings, occur.
Note on M7: : Cost in dollars that is incurred for Replacement Period C. Positive value if cost. Negative value if savings. Dollars must be denominated in the same year as 'Input Cost Reference Year' input on the ProData page.
Note on N7: :ProCost Duration of Replacement Period C. The time at which Replacment Period C costs, or savings, occur.
Note on O7: : Annual gas savings, or increases, in therms. For measure applications modeled with two savings periods, these are the gas savings in Period 1. The ratio of gas savings in Savings Period 1 to Savings Period 2 is assumed to be equal to the ratio of electric savings in Savings Period 1 to Savings Period 2.
Note on P7: :ProCost Name of the pointer to the shape of the savings. The shapes represent the daily and monthly shape of the savings in four time segments for each month of the year. Shape of the savings is relative to the baseline alternative. These shapes are in the MC_AND_Loadshape file.
Note on Q7: :ProCost For measure applications modeled with two savings periods, this is the savings during the second period. Leave blank if measure application has only one savings period.
Note on R7: :ProCost For measure applications modeled with two savings periods, this is the duration of the first period. Leave blank if measure application has only one savings period.
Note on S7: :ProCost The cost incurred in the base case (i.e.,counterfactual) at the start of Period 2. This is treated as a benefit (or negative cost) in ProCost. For an RUL measure, the base case cost is typically the cost of the current practice equipment that would have been incurred at the end of its life if the equipment were not retrofitted. Dollars must be denominated in the same year as "Input Costs Reference Year" on the ProData page in ProCost, discounted to the start of Period 2. Leave blank if measure application has only one savings period.
Note on CD42: Direct and program administrative costs incurred by the utility system minus benefits that accrue to the utility system.There are separate Utility System Net Levelized Costs for the electric and the gas system. Utility system benefits include deferred transmission and distribution system capacity, risk-mitigation and Regional Act credit all of which are user-determined inputs.Utility System benefits do not include any non-energy benefits such as, other-fuel benefits, O&M benefits or periodic replacement benefits which generally accrue to the customer or to non-utility sponsors. Utility System Net Levelized Costs correspond to Utility System B/C ratio with regard to the costs and benefits included. Benefits are subtracted from costs, then levelized over the life of the measure The Risk-Mitigation credit is used to determine program cost-effectiveness and impacts both the Utility System B/C ratio and the Utility System Net Levelized Cost. If the Risk-Mitigation credit is non-zero, the Utility System Net Levelized Cost will be reduced by the Risk-Mitigation benefit. When using ProCost to build conservation supply curves, the user should set the Risk-Mitigation Credit to zero so the credit is not reflected in the supply curves.
Note on CJ42: Direct and program administrative costs of the measure to sponsor. Separate costs for each sponsor. Depends on share of costs incurred by sponsor, sponsor cost of capital, and financing term which are user-defined inputs. Includes applicable Capital, O&M, Periodic Replacement and Program Administrative costs. Sponsor costs are levelized over program life. Does not include any adjustments for benefit. NOTE: Units are per kWh for 'Electric' runs and per therm for 'Gas' runs for all sponsors.
Note on CW42: All costs minus all benefits regardless of which sponsor incurs the cost or accrues the benefits. TRC Net Levelized Cost includes all applicable costs and all benefits. In addition to energy system costs and benefits, TRC Net Levelized Cost includes non-energy, other-fuel, O&M, periodic-replacement and risk-mitigation benefits and costs. TRC Net Levelized Cost corresponds to TRC B/C ratios with regard to the costs and benefits included. Benefits are subtracted from costs, then levelized over the life of the measure. The Risk-Mitigation credit is used to determine program cost-effectiveness and impacts both the TRC B/C ratio and the TRC Net Levelized Cost. If Risk-Mitigation credit is non-zero, TRC Levelized Cost will be reduced by the risk-mitigation benefit. When using ProCost to build conservation supply curves, the user should set the Risk-Mitigation Credit to zero so the credit is not reflected in the supply curves.
Note on DO42: Direct and program administrative costs incurred by the utility system minus benefits that accrue to the utility system.There are separate Utility System Net Levelized Costs for the electric and the gas system. Utility system benefits include deferred transmission and distribution system capacity, risk-mitigation and Regional Act credit all of which are user-determined inputs.Utility System benefits do not include any non-energy benefits such as, other-fuel benefits, O&M benefits or periodic replacement benefits which generally accrue to the customer or to non-utility sponsors. Utility System Net Levelized Costs correspond to Utility System B/C ratio with regard to the costs and benefits included. Benefits are subtracted from costs, then levelized over the life of the measure The Risk-Mitigation credit is used to determine program cost-effectiveness and impacts both the Utility System B/C ratio and the Utility System Net Levelized Cost. If the Risk-Mitigation credit is non-zero, the Utility System Net Levelized Cost will be reduced by the Risk-Mitigation benefit. When using ProCost to build conservation supply curves, the user should set the Risk-Mitigation Credit to zero so the credit is not reflected in the supply curves.
Note on CD55: Direct and program administrative costs incurred by the utility system minus benefits that accrue to the utility system.There are separate Utility System Net Levelized Costs for the electric and the gas system. Utility system benefits include deferred transmission and distribution system capacity, risk-mitigation and Regional Act credit all of which are user-determined inputs.Utility System benefits do not include any non-energy benefits such as, other-fuel benefits, O&M benefits or periodic replacement benefits which generally accrue to the customer or to non-utility sponsors. Utility System Net Levelized Costs correspond to Utility System B/C ratio with regard to the costs and benefits included. Benefits are subtracted from costs, then levelized over the life of the measure The Risk-Mitigation credit is used to determine program cost-effectiveness and impacts both the Utility System B/C ratio and the Utility System Net Levelized Cost. If the Risk-Mitigation credit is non-zero, the Utility System Net Levelized Cost will be reduced by the Risk-Mitigation benefit. When using ProCost to build conservation supply curves, the user should set the Risk-Mitigation Credit to zero so the credit is not reflected in the supply curves.
Note on CJ55: Direct and program administrative costs of the measure to sponsor. Separate costs for each sponsor. Depends on share of costs incurred by sponsor, sponsor cost of capital, and financing term which are user-defined inputs. Includes applicable Capital, O&M, Periodic Replacement and Program Administrative costs. Sponsor costs are levelized over program life. Does not include any adjustments for benefit. NOTE: Units are per kWh for 'Electric' runs and per therm for 'Gas' runs for all sponsors.
Note on CW55: All costs minus all benefits regardless of which sponsor incurs the cost or accrues the benefits. TRC Net Levelized Cost includes all applicable costs and all benefits. In addition to energy system costs and benefits, TRC Net Levelized Cost includes non-energy, other-fuel, O&M, periodic-replacement and risk-mitigation benefits and costs. TRC Net Levelized Cost corresponds to TRC B/C ratios with regard to the costs and benefits included. Benefits are subtracted from costs, then levelized over the life of the measure. The Risk-Mitigation credit is used to determine program cost-effectiveness and impacts both the TRC B/C ratio and the TRC Net Levelized Cost. If Risk-Mitigation credit is non-zero, TRC Levelized Cost will be reduced by the risk-mitigation benefit. When using ProCost to build conservation supply curves, the user should set the Risk-Mitigation Credit to zero so the credit is not reflected in the supply curves.
Note on DO55: Direct and program administrative costs incurred by the utility system minus benefits that accrue to the utility system.There are separate Utility System Net Levelized Costs for the electric and the gas system. Utility system benefits include deferred transmission and distribution system capacity, risk-mitigation and Regional Act credit all of which are user-determined inputs.Utility System benefits do not include any non-energy benefits such as, other-fuel benefits, O&M benefits or periodic replacement benefits which generally accrue to the customer or to non-utility sponsors. Utility System Net Levelized Costs correspond to Utility System B/C ratio with regard to the costs and benefits included. Benefits are subtracted from costs, then levelized over the life of the measure The Risk-Mitigation credit is used to determine program cost-effectiveness and impacts both the Utility System B/C ratio and the Utility System Net Levelized Cost. If the Risk-Mitigation credit is non-zero, the Utility System Net Levelized Cost will be reduced by the Risk-Mitigation benefit. When using ProCost to build conservation supply curves, the user should set the Risk-Mitigation Credit to zero so the credit is not reflected in the supply curves.

## Savings
DHW Heat Recovery
Input Assumptions | Hot | Cold | Avg
English | 120 | 54 | 100.2 | Temp (degF)
| 1.0794 | 0.4626 | 1.542 | Flow (gpm)
| 70% | 30% | 8 | Min
| 8.6351 | 3.7008 | 12.3359 | Total gals per shower
Metric | 48.8889 | 12.2222 | 37.8889 | Temp (degC) |  | Liter/gal | 0.26417
| 4.0859 | 1.7511 | 5.8371 | Flow (lpm)
| 70% | 30% | 8 | Min
| 32.6876 | 14.009 | 46.6965 | Total liters per shower
Savings by Application | Heat Recovery Factor | Annual Shower Energy in kWh | Annual Energy Savings | Configuration | Configuration
DHW Preheat, Electric Resistance | 42.12% | 403.9508 | 170.1459 | Preheat cold water to hot water tank only | 1
DHW Preheat & Shower Preheat, Electric Resistance | 48.79% | 403.9508 | 197.1021 | Preheat cold water to hot water tank and shower | 2
DHW Preheat, Electric HPWH | 42.12% | 201.9754 | 85.073 | Preheat cold water to hot water tank only | 1
DHW Preheat & Shower Preheat, Electric HPWH | 48.79% | 201.9754 | 98.551 | Preheat cold water to hot water tank and shower | 2
Select GFX Model | Selecting PowerPipe R3-36 as Power Pipe brand available thru Home Depot so likely has largest market share. Savings more conservative than R3-60
PowerPipe R3-36 | 2.8869 | 0.7219
5 |  |  |  |  | Calcs for each model |  |  |  | Recovered heat (BTU/min) |  | Savings (kWh/yr) |  | Baseline | Savings percent
Manufacturer/Model (DWHR) | C* | n* | NTU = C x HXF^-n |  | NTU1 | NTU2 | ε1 | ε2 | Config1 | Config2 | Config1 | Config2 | Usage (kWh/yr) | Config1 | Config2
GFX G3-40 | 3.7669 | 0.6452 | Where |  | 1.5191 | 1.2068 | 0.65805 | 0.54686 | 272.3678 | 323.3507 | 362.4661 | 430.3141 | 720.627 | 50.3% | 59.71%
GFX G3-60 | 4.2096 | 0.6458 | HXF = Heat Exchanger Flow |  | 1.6962 | 1.3472 | 0.6886 | 0.57396 | 285.0123 | 339.3779 | 379.2933 | 451.643 | 720.627 | 52.63% | 62.67%
Rettherm C3-40 | 3.4053 | 0.7028 |  |  | 1.2663 | 0.98554 | 0.60636 | 0.49636 | 250.9767 | 293.4924 | 333.999 | 390.5787 | 720.627 | 46.35% | 54.2%
Rettherm S3-60 | 3.071 | 0.5996 |  |  | 1.3205 | 1.0663 | 0.61837 | 0.51604 | 255.9467 | 305.1285 | 340.613 | 406.064 | 720.627 | 47.27% | 56.35%
PowerPipe R3-36 | 2.8869 | 0.7219 |  |  | 1.0451 | 0.80782 | 0.55105 | 0.44685 | 228.0825 | 264.2175 | 303.5314 | 351.6198 | 720.627 | 42.12% | 48.79%
PowerPipe R3-60 | 4.7622 | 0.6355 |  |  | 1.9468 | 1.552 | 0.7256 | 0.60815 | 300.3285 | 359.5939 | 399.6761 | 478.5463 | 720.627 | 55.46% | 66.41%
"C" and "n" factors empirically derived from laboratory testing
Note on D5: Tina Jayaweera: Using 1.5 gpm so post efficient SH installation
Note on B17: Tom Eckman: Revised 02/26/08 based on NRC research
Note on B18: Tom Eckman: Revised 02/26/08 based on NRC research
Note on B19: Tom Eckman: Revised 02/26/08 based on NRC research
Note on B20: Tom Eckman: Revised 02/26/08 based on NRC research
Note on F25: Tina Jayaweera: Tom Eckman - 02/26/08. Natural Resources Canada (NRC) tested 3 brands and 9 models of gravity film heat exchangers. NRC reported in "Drain Water Heat Recovery Characterization and Modeling" by Charles Zaloumn, Maxime Lafrance and John Gusdorf a set of empirically derived heat recovery efficiency data for these devices. The equations and efficiency rating used here are based on the findings from that research.

## Parameters
From RTF ResShowerhead workbook
[Water consumption] = [rated flow rate (gallons/minute)] x [in use flow adjustment] x [# of events/yr] x [event duration (minutes/event)]
[End-use Energy consumption] = [water consumption] x [mixed hot water energy intensity (kWh/gallon)]
[Embedded water/waste water energy consumption] = [water consumption] x [water/waste water energy intensity (kWh/gallon)]
| Inputs | [9 empty] | Computed values
[11 empty] | Water Consumption (gallons/year) | Primary Energy Consumption |  | Embedded Water/Waste Water
System | Water Heating Type | Flow Rate | Rated Flow Rate (gpm) | In use flow adjustment (measured flow used instead) | Frequency (events/yr) | Event duration (minutes/event) | End-use energy intensity (kWh/gallon) | End-use energy intensity (therms/gallon) | Water/ waste water energy intensity (kWh/gallon) | Water/ waste water cost, net of energy cost (2016$/gallon) |  | Annual Energy Consumption (kWh/yr) | Annual Energy Consumption (therms/yr) | Annual Energy Consumption (kWh/yr) | Water/ Waste Water cost (2012$/yr) | In use flow rate (gpm)
Electric Resistance_gt2.5 GPM | Electric Resistance | gt2.5 GPM | 3.063 | 90% | 331.6288 | 7.8 | 0.11279 | 0 | 0.0029474 | 0.013204 | 7130.753 | 804.2441 | 0 | 21.0172 | 94.1526 | 2.7567
Electric Resistance_2_50 GPM | Electric Resistance | 2_50 GPM | 2.5 | 90% | 331.6288 | 8 | 0.11279 | 0 | 0.0029474 | 0.013204 | 5969.318 | 673.2513 | 0 | 17.594 | 78.8173 | 2.25
Electric Resistance_2_00 GPM | Electric Resistance | 2_00 GPM | 2 | 90% | 331.6288 | 8 | 0.11279 | 0 | 0.0029474 | 0.013204 | 4775.4544 | 538.601 | 0 | 14.0752 | 63.0538 | 1.8
Electric Resistance_1_8 GPM | Electric Resistance | 1_8 GPM | 1.8 | 90% | 331.6288 | 8 | 0.11279 | 0 | 0.0029474 | 0.013204 | 4297.909 | 484.7409 | 0 | 12.6677 | 56.7485 | 1.62
Electric Resistance_1_50 GPM | Electric Resistance | 1_50 GPM | 1.5 | 90% | 331.6288 | 8 | 0.11279 | 0 | 0.0029474 | 0.013204 | 3581.5908 | 403.9508 | 0 | 10.5564 | 47.2904 | 1.35
Electric HPWH_gt2.5 GPM | Electric HPWH | gt2.5 GPM | 3.063 | 90% | 331.6288 | 7.8 | 0.056393 | 0 | 0.0029474 | 0.013204 | 7130.753 | 402.122 | 0 | 21.0172 | 94.1526 | 2.7567
Electric HPWH_2_50 GPM | Electric HPWH | 2_50 GPM | 2.5 | 90% | 331.6288 | 8 | 0.056393 | 0 | 0.0029474 | 0.013204 | 5969.318 | 336.6256 | 0 | 17.594 | 78.8173 | 2.25
Electric HPWH_2_00 GPM | Electric HPWH | 2_00 GPM | 2 | 90% | 331.6288 | 8 | 0.056393 | 0 | 0.0029474 | 0.013204 | 4775.4544 | 269.3005 | 0 | 14.0752 | 63.0538 | 1.8
Electric HPWH_1_8 GPM | Electric HPWH | 1_8 GPM | 1.8 | 90% | 331.6288 | 8 | 0.056393 | 0 | 0.0029474 | 0.013204 | 4297.909 | 242.3705 | 0 | 12.6677 | 56.7485 | 1.62
Electric HPWH_1_50 GPM | Electric HPWH | 1_50 GPM | 1.5 | 90% | 331.6288 | 8 | 0.056393 | 0 | 0.0029474 | 0.013204 | 3581.5908 | 201.9754 | 0 | 10.5564 | 47.2904 | 1.35
Gas_gt2.5 GPM | Gas | gt2.5 GPM | 3.063 | 90% | 331.6288 | 7.8 | 0 | 0.0051312 | 0.0029474 | 0.013204 | 7130.753 | 0 | 36.5893 | 21.0172 | 94.1526 | 2.7567
Gas_2_50 GPM | Gas | 2_50 GPM | 2.5 | 90% | 331.6288 | 8 | 0 | 0.0051312 | 0.0029474 | 0.013204 | 5969.318 | 0 | 30.6297 | 17.594 | 78.8173 | 2.25
Gas_2_00 GPM | Gas | 2_00 GPM | 2 | 90% | 331.6288 | 8 | 0 | 0.0051312 | 0.0029474 | 0.013204 | 4775.4544 | 0 | 24.5038 | 14.0752 | 63.0538 | 1.8
Gas_1_8 GPM | Gas | 1_8 GPM | 1.8 | 90% | 331.6288 | 8 | 0 | 0.0051312 | 0.0029474 | 0.013204 | 4297.909 | 0 | 22.0534 | 12.6677 | 56.7485 | 1.62
Gas_1_50 GPM | Gas | 1_50 GPM | 1.5 | 90% | 331.6288 | 8 | 0 | 0.0051312 | 0.0029474 | 0.013204 | 3581.5908 | 0 | 18.3778 | 10.5564 | 47.2904 | 1.35
Parameters
In use flow adjustment | Showerhead flow rate ratings are based on testing at 80 psi. However, typical home water pressure is lower.
90% | In-Situ flow rate % based on results shown on (p. 19) of "Single Family 2007 Showerhead Kit Impact Evaluation". SBW Consulting; Seattle City Light. October 2008. They compared the In-situ mean flow rate of 1.82 gpm and compared it to the rated flow rate of 2.0 gpm - 1.82 / 2.0 = 0.91. RTF chose 90% at February 2010 mtg (version 2.0 of measure assessment workbook)
Frequency (events/yr)
[shower events per person per year] x [people per showerhead]
331.6288
---Shower events per person per year
| 250 |  | Consistent with REUWS (1999) and EPA New Homes study (2011)
[note that these data sources count all residents, whereas Showerhead analysis from RBSA only counts residents age 6+]
----- Residential End Use of Water Survey (1999), p102
http://www.waterrf.org/publicreportlibrary/rfr90781_1999_241a.pdf
[per capita water use for showering]/[shower volume] x 365.25 days/yr
246.3314
----- EPA New Homes Study (2011), Table 4-22 (shower per day per household), 4-2 (people per home)
http://www.allianceforwaterefficiency.org/WorkArea/DownloadAsset.aspx?id=6020
[showers per day per household]/[people per household] x 365.25 days/yr
240.9635
---People per showerhead
Analysis of RBSA 2017 data (see linked sheets for data and synthesis)
2017 Residential Building Stock Assessment, Northwest Energy Efficiency Alliance
| SF | MH | MF | Weighted Average
average measured rate (gpm) | 2.1801 | 2.0523 | 1.9946 | 2.1496
average # of showerheads per residence | 1.8202 | 1.7377 | 1.1456 | 1.7398
average residents 6+ | 2.3898 | 2.2783 | 1.6479 | 2.2998
total number of showerheads | 7743911.35 | 765217.75 | 1044789.32
people per shower | 1.3129 | 1.3111 | 1.4385 | 1.3265
Note: the rationale for not creating separate UECs for SF,MH, and MF is that the People per Shower is nearly identical across residence types.
Event Duration | observations of in use flow rates show a clear correlation between in use flow rate and shower duration
Based on data from the Residential End Uses of Water Study 2016, CAT has estimated the shower duration in two flow rates for which the relationship is statistically significantly.
Some, but not all of the variation can be explained by an expected increase in warm-up time as showerhead flow rate decreases.
Rated Flow Rate Category | Rated flow rate (gpm) | avg measured flow rate (gpm) | avg measured / rated flow | calibrated flow rate sample size | observed rating sample size | mean duration (minutes/event) | duration for statistically significant bins
gt2.5 GPM | 3.063 | 2.7567 | 0.9 | 341 | 2 | 7 | 7.8 | Analysis of data from Aquacraft, Inc. provided by the Water Resource Foundation.
2_50 GPM | 2.5 | 2.1429 | 0.85715 | 804 | 995 | 7.9 | 8 | For access to the source data, see http://www.waterrf.org/Pages/Projects.aspx?PID=4309
2_00 GPM | 2 | 1.8513 | 0.92563 | 343 | 1153 | 8.2 | 8 | Note: Shower duration approved for the Thermostatic Restriction Valve measure (v2.0) was 7.8 minutes.
1_8 GPM | 1.8 | 1.5989 | 0.88831 | 124 | 44 | 8.3 | 8
1_50 GPM | 1.5 | 1.542 | 1.028 | 67 | 990 | 7.4 | 8 | 90% in-situ adjustment preferred by RTF February, 2019
End-use (Hot Water) Energy Intensity (kWh/gallon)
Metered data from LBNL which was used for the Thermostatic Shower Restriction Valve measure is used to estimate the typical %hot water in mixed (hot/cold) shower water.
| % of water from hot tap | duration (minutes)
warm-up | 80% | 1.08
active showering | 70% | 6.98 | Note: Version 2.3 of this analysis had the hot water % as a function of flow rate (lower flow rate > higher % hot water). However, the data to support this relationship is not statistically significant.
total | 71.34% | 8.06
From SEEM HPWH_Curves tab
ΔTemp_HotWater (TWater Heater Setpoint – TInlet) (°F) |  | 66 | inlet WH temp varies over year depending on OAT. Approx to delta_66 is avg of 54F inlet which is fairly representative, see SIW 4.1
Water Heater Recovery Efficiency (RE) | Electric Resistance | 1 | RTF SIW v4.1
| Heat Pump | 2 | Consistent with HPWH UES measure, including HVAC interaction |  | HVAC interaction is under investigation
| Gas | 0.75 | RTF SIW v4.1
Specific heat of water
conversion: kWh/J | 2.7778e-07
conversion: grams water/gallon | 3785.4118
conversion: degK/degR | 0.55556
Specific Heat of water: J/g degC | 4.179
Specific Heat of water: kWh/gallon degF | 0.0024412
therms/kWh | 0.034121
Water Heating Type | RE | Water Heater delta T | Effective delta T of mixed hot water for shower | Specific Heat of Water (kWh/gallon/degF) | Specific Heat of Water (therms/gallon/degF) | Energy Intensity (kWh/gallon) | Energy Intensity (therms/gallon)
Electric Resistance | 1 | 66 | 46.2 | 0.0024412 |  | 0.11279
Electric HPWH | 2 | 66 | 46.2 | 0.0024412 |  | 0.056393
Gas | 0.75 | 66 | 46.2 |  | 8.3299e-05 |  | 0.0051312
Water and Wastewater
Embedded Energy | kWh/gallon | 0.0029474 | RTF Standard Information Workbook v4.0
Net value of water | 2016$/gallon | 0.013204 | RTF Standard Information Workbook v4.0
Measure Life
Measure Life | 10 | years | RTF Judgment. Consistent with previous version (v2.3) of analysis | Sources (values not substantiated): California DEER database, U.S. DOE Office of Energy Efficiency & Renewable Energy "ENERGY COST CALCULATOR FOR FAUCETS AND SHOWERHEADS" http://energy.gov/eere/femp/energy-cost-calculator-faucets-and-showerheads-0
Duration of Period 1 (for pre-conditions deliveries) | 3.3333 | years | RTF Judgment. New for v3.0
Loadshape (consistent with 7th Power Plan)
Hot Water | Electric Load Shape | Gas Load Shape
Any DHW | R_All_WH_showerhead_All_S | R_All_WH_showerhead_All_S
Any Electric | R_All_WH_showerhead_All_S | R_All_WH_showerhead_All_S
Electric Resistance | R_All_WH_showerhead_All_S | R_All_WH_showerhead_All_S
Electric HPWH | R_All_WH_showerhead_All_S | R_All_WH_showerhead_All_S
Gas | R_All_WH_showerhead_All_S | R_All_WH_showerhead_All_S
Water/Waste Water
C-WWW-Proc-All-All-All-U

## Weights
Water Heating Type
Lookup | Water Heating Type | Home Type | Electric Resistance | Electric HPWH | Gas
Any DHW_Any home | Any DHW | Any home | 56.12% | 1.724% | 42.16%
Any DHW_SF | Any DHW | SF | 48.97% | 2.007% | 49.03%
Any DHW_MF | Any DHW | MF | 88.42% | 0.3792% | 11.2%
Any DHW_MH | Any DHW | MH | 84.63% | 0.6873% | 14.69%
Any Electric_Any home | Any Electric | Any home | 97.02% | 2.98% | 0%
Any Electric_SF | Any Electric | SF | 96.06% | 3.938% | 0%
Any Electric_MF | Any Electric | MF | 99.57% | 0.427% | 0%
Any Electric_MH | Any Electric | MH | 99.19% | 0.8056% | 0%
Electric Resistance_Any home | Electric Resistance | Any home | 100%
Electric Resistance_SF | Electric Resistance | SF | 100%
Electric Resistance_MF | Electric Resistance | MF | 100%
Electric Resistance_MH | Electric Resistance | MH | 100%
Electric HPWH_Any home | Electric HPWH | Any home |  | 100%
Electric HPWH_SF | Electric HPWH | SF |  | 100%
Electric HPWH_MF | Electric HPWH | MF |  | 100%
Electric HPWH_MH | Electric HPWH | MH |  | 100%
Gas_Any home | Gas | Any home |  |  | 100%
Gas_SF | Gas | SF |  |  | 100%
Gas_MF | Gas | MF |  |  | 100%
Gas_MH | Gas | MH |  |  | 100%
Long-term water heater saturation
|  | Electric Resistance | Electric HPWH | Gas
| Single Family | 7.646% | 43.33% | 49.03%
| Multifamily - Low Rise | 66.6% | 22.2% | 11.2%
| Multifamily - High Rise | 66.6% | 22.2% | 11.2%
| Manufactured | 21.33% | 63.98% | 14.69%
Split of installation type
| DHW Preheat & Shower Preheat | 50%
| DHW Preheat | 50%
Note on C32: Tina Jayaweera: (no knowledge to do other than 50/50)

## Cost
Recovery Factor per Retail Cost
DHW Heat Recovery
http://www.gfxtechnology.com/A&B.html
Model | Mode | Unit Cost, Retail | Installed Cost, Retail |  | 2019 -> 2016 Deflator
0.95789
DHW and Shower preheat, Use Balanced Flow, favored new installation
S3-30 | New SF | 456 | 724.0854 |  | Labor rate for Plumbers
S3-40 | New SF | 540 | 804.5484 |  | 95.762
S3-60 | New SF | 672 | 930.9903
S3-30 | New MF | 456 | 724.0854 |  | Assume 3 hours
S3-40 | New MF | 540 | 804.5484
S3-60 | New MF | 672 | 930.9903
DHW preheat only, Use unequal flow, favored retrofit installation.
S3-30 | New SF | 456 | 724.0854
S3-40 | New SF | 540 | 804.5484
S3-60 | New SF | 672 | 930.9903
G3-30 | New SF | 420 | 689.6012
G3-40 | New SF | 504 | 770.0643
G3-60 | New SF | 636 | 896.5061
S3-30 | New MF | 456 | 580.4423
S3-40 | New MF | 540 | 660.9053
S3-60 | New MF | 672 | 787.3472
G3-30 | New MF | 420 | 545.9582
G3-40 | New MF | 504 | 626.4212
G3-60 | New MF | 636 | 752.8631
Home Depot, accessed 7/17/19
Home Depot Brand GFX’s |  | $2019 Cost | $2016 Cost
PowerPipe (R3-36) | 36” | 564.03 | 540.2804
PowerPipe (R3-48) | 48” | 648.54 | 621.232
PowerPipe (R3-60) | 60” | 735.75 | 704.7698
|  |  |  | Cost + Installation, assume 3 hours labor for SF | Cost + Installation, assume 1.5 hours labor for MF (can do multiple units)
|  |  |  | 828.5666 | 684.9235
|  |  |  | 909.5181 | 765.875
|  |  |  | 993.056 | 849.4129

## NRC Ratings
Model | Brand | Heat Recovery Efficiency | Energy Credits for Showerhead Max. Flow at 9.5 L/min (kWh) | Energy Credits for Showerhead Max. Flow at 7.6 L/min (kWh) | Nominal Diameter (mm) | Nominal Diameter (in) | Length (mm) | Length (in) | Heat Recovery Rate (kW) | Heat Recovery Rate (BTU/hr) | Pressure Loss (kPa) | Pressure Loss (psi) | Mass (kg) | Mass (lbs) | Discontinued Date | SOURCE:
C4-42 | Power-Pipe | 30.4 | 1105 | 951 | 102 | 4 | 1065 | 42 | 5.63 | 19239.5 | 3.6 | 0.5 | 13.01 | 28.67 |  | http://oee.nrcan.gc.ca/pml-lmp/index.cfm?language_langue=en&action=app%2Esearch%2Drecherche&appliance=DWHR&attr=0
R3-28 | Power-Pipe | 30.7 | 1116 | 960 | 76 | 3 | 710 | 28 | 5.69 | 19429.4 | 7.7 | 1.1 | 6.14 | 13.54
R4-24 | Power-Pipe | 30.9 | 1124 | 966 | 102 | 4 | 610 | 24 | 5.73 | 19555.9 | 5.2 | 0.7 | 7.32 | 16.13
C3-39 | Power-Pipe | 31 | 1127 | 969 | 76 | 3 | 990 | 39 | 5.74 | 19619.2 | 3.2 | 0.5 | 8.51 | 18.76
R2-36 | Power-Pipe | 31.3 | 1138 | 979 | 51 | 2 | 915 | 36 | 5.8 | 19809.1 | 5.7 | 0.8 | 6.79 | 14.96
R4-26 | Power-Pipe | 32.5 | 1182 | 1016 | 102 | 4 | 660 | 26 | 6.02 | 20568.5 | 5.6 | 0.8 | 7.91 | 17.43
C4-45 | Power-Pipe | 32.8 | 1193 | 1026 | 102 | 4 | 1145 | 45 | 6.08 | 20758.4 | 3.9 | 0.6 | 13.92 | 30.69
R2-38 | Power-Pipe | 32.9 | 1196 | 1029 | 51 | 2 | 965 | 38 | 6.1 | 20821.7 | 6 | 0.9 | 7.17 | 15.81
C3-42 | Power-Pipe | 33.3 | 1211 | 1041 | 76 | 3 | 1065 | 42 | 6.17 | 21074.8 | 3.4 | 0.5 | 9.09 | 20.04
R4-28 | Power-Pipe | 34 | 1236 | 1063 | 102 | 4 | 710 | 28 | 6.3 | 21517.9 | 6 | 0.9 | 8.5 | 18.73
R2-40 | Power-Pipe | 34.4 | 1251 | 1076 | 51 | 2 | 1015 | 40 | 6.37 | 21771 | 6.3 | 0.9 | 7.55 | 16.65
R3-30 | Power-Pipe | 34.8 | 1265 | 1088 | 76 | 3 | 760 | 30 | 6.45 | 22024.2 | 8.2 | 1.2 | 6.54 | 14.41
C4-48 | Power-Pipe | 35.1 | 1276 | 1098 | 102 | 4 | 1220 | 48 | 6.5 | 22214 | 4.1 | 0.6 | 14.83 | 32.7
C3-45 | Power-Pipe | 35.4 | 1287 | 1107 | 76 | 3 | 1145 | 45 | 6.56 | 22403.9 | 3.7 | 0.5 | 9.68 | 21.33
R4-30 | Power-Pipe | 35.5 | 1291 | 1110 | 102 | 4 | 760 | 30 | 6.58 | 22467.2 | 6.4 | 0.9 | 9.08 | 20.03
R2-42 | Power-Pipe | 35.9 | 1305 | 1123 | 51 | 2 | 1065 | 42 | 6.65 | 22720.3 | 6.6 | 1 | 7.93 | 17.49
R3-32 | Power-Pipe | 36.2 | 1316 | 1132 | 76 | 3 | 815 | 32 | 6.71 | 22910.2 | 8.8 | 1.3 | 6.93 | 15.27
R4-32 | Power-Pipe | 36.9 | 1342 | 1154 | 102 | 4 | 815 | 32 | 6.84 | 23353.2 | 6.8 | 1 | 9.67 | 21.33
C4-51 | Power-Pipe | 37.3 | 1356 | 1166 | 102 | 4 | 1295 | 51 | 6.91 | 23606.4 | 4.4 | 0.6 | 15.75 | 34.72
R2-44 | Power-Pipe | 37.4 | 1360 | 1170 | 51 | 2 | 1120 | 44 | 6.93 | 23669.6 | 6.9 | 1 | 8.32 | 18.34
C3-48 | Power-Pipe | 37.5 | 1364 | 1173 | 76 | 3 | 1220 | 48 | 6.95 | 23732.9 | 4 | 0.6 | 10.26 | 22.62
R3-34 | Power-Pipe | 37.6 | 1367 | 1176 | 76 | 3 | 865 | 34 | 6.97 | 23796.2 | 9.3 | 1.4 | 7.32 | 16.13
R4-34 | Power-Pipe | 38.3 | 1393 | 1198 | 102 | 4 | 865 | 34 | 7.1 | 24239.2 | 7.2 | 1 | 10.26 | 22.63
R2-46 | Power-Pipe | 38.7 | 1407 | 1210 | 51 | 2 | 1170 | 46 | 7.17 | 24492.4 | 7.2 | 1 | 8.7 | 19.18
R3-36 | Power-Pipe | 39 | 1418 | 1220 | 76 | 3 | 915 | 36 | 7.23 | 24682.2 | 9.9 | 1.4 | 7.71 | 17
TD336B | EcoInnovation Technologies Inc. | 39.2 | 1425 | 1226 | 75 | 3 | 914.4 | 36 | 7 | 23884.98 | 9.1 | 1.3 | 10 | 22
R2-48 | Power-Pipe | 39.2 | 1425 | 1226 | 51 | 2 | 1220 | 48 | 7.26 | 24808.8 | 7.5 | 1.1 | 9.08 | 20.03
C3-51 | Power-Pipe | 39.4 | 1433 | 1232 | 76 | 3 | 1295 | 51 | 7.3 | 24935.4 | 4.2 | 0.6 | 10.84 | 23.9
C4-54 | Power-Pipe | 39.5 | 1436 | 1235 | 102 | 4 | 1370 | 54 | 7.32 | 24998.7 | 4.6 | 0.7 | 16.66 | 36.74
R4-36 | Power-Pipe | 39.7 | 1444 | 1241 | 102 | 4 | 915 | 36 | 7.36 | 25125.3 | 7.6 | 1.1 | 10.85 | 23.93
WX-3036 | Watercycles Energy Recovery Inc. | 39.7 | 1444 | 1241 | 76 | 3 | 914 | 36 | 7.4 |  | 16 | 2.4 | 10 | 22.2
R3-38 | Power-Pipe | 40.3 | 1465 | 1260 | 76 | 3 | 965 | 38 | 7.47 | 25505 | 10.4 | 1.5 | 8.1 | 17.86
TD338B | EcoInnovation Technologies Inc. | 40.4 | 1469 | 1263 | 75 | 3 | 965.2 | 38 | 7.2 | 24567.408 | 9.7 | 1.4 | 10.4 | 22.88
R2-50 | Power-Pipe | 40.4 | 1469 | 1263 | 51 | 2 | 1270 | 50 | 7.49 | 25568.3 | 7.8 | 1.1 | 9.47 | 20.87
R4-38 | Power-Pipe | 41.1 | 1494 | 1285 | 102 | 4 | 965 | 38 | 7.62 | 26011.3 | 8 | 1.2 | 11.44 | 25.23
C3-54 | Power-Pipe | 41.3 | 1502 | 1292 | 76 | 3 | 1370 | 54 | 7.65 | 26137.9 | 4.5 | 0.7 | 11.43 | 25.19
C4-57 | Power-Pipe | 41.5 | 1509 | 1298 | 102 | 4 | 1450 | 57 | 7.69 | 26264.4 | 4.8 | 0.7 | 17.58 | 38.75
TD340B | EcoInnovation Technologies Inc. | 41.6 | 1513 | 1301 | 75 | 3 | 1016 | 40 | 7.5 | 25591.05 | 10.3 | 1.5 | 10.9 | 23.98
R2-52 | Power-Pipe | 41.6 | 1513 | 1301 | 51 | 2 | 1320 | 52 | 7.71 | 26327.7 | 8.1 | 1.2 | 9.85 | 21.71
R3-40 | Power-Pipe | 41.7 | 1516 | 1304 | 76 | 3 | 1015 | 40 | 7.73 | 26391 | 11 | 1.6 | 8.49 | 18.72
VT-1000-3-32 | Ecodrain | 42 | 1527 | 1313 | 76 | 3 | 812.8 | 32 | 7.8 | 26769.2 | 10.6 | 1.5 | 6.9 | 15.1
R4-40 | Power-Pipe | 42.4 | 1542 | 1326 | 102 | 4 | 1015 | 40 | 7.86 | 26834 | 8.4 | 1.2 | 12.03 | 26.53
TD342B | EcoInnovation Technologies Inc. | 42.8 | 1556 | 1338 | 75 | 3 | 1066.8 | 42 | 7.7 | 26273.478 | 10.9 | 1.6 | 11.2 | 24.64
R2-54 | Power-Pipe | 42.8 | 1556 | 1338 | 51 | 2 | 1370 | 54 | 7.93 | 27087.2 | 8.4 | 1.2 | 10.23 | 22.56
R3-42 | Power-Pipe | 42.9 | 1560 | 1342 | 76 | 3 | 1065 | 42 | 7.95 | 27150.5 | 11.5 | 1.7 | 8.89 | 19.59
C3-57 | Power-Pipe | 43.1 | 1567 | 1348 | 76 | 3 | 1450 | 57 | 7.99 | 27277.1 | 4.8 | 0.7 | 12.01 | 26.48
C4-60 | Power-Pipe | 43.5 | 1582 | 1360 | 102 | 4 | 1525 | 60 | 8.06 | 27530.2 | 5 | 0.7 | 18.49 | 40.77
VT-1000-3-36 | Ecodrain | 43.5 | 1582 | 1360 | 76 | 3 | 914 | 36 | 8.1 | 27600 | 10.7 | 1.5 | 7.5 | 16.5
WX-3042 | Watercycles Energy Recovery Inc. | 43.5 | 1582 | 1360 | 76 | 3 | 1016 | 42 | 8.1 |  | 17 | 2.46 | 11.5 | 25.3
R4-42 | Power-Pipe | 43.7 | 1589 | 1367 | 102 | 4 | 1065 | 42 | 8.1 | 27656.8 | 8.8 | 1.3 | 12.62 | 27.83
R2-56 | Power-Pipe | 43.9 | 1596 | 1373 | 51 | 2 | 1420 | 56 | 8.14 | 27783.4 | 8.7 | 1.3 | 10.61 | 23.4
TD344B | EcoInnovation Technologies Inc. | 43.9 | 1596 | 1373 | 75 | 3 | 1117.6 | 44 | 7.9 | 26955.906 | 11.5 | 1.7 | 11.9 | 26.18
R3-44 | Power-Pipe | 44.2 | 1607 | 1382 | 76 | 3 | 1120 | 44 | 8.19 | 27973.2 | 12.1 | 1.8 | 9.28 | 20.45
VT-1000-4-32 | Ecodrain | 44.6 | 1622 | 1395 | 102 | 4 | 812.8 | 32 | 8.5 | 29100.3 | 7.9 | 1.1 | 9.2 | 20.3
C3-60 | Power-Pipe | 44.8 | 1629 | 1401 | 76 | 3 | 1525 | 60 | 8.3 | 28352.9 | 5 | 0.7 | 12.59 | 27.77
TD346B | EcoInnovation Technologies Inc. | 45 | 1636 | 1407 | 75 | 3 | 1168.4 | 46 | 8.1 | 27638.334 | 12.1 | 1.8 | 12.4 | 27.28
R4-44 | Power-Pipe | 45 | 1636 | 1407 | 102 | 4 | 1120 | 44 | 8.34 | 28479.5 | 9.2 | 1.3 | 13.21 | 29.13
R2-58 | Power-Pipe | 45 | 1636 | 1407 | 51 | 2 | 1475 | 58 | 8.34 | 28479.5 | 9 | 1.3 | 11 | 24.24
WX-4040 | Watercycles Energy Recovery Inc. | 45.2 | 1644 | 1413 | 100 | 4 | 1016 | 40 | 8.4 |  | 15 | 2.1 | 13.2 | 29
R3-46 | Power-Pipe | 45.4 | 1651 | 1420 | 76 | 3 | 1170 | 46 | 8.41 | 28732.7 | 12.6 | 1.8 | 9.67 | 21.31
C4-63 | Power-Pipe | 45.5 | 1654 | 1423 | 102 | 4 | 1600 | 63 | 8.43 | 28796 | 5.3 | 0.8 | 19.41 | 42.78
WX-3048 | Watercycles Energy Recovery Inc. | 45.9 | 1669 | 1435 | 76 | 3 | 1220 | 48 | 8.5 |  | 19 | 2.8 | 13.7 | 30.3
TD442B | EcoInnovation Technologies Inc. | 46 | 1673 | 1438 | 100 | 4 | 1066.8 | 42 | 8.3 | 28320.762 | 9.6 | 1.4 | 16.8 | 36.96
TD348B | EcoInnovation Technologies Inc. | 46 | 1673 | 1438 | 75 | 3 | 1219.2 | 48 | 8.2 | 27979.548 | 12.7 | 1.8 | 13 | 28.6
R2-60 | Power-Pipe | 46.1 | 1676 | 1442 | 51 | 2 | 1525 | 60 | 8.54 | 29175.7 | 9.3 | 1.4 | 11.38 | 25.09
R4-46 | Power-Pipe | 46.3 | 1684 | 1448 | 102 | 4 | 1170 | 46 | 8.58 | 29302.3 | 9.6 | 1.4 | 13.8 | 30.43
C3-63 | Power-Pipe | 46.5 | 1691 | 1454 | 76 | 3 | 1600 | 63 | 8.62 | 29428.8 | 5.3 | 0.8 | 13.18 | 29.05
V1000-3-36 | Ecodrain | 46.6 | 1694 | 1457 | 76 | 3 | 914 | 36 | 8.6 |  | 9 | 1.3 | 6.76 | 14.87
R3-48 | Power-Pipe | 46.6 | 1694 | 1457 | 76 | 3 | 1220 | 48 | 8.64 | 29492.1 | 13.2 | 1.9 | 10.06 | 22.18
TD350B | EcoInnovation Technologies Inc. | 47 | 1709 | 1470 | 75 | 3 | 1270 | 50 | 8.4 | 28661.976 | 13.3 | 1.9 | 13.4 | 29.48
R2-62 | Power-Pipe | 47.1 | 1713 | 1473 | 51 | 2 | 1575 | 62 | 8.73 | 29808.6 | 9.7 | 1.4 | 11.76 | 25.93
C4-66 | Power-Pipe | 47.3 | 1720 | 1479 | 102 | 4 | 1675 | 66 | 8.77 | 29935.1 | 5.5 | 0.8 | 20.32 | 44.8
R4-48 | Power-Pipe | 47.5 | 1727 | 1485 | 102 | 4 | 1220 | 48 | 8.8 | 30061.7 | 10 | 1.5 | 14.39 | 31.73
R3-50 | Power-Pipe | 47.8 | 1738 | 1495 | 76 | 3 | 1270 | 50 | 8.86 | 30251.6 | 13.8 | 2 | 10.45 | 23.04
TD352B | EcoInnovation Technologies Inc. | 48 | 1745 | 1501 | 75 | 3 | 1320.8 | 52 | 8.6 | 29344.404 | 13.9 | 2 | 14 | 30.8
C3-66 | Power-Pipe | 48 | 1745 | 1501 | 76 | 3 | 1675 | 66 | 8.9 | 30378.2 | 5.6 | 0.8 | 13.76 | 30.34
R2-64 | Power-Pipe | 48.1 | 1749 | 1504 | 51 | 2 | 1625 | 64 | 8.91 | 30441.4 | 10 | 1.4 | 12.15 | 26.78
R4-50 | Power-Pipe | 48.7 | 1771 | 1523 | 102 | 4 | 1270 | 50 | 9.02 | 30821.2 | 10.4 | 1.5 | 14.98 | 33.03
TD354B | EcoInnovation Technologies Inc. | 48.9 | 1778 | 1529 | 75 | 3 | 1371.6 | 54 | 8.8 | 30026.832 | 14.5 | 2.1 | 14.6 | 32.12
R3-52 | Power-Pipe | 49 | 1782 | 1532 | 76 | 3 | 1320 | 52 | 9.08 | 31011 | 14.3 | 2.1 | 10.84 | 23.9
R2-66 | Power-Pipe | 49.1 | 1785 | 1535 | 51 | 2 | 1675 | 66 | 9.1 | 31074.3 | 10.3 | 1.5 | 12.53 | 27.62
C4-69 | Power-Pipe | 49.1 | 1785 | 1535 | 102 | 4 | 1755 | 69 | 9.1 | 31074.3 | 5.7 | 0.8 | 21.24 | 46.82
C3-69 | Power-Pipe | 49.5 | 1800 | 1548 | 76 | 3 | 1755 | 69 | 9.17 | 31327.5 | 5.9 | 0.9 | 14.35 | 31.63
TD356B | EcoInnovation Technologies Inc. | 49.8 | 1811 | 1557 | 75 | 3 | 1422.4 | 56 | 8.9 | 30368.046 | 15 | 2.2 | 15.2 | 33.44
R4-52 | Power-Pipe | 49.8 | 1811 | 1557 | 102 | 4 | 1320 | 52 | 9.23 | 31517.3 | 10.8 | 1.6 | 15.57 | 34.33
R2-68 | Power-Pipe | 50 | 1818 | 1564 | 51 | 2 | 1725 | 68 | 9.27 | 31643.9 | 10.6 | 1.5 | 12.91 | 28.46
WX-3060 | Watercycles Energy Recovery Inc. | 50.1 | 1822 | 1567 | 76 | 3 | 1524 | 60 | 9.3 |  | 22 | 3.2 | 14.9 | 32.7
WX-4048 | Watercycles Energy Recovery Inc. | 50.1 | 1822 | 1567 | 100 | 4 | 1220 | 48 | 9.3 |  | 15 | 2.1 | 16.2 | 35.6
R3-54 | Power-Pipe | 50.1 | 1822 | 1567 | 76 | 3 | 1370 | 54 | 9.28 | 31707.2 | 14.9 | 2.2 | 11.23 | 24.77
V1000-4-36 | Ecodrain | 50.6 | 1840 | 1582 | 102 | 4 | 914 | 36 | 9.4 |  | 7 | 1 | 9.5 | 20.89
TD358B | EcoInnovation Technologies Inc. | 50.7 | 1844 | 1585 | 75 | 3 | 1473.2 | 58 | 9.1 | 31050.474 | 15.6 | 2.3 | 15.8 | 34.76
C4-72 | Power-Pipe | 50.8 | 1847 | 1589 | 102 | 4 | 1830 | 72 | 9.41 | 32150.2 | 5.9 | 0.9 | 22.15 | 48.83
R2-70 | Power-Pipe | 50.8 | 1847 | 1589 | 51 | 2 | 1780 | 70 | 9.41 | 32150.2 | 10.9 | 1.6 | 13.29 | 29.31
C3-72 | Power-Pipe | 50.8 | 1847 | 1589 | 76 | 3 | 1830 | 72 | 9.41 | 32150.2 | 6.2 | 0.9 | 14.93 | 32.91
R4-54 | Power-Pipe | 51 | 1854 | 1595 | 102 | 4 | 1370 | 54 | 9.45 | 32276.8 | 11.2 | 1.6 | 16.16 | 35.63
R3-56 | Power-Pipe | 51.2 | 1862 | 1601 | 76 | 3 | 1420 | 56 | 9.49 | 32403.4 | 15.4 | 2.2 | 11.63 | 25.63
TD360B | EcoInnovation Technologies Inc. | 51.5 | 1873 | 1610 | 75 | 3 | 1524 | 60 | 9.2 | 31391.688 | 16.2 | 2.3 | 16.5 | 36.3
R2-72 | Power-Pipe | 51.7 | 1880 | 1617 | 51 | 2 | 1830 | 72 | 9.58 | 32719.8 | 11.2 | 1.6 | 13.68 | 30.15
WX-4060 | Watercycles Energy Recovery Inc. | 52 | 1891 | 1626 | 100 | 4 | 1524 | 60 | 9.6 |  | 17 | 2.5 | 20.2 | 44.6
R4-56 | Power-Pipe | 52.1 | 1894 | 1629 | 102 | 4 | 1420 | 56 | 9.65 | 32973 | 11.5 | 1.7 | 16.75 | 36.93
C3-75 | Power-Pipe | 52.1 | 1894 | 1629 | 76 | 3 | 1905 | 75 | 9.65 | 32973 | 6.4 | 0.9 | 15.51 | 34.2
R3-58 | Power-Pipe | 52.2 | 1898 | 1632 | 76 | 3 | 1475 | 58 | 9.67 | 33036.2 | 16 | 2.3 | 12.02 | 26.49
TD362B | EcoInnovation Technologies Inc. | 52.3 | 1902 | 1635 | 75 | 3 | 1574.8 | 62 | 9.4 | 32074.116 | 16.7 | 2.4 | 17 | 37.4
C4-75 | Power-Pipe | 52.4 | 1905 | 1639 | 102 | 4 | 1905 | 75 | 9.71 | 33162.8 | 6.1 | 0.9 | 23.06 | 50.85
R2-74 | Power-Pipe | 52.5 | 1909 | 1642 | 51 | 2 | 1880 | 74 | 9.73 | 33226.1 | 11.5 | 1.7 | 14.06 | 31
TD364B | EcoInnovation Technologies Inc. | 53 | 1927 | 1657 | 75 | 3 | 1625.6 | 64 | 9.5 | 32415.33 | 17.3 | 2.5 | 17.7 | 38.94
R2-76 | Power-Pipe | 53.2 | 1934 | 1664 | 51 | 2 | 1930 | 76 | 9.86 | 33669.1 | 11.8 | 1.7 | 14.44 | 31.84
R4-58 | Power-Pipe | 53.2 | 1934 | 1664 | 102 | 4 | 1475 | 58 | 9.86 | 33669.1 | 11.9 | 1.7 | 17.34 | 38.23
R3-60 | Power-Pipe | 53.3 | 1938 | 1667 | 76 | 3 | 1525 | 60 | 9.88 | 33732.4 | 16.5 | 2.4 | 12.41 | 27.36
C3-78 | Power-Pipe | 53.3 | 1938 | 1667 | 76 | 3 | 1980 | 78 | 9.88 | 33732.4 | 6.7 | 1 | 16.1 | 35.49
TD366B | EcoInnovation Technologies Inc. | 53.7 | 1953 | 1679 | 75 | 3 | 1676.4 | 66 | 9.6 | 32756.544 | 17.8 | 2.6 | 18.3 | 40.26
C4-78 | Power-Pipe | 53.9 | 1960 | 1686 | 102 | 4 | 1980 | 78 | 9.99 | 34112.1 | 6.3 | 0.9 | 23.98 | 52.86
R2-78 | Power-Pipe | 53.9 | 1960 | 1686 | 51 | 2 | 1980 | 78 | 9.99 | 34112.1 | 12.1 | 1.8 | 14.83 | 32.68
R4-60 | Power-Pipe | 54.2 | 1971 | 1695 | 102 | 4 | 1525 | 60 | 10.04 | 34302 | 12.3 | 1.8 | 17.93 | 39.53
R3-62 | Power-Pipe | 54.3 | 1974 | 1698 | 76 | 3 | 1575 | 62 | 10.06 | 34365.3 | 17.1 | 2.5 | 12.8 | 28.22
TD368B | EcoInnovation Technologies Inc. | 54.4 | 1978 | 1701 | 75 | 3 | 1727.2 | 68 | 9.7 | 33097.758 | 18.4 | 2.7 | 18.9 | 41.58
V1000-3-48 | Ecodrain | 54.4 | 1978 | 1701 | 76 | 3 | 1219 | 48 | 10.1 |  | 11 | 1.7 | 8.64 | 19
C3-81 | Power-Pipe | 54.4 | 1978 | 1701 | 76 | 3 | 2055 | 81 | 10.08 | 34428.6 | 7 | 1 | 16.68 | 36.78
R2-80 | Power-Pipe | 54.6 | 1985 | 1707 | 51 | 2 | 2030 | 80 | 10.12 | 34555.1 | 12.4 | 1.8 | 15.21 | 33.53
TD370B | EcoInnovation Technologies Inc. | 55 | 2000 | 1720 | 75 | 3 | 1778 | 70 | 9.9 | 33780.186 | 18.9 | 2.7 | 19.6 | 43.12
VT-1000-3-54 | Ecodrain | 55 | 2000 | 1720 | 76 | 3 | 1371.6 | 54 | 10.4 | 35323.3 | 12.5 | 1.8 | 10.6 | 23.2
R4-62 | Power-Pipe | 55.2 | 2007 | 1726 | 102 | 4 | 1575 | 62 | 10.23 | 34934.9 | 12.7 | 1.8 | 18.52 | 40.83
R3-64 | Power-Pipe | 55.2 | 2007 | 1726 | 76 | 3 | 1625 | 64 | 10.23 | 34934.9 | 17.6 | 2.6 | 13.19 | 29.08
R2-82 | Power-Pipe | 55.3 | 2011 | 1729 | 51 | 2 | 2085 | 82 | 10.25 | 34998.2 | 12.7 | 1.8 | 15.59 | 34.37
C4-81 | Power-Pipe | 55.4 | 2014 | 1732 | 102 | 4 | 2055 | 81 | 10.27 | 35061.5 | 6.5 | 0.9 | 24.89 | 54.88
C3-84 | Power-Pipe | 55.5 | 2018 | 1736 | 76 | 3 | 2135 | 84 | 10.28 | 35124.7 | 7.3 | 1.1 | 17.26 | 38.06
TD372B | EcoInnovation Technologies Inc. | 55.6 | 2022 | 1739 | 75 | 3 | 1828.8 | 72 | 10 | 34121.4 | 19.5 | 2.8 | 20.3 | 44.66
R2-84 | Power-Pipe | 55.9 | 2033 | 1748 | 51 | 2 | 2135 | 84 | 10.36 | 35377.9 | 13 | 1.9 | 15.97 | 35.22
R3-66 | Power-Pipe | 56.2 | 2044 | 1757 | 76 | 3 | 1675 | 66 | 10.41 | 35567.8 | 18.2 | 2.6 | 13.58 | 29.95
R4-64 | Power-Pipe | 56.2 | 2044 | 1757 | 102 | 4 | 1625 | 64 | 10.41 | 35567.8 | 13.1 | 1.9 | 19.11 | 42.13
C3-87 | Power-Pipe | 56.4 | 2051 | 1764 | 76 | 3 | 2210 | 87 | 10.45 | 35694.3 | 7.6 | 1.1 | 17.85 | 39.35
R2-86 | Power-Pipe | 56.5 | 2054 | 1767 | 51 | 2 | 2185 | 86 | 10.47 | 35757.6 | 13.3 | 1.9 | 16.36 | 36.06
WX-3072 | Watercycles Energy Recovery Inc. | 56.5 | 2054 | 1767 | 76 | 3 | 1829 | 72 | 10.5 |  | 24 | 3.4 | 16.8 | 37
C4-84 | Power-Pipe | 56.8 | 2065 | 1776 | 102 | 4 | 2135 | 84 | 10.53 | 35947.5 | 6.7 | 1 | 25.81 | 56.9
R2-88 | Power-Pipe | 57 | 2073 | 1782 | 51 | 2 | 2235 | 88 | 10.56 | 36074.1 | 13.6 | 2 | 16.74 | 36.9
R3-68 | Power-Pipe | 57.1 | 2076 | 1786 | 76 | 3 | 1725 | 68 | 10.58 | 36137.3 | 18.7 | 2.7 | 13.98 | 30.81
V1000-4-48 | Ecodrain | 57.1 | 2076 | 1786 | 102 | 4 | 1219 | 48 | 10.6 |  | 7 | 1 | 12.28 | 27.01
R4-66 | Power-Pipe | 57.2 | 2080 | 1789 | 102 | 4 | 1675 | 66 | 10.6 | 36200.6 | 13.4 | 1.9 | 19.7 | 43.43
C3-90 | Power-Pipe | 57.3 | 2084 | 1792 | 76 | 3 | 2285 | 90 | 10.62 | 36263.9 | 7.9 | 1.1 | 18.43 | 40.64
TD460B | EcoInnovation Technologies Inc. | 57.3 | 2084 | 1792 | 100 | 4 | 1524 | 60 | 10.3 | 35145.042 | 15.4 | 2.2 | 24.8 | 54.56
R2-90 | Power-Pipe | 57.5 | 2091 | 1798 | 51 | 2 | 2285 | 90 | 10.66 | 36390.5 | 13.9 | 2 | 17.12 | 37.75
C3-93 | Power-Pipe | 58 | 2109 | 1814 | 76 | 3 | 2360 | 93 | 10.75 | 36706.9 | 8.2 | 1.2 | 19.02 | 41.92
R3-70 | Power-Pipe | 58 | 2109 | 1814 | 76 | 3 | 1780 | 70 | 10.75 | 36706.9 | 19.3 | 2.8 | 14.37 | 31.67
R2-92 | Power-Pipe | 58 | 2109 | 1814 | 51 | 2 | 2335 | 92 | 10.75 | 36706.9 | 14.2 | 2.1 | 17.5 | 38.59
C4-87 | Power-Pipe | 58.1 | 2113 | 1817 | 102 | 4 | 2210 | 87 | 10.77 | 36770.2 | 6.9 | 1 | 26.72 | 58.91
R4-68 | Power-Pipe | 58.2 | 2116 | 1820 | 102 | 4 | 1725 | 68 | 10.79 | 36833.5 | 13.8 | 2 | 20.29 | 44.73
TD472B | EcoInnovation Technologies Inc. | 58.4 | 2124 | 1826 | 100 | 4 | 1828.8 | 72 | 10.5 | 35827.47 | 18.5 | 2.7 | 29.9 | 65.78
R2-94 | Power-Pipe | 58.4 | 2124 | 1826 | 51 | 2 | 2390 | 94 | 10.82 | 36960.1 | 14.5 | 2.1 | 17.89 | 39.44
C3-96 | Power-Pipe | 58.7 | 2134 | 1836 | 76 | 3 | 2440 | 96 | 10.88 | 37150 | 8.5 | 1.2 | 19.6 | 43.21
R2-96 | Power-Pipe | 58.8 | 2138 | 1839 | 51 | 2 | 2440 | 96 | 10.9 | 37213.2 | 14.8 | 2.1 | 18.27 | 40.28
VT-1000-4-54 | Ecodrain | 58.9 | 2142 | 1842 | 102 | 4 | 1371.6 | 54 | 11.1 | 37783.9 | 8.6 | 1.2 | 14.5 | 32
R3-72 | Power-Pipe | 58.9 | 2142 | 1842 | 76 | 3 | 1830 | 72 | 10.91 | 37276.5 | 19.8 | 2.9 | 14.76 | 32.54
R2-98 | Power-Pipe | 59.1 | 2149 | 1848 | 51 | 2 | 2490 | 98 | 10.95 | 37403.1 | 15.1 | 2.2 | 18.65 | 41.12
R4-70 | Power-Pipe | 59.1 | 2149 | 1848 | 102 | 4 | 1780 | 70 | 10.95 | 37403.1 | 14.2 | 2.1 | 20.88 | 46.03
C3-99 | Power-Pipe | 59.3 | 2156 | 1854 | 76 | 3 | 2515 | 99 | 10.99 | 37529.7 | 8.8 | 1.3 | 20.18 | 44.5
C4-90 | Power-Pipe | 59.3 | 2156 | 1854 | 102 | 4 | 2285 | 90 | 10.99 | 37529.7 | 7.1 | 1 | 27.64 | 60.93
R2-100 | Power-Pipe | 59.4 | 2160 | 1858 | 51 | 2 | 2540 | 100 | 11.01 | 37593 | 15.4 | 2.2 | 19.04 | 41.97
R2-102 | Power-Pipe | 59.7 | 2171 | 1867 | 51 | 2 | 2590 | 102 | 11.06 | 37782.8 | 15.7 | 2.3 | 19.42 | 42.81
R3-74 | Power-Pipe | 59.7 | 2171 | 1867 | 76 | 3 | 1880 | 74 | 11.06 | 37782.8 | 20.4 | 3 | 15.15 | 33.4
C3-102 | Power-Pipe | 59.9 | 2178 | 1873 | 76 | 3 | 2590 | 102 | 11.1 | 37909.4 | 9.1 | 1.3 | 20.77 | 45.78
R2-104 | Power-Pipe | 59.9 | 2178 | 1873 | 51 | 2 | 2640 | 104 | 11.1 | 37909.4 | 16 | 2.3 | 19.8 | 43.66
R4-72 | Power-Pipe | 60 | 2182 | 1876 | 102 | 4 | 1830 | 72 | 11.12 | 37972.7 | 14.5 | 2.1 | 21.47 | 47.33
R2-106 | Power-Pipe | 60.1 | 2185 | 1879 | 51 | 2 | 2690 | 106 | 11.14 | 38036 | 16.3 | 2.4 | 20.18 | 44.5
V1000-3-60 | Ecodrain | 60.3 | 2193 | 1886 | 76 | 3 | 1524 | 60 | 11.2 |  | 15 | 2.1 | 10.42 | 22.93
C3-105 | Power-Pipe | 60.3 | 2193 | 1886 | 76 | 3 | 2665 | 105 | 11.17 | 38162.6 | 9.4 | 1.4 | 21.35 | 47.07
R2-108 | Power-Pipe | 60.3 | 2193 | 1886 | 51 | 2 | 2745 | 108 | 11.17 | 38162.6 | 16.6 | 2.4 | 20.57 | 45.34
R2-110 | Power-Pipe | 60.4 | 2196 | 1889 | 51 | 2 | 2795 | 110 | 11.19 | 38225.8 | 16.9 | 2.4 | 20.95 | 46.19
R3-76 | Power-Pipe | 60.5 | 2200 | 1892 | 76 | 3 | 1930 | 76 | 11.21 | 38289.1 | 21 | 3 | 15.54 | 34.26
R2-120 | Power-Pipe | 60.5 | 2200 | 1892 | 51 | 2 | 3050 | 120 | 11.21 | 38289.1 | 18.3 | 2.7 | 22.86 | 50.41
R2-118 | Power-Pipe | 60.5 | 2200 | 1892 | 51 | 2 | 2995 | 118 | 11.21 | 38289.1 | 18 | 2.6 | 22.48 | 49.56
R2-114 | Power-Pipe | 60.5 | 2200 | 1892 | 51 | 2 | 2895 | 114 | 11.21 | 38289.1 | 17.5 | 2.5 | 21.72 | 47.87
R2-112 | Power-Pipe | 60.5 | 2200 | 1892 | 51 | 2 | 2845 | 112 | 11.21 | 38289.1 | 17.2 | 2.5 | 21.33 | 47.03
C4-93 | Power-Pipe | 60.5 | 2200 | 1892 | 102 | 4 | 2360 | 93 | 11.21 | 38289.1 | 7.3 | 1.1 | 28.55 | 62.94
R2-116 | Power-Pipe | 60.6 | 2204 | 1895 | 51 | 2 | 2945 | 116 | 11.23 | 38352.4 | 17.7 | 2.6 | 22.1 | 48.72
C3-108 | Power-Pipe | 60.6 | 2204 | 1895 | 76 | 3 | 2745 | 108 | 11.23 | 38352.4 | 9.7 | 1.4 | 21.94 | 48.36
R4-74 | Power-Pipe | 60.8 | 2211 | 1901 | 102 | 4 | 1880 | 74 | 11.27 | 38479 | 14.9 | 2.2 | 22.06 | 48.64
C3-111 | Power-Pipe | 60.9 | 2214 | 1904 | 76 | 3 | 2820 | 111 | 11.29 | 38542.3 | 10 | 1.5 | 22.52 | 49.65
C3-114 | Power-Pipe | 61.1 | 2222 | 1911 | 76 | 3 | 2895 | 114 | 11.32 | 38668.9 | 10.3 | 1.5 | 23.1 | 50.93
VT-1000-3-72 | Ecodrain | 61.1 | 2222 | 1911 | 76 | 3 | 1828.6 | 72 | 11.4 | 38979.2 | 13.7 | 2 | 13.6 | 29.9
C3-120 | Power-Pipe | 61.2 | 2225 | 1914 | 76 | 3 | 3050 | 120 | 11.34 | 38732.1 | 11 | 1.6 | 24.27 | 53.51
C3-117 | Power-Pipe | 61.2 | 2225 | 1914 | 76 | 3 | 2970 | 117 | 11.34 | 38732.1 | 10.6 | 1.5 | 23.69 | 52.22
R3-78 | Power-Pipe | 61.3 | 2229 | 1917 | 76 | 3 | 1980 | 78 | 11.36 | 38795.4 | 21.5 | 3.1 | 15.93 | 35.13
C4-96 | Power-Pipe | 61.5 | 2236 | 1923 | 102 | 4 | 2440 | 96 | 11.4 | 38922 | 7.5 | 1.1 | 29.47 | 64.96
R4-76 | Power-Pipe | 61.6 | 2240 | 1926 | 102 | 4 | 1930 | 76 | 11.42 | 38985.3 | 15.2 | 2.2 | 22.65 | 49.94
R3-80 | Power-Pipe | 62 | 2254 | 1939 | 76 | 3 | 2030 | 80 | 11.49 | 39238.4 | 22.1 | 3.2 | 16.33 | 35.99
R4-78 | Power-Pipe | 62.4 | 2269 | 1951 | 102 | 4 | 1980 | 78 | 11.56 | 39491.6 | 15.6 | 2.3 | 23.24 | 51.24
C4-99 | Power-Pipe | 62.5 | 2273 | 1954 | 102 | 4 | 2515 | 99 | 11.58 | 39554.9 | 7.7 | 1.1 | 30.38 | 66.98
R3-82 | Power-Pipe | 62.8 | 2284 | 1964 | 76 | 3 | 2085 | 82 | 11.64 | 39744.8 | 22.6 | 3.3 | 16.72 | 36.85
V1000-3-72 | Ecodrain | 62.8 | 2284 | 1964 | 76 | 3 | 1829 | 72 | 11.6 |  | 15 | 2.1 | 12.3 | 27.06
R4-80 | Power-Pipe | 63.2 | 2298 | 1976 | 102 | 4 | 2030 | 80 | 11.71 | 39997.9 | 16 | 2.3 | 23.83 | 52.54
R3-84 | Power-Pipe | 63.4 | 2305 | 1983 | 76 | 3 | 2135 | 84 | 11.75 | 40124.5 | 23.2 | 3.4 | 17.11 | 37.72
C4-102 | Power-Pipe | 63.5 | 2309 | 1986 | 102 | 4 | 2590 | 102 | 11.77 | 40187.8 | 7.9 | 1.1 | 31.29 | 68.99
R4-82 | Power-Pipe | 64 | 2327 | 2001 | 102 | 4 | 2085 | 82 | 11.86 | 40504.2 | 16.3 | 2.4 | 24.42 | 53.84
R3-86 | Power-Pipe | 64.1 | 2331 | 2004 | 76 | 3 | 2185 | 86 | 11.88 | 40567.5 | 23.7 | 3.4 | 17.5 | 38.58
V1000-4-60 | Ecodrain | 64.1 | 2331 | 2004 | 102 | 4 | 1524 | 60 | 11.9 |  | 8 | 1.1 | 14.94 | 32.86
C4-105 | Power-Pipe | 64.3 | 2338 | 2011 | 102 | 4 | 2665 | 105 | 11.92 | 40694.1 | 8 | 1.2 | 32.21 | 71.01
R4-84 | Power-Pipe | 64.7 | 2353 | 2023 | 102 | 4 | 2135 | 84 | 11.99 | 40947.2 | 16.7 | 2.4 | 25.01 | 55.14
R3-88 | Power-Pipe | 64.7 | 2353 | 2023 | 76 | 3 | 2235 | 88 | 11.99 | 40947.2 | 24.3 | 3.5 | 17.89 | 39.44
C4-108 | Power-Pipe | 65.1 | 2367 | 2036 | 102 | 4 | 2745 | 108 | 12.06 | 41200.4 | 8.2 | 1.2 | 33.12 | 73.02
R3-90 | Power-Pipe | 65.4 | 2378 | 2045 | 76 | 3 | 2285 | 90 | 12.12 | 41390.2 | 24.9 | 3.6 | 18.28 | 40.31
R4-86 | Power-Pipe | 65.4 | 2378 | 2045 | 102 | 4 | 2185 | 86 | 12.12 | 41390.2 | 17 | 2.5 | 25.6 | 56.44
C4-111 | Power-Pipe | 65.8 | 2393 | 2058 | 102 | 4 | 2820 | 111 | 12.19 | 41643.4 | 8.4 | 1.2 | 34.04 | 75.04
R3-92 | Power-Pipe | 65.9 | 2396 | 2061 | 76 | 3 | 2335 | 92 | 12.21 | 41706.7 | 25.4 | 3.7 | 18.68 | 41.17
R4-88 | Power-Pipe | 66 | 2400 | 2064 | 102 | 4 | 2235 | 88 | 12.23 | 41770 | 17.4 | 2.5 | 26.19 | 57.74
VT-1000-4-72 | Ecodrain | 66.1 | 2404 | 2067 | 102 | 4 | 1828.6 | 72 | 12.4 | 42314 | 10.4 | 1.5 | 19.2 | 42.3
C4-114 | Power-Pipe | 66.4 | 2414 | 2076 | 102 | 4 | 2895 | 114 | 12.3 | 42023.1 | 8.6 | 1.2 | 34.95 | 77.05
R3-94 | Power-Pipe | 66.5 | 2418 | 2080 | 76 | 3 | 2390 | 94 | 12.32 | 42086.4 | 26 | 3.8 | 19.07 | 42.03
R4-90 | Power-Pipe | 66.7 | 2425 | 2086 | 102 | 4 | 2285 | 90 | 12.36 | 42213 | 17.7 | 2.6 | 26.78 | 59.04
C4-117 | Power-Pipe | 66.9 | 2433 | 2092 | 102 | 4 | 2970 | 117 | 12.4 | 42339.6 | 8.7 | 1.3 | 35.87 | 79.07
R3-96 | Power-Pipe | 67 | 2436 | 2095 | 76 | 3 | 2440 | 96 | 12.42 | 42402.8 | 26.5 | 3.8 | 19.46 | 42.9
R4-92 | Power-Pipe | 67.3 | 2447 | 2105 | 102 | 4 | 2335 | 92 | 12.47 | 42592.7 | 18 | 2.6 | 27.37 | 60.34
C4-120 | Power-Pipe | 67.4 | 2451 | 2108 | 102 | 4 | 3050 | 120 | 12.49 | 42656 | 8.9 | 1.3 | 36.78 | 81.09
R3-98 | Power-Pipe | 67.5 | 2454 | 2111 | 76 | 3 | 2490 | 98 | 12.51 | 42719.3 | 27.1 | 3.9 | 19.85 | 43.76
V1000-4-72 | Ecodrain | 67.5 | 2454 | 2111 | 102 | 4 | 1829 | 72 | 12.5 |  | 9 | 1.3 | 17.72 | 38.99
R4-94 | Power-Pipe | 67.9 | 2469 | 2123 | 102 | 4 | 2390 | 94 | 12.58 | 42972.4 | 18.4 | 2.7 | 27.96 | 61.64
R3-100 | Power-Pipe | 68 | 2473 | 2126 | 76 | 3 | 2540 | 100 | 12.6 | 43035.7 | 27.6 | 4 | 20.24 | 44.62
R3-102 | Power-Pipe | 68.4 | 2487 | 2139 | 76 | 3 | 2590 | 102 | 12.68 | 43288.9 | 28.2 | 4.1 | 20.63 | 45.49
R4-96 | Power-Pipe | 68.4 | 2487 | 2139 | 102 | 4 | 2440 | 96 | 12.68 | 43288.9 | 18.7 | 2.7 | 28.55 | 62.94
R3-104 | Power-Pipe | 68.8 | 2502 | 2151 | 76 | 3 | 2640 | 104 | 12.75 | 43542 | 28.8 | 4.2 | 21.02 | 46.35
R4-98 | Power-Pipe | 68.9 | 2505 | 2155 | 102 | 4 | 2490 | 98 | 12.77 | 43605.3 | 19.1 | 2.8 | 29.14 | 64.24
R3-106 | Power-Pipe | 69.2 | 2516 | 2164 | 76 | 3 | 2690 | 106 | 12.82 | 43795.2 | 29.3 | 4.3 | 21.42 | 47.21
R4-100 | Power-Pipe | 69.4 | 2524 | 2170 | 102 | 4 | 2540 | 100 | 12.86 | 43921.7 | 19.4 | 2.8 | 29.73 | 65.54
R3-108 | Power-Pipe | 69.5 | 2527 | 2173 | 76 | 3 | 2745 | 108 | 12.88 | 43985 | 29.9 | 4.3 | 21.81 | 48.08
R4-102 | Power-Pipe | 69.9 | 2542 | 2186 | 102 | 4 | 2590 | 102 | 12.95 | 44238.2 | 19.7 | 2.9 | 30.32 | 66.84
R3-110 | Power-Pipe | 69.9 | 2542 | 2186 | 76 | 3 | 2795 | 110 | 12.95 | 44238.2 | 30.4 | 4.4 | 22.2 | 48.94
R3-112 | Power-Pipe | 70.2 | 2553 | 2195 | 76 | 3 | 2845 | 112 | 13.01 | 44428 | 31 | 4.5 | 22.59 | 49.8
R4-104 | Power-Pipe | 70.3 | 2556 | 2198 | 102 | 4 | 2640 | 104 | 13.03 | 44491.3 | 20 | 2.9 | 30.91 | 68.14
R3-114 | Power-Pipe | 70.4 | 2560 | 2201 | 76 | 3 | 2895 | 114 | 13.05 | 44554.6 | 31.6 | 4.6 | 22.98 | 50.67
R4-106 | Power-Pipe | 70.7 | 2571 | 2211 | 102 | 4 | 2690 | 106 | 13.1 | 44744.5 | 20.4 | 3 | 31.5 | 69.44
R3-116 | Power-Pipe | 70.7 | 2571 | 2211 | 76 | 3 | 2945 | 116 | 13.1 | 44744.5 | 32.1 | 4.7 | 23.37 | 51.53
R3-118 | Power-Pipe | 70.9 | 2578 | 2217 | 76 | 3 | 2995 | 118 | 13.14 | 44871.1 | 32.7 | 4.7 | 23.77 | 52.39
R4-108 | Power-Pipe | 71.1 | 2585 | 2223 | 102 | 4 | 2745 | 108 | 13.18 | 44997.6 | 20.7 | 3 | 32.09 | 70.74
R3-120 | Power-Pipe | 71.1 | 2585 | 2223 | 76 | 3 | 3050 | 120 | 13.18 | 44997.6 | 33.2 | 4.8 | 24.16 | 53.26
R4-110 | Power-Pipe | 71.5 | 2600 | 2236 | 102 | 4 | 2795 | 110 | 13.25 | 45250.8 | 21 | 3 | 32.68 | 72.04
R4-112 | Power-Pipe | 71.8 | 2611 | 2245 | 102 | 4 | 2845 | 112 | 13.31 | 45440.7 | 21.3 | 3.1 | 33.27 | 73.34
R4-114 | Power-Pipe | 72.1 | 2622 | 2255 | 102 | 4 | 2895 | 114 | 13.36 | 45630.5 | 21.7 | 3.1 | 33.86 | 74.64
R4-116 | Power-Pipe | 72.4 | 2633 | 2264 | 102 | 4 | 2945 | 116 | 13.42 | 45820.4 | 22 | 3.2 | 34.45 | 75.94
R4-118 | Power-Pipe | 72.6 | 2640 | 2270 | 102 | 4 | 2995 | 118 | 13.45 | 45947 | 22.3 | 3.2 | 35.04 | 77.24
R4-120 | Power-Pipe | 72.8 | 2647 | 2277 | 102 | 4 | 3050 | 120 | 13.49 | 46073.5 | 22.6 | 3.3 | 35.63 | 78.54

## RBSA_SiteDetail
PK_SiteID | Building Type | Building Category | Region | City | State | Zip | Zip_Notes | County | Strata | Strata Population Estimate | Strata Population Estimate_Notes | Site Case Weight | Site Case Weight_Notes | Heating Zone | Heating Zone_Notes | Cooling Zone | Cooling Zone_Notes | Electric Utility | EIA Electric Utility ID | Electric Utility BPA | Gas Utility | Site Visit Date | Associated MF Building | Associated MF Residence 1 | Associated MF Residence 2 | Associated MF Residence 3 | Sample | Oversample vs Core | ALT_svy_wt
BLDG_00001 | Multifamily Building | Apartment Building (3 or fewer floors) | Western Oregon | EUGENE | OR | 97402 |  | Lane | BPA | 2790.9631 |  | 47.3 |  | 1 |  | 1 |  | EUGENE WATER AND ELECTRIC BOARD | 6013 | Y | N/A | 2017-09-05 | N/A | SITE_00001 | N/A | N/A | BPA | Oversample | 47.3
BLDG_00002 | Multifamily Building | Apartment Building (3 or fewer floors) | Puget Sound | EDMONDS | WA | 98026 |  | Snohomish | SnoPUD | 2183.1043 |  | 77.97 |  | 1 |  | 1 |  | SNOHOMISH PUD | 17470 | Y | N/A | 2017-07-12 | N/A | SITE_00041 | N/A | N/A | BPA | Oversample | 77.97
BLDG_00003 | Multifamily Building | Apartment Building (3 or fewer floors) | Puget Sound | LYNNWOOD | WA | 98036 |  | Snohomish | SnoPUD | 2183.1043 |  | 77.97 |  | 1 |  | 1 |  | SNOHOMISH PUD | 17470 | Y | N/A | 2017-02-10 | N/A | SITE_00042 | N/A | N/A | BPA | Oversample | 77.97
BLDG_00004 | Multifamily Building | Apartment Building (3 or fewer floors) | Puget Sound | LYNNWOOD | WA | 98037 |  | Snohomish | SnoPUD | 2183.1043 |  | 77.97 |  | 1 |  | 1 |  | SNOHOMISH PUD | 17470 | Y | N/A | 2017-02-09 | N/A | SITE_00043 | N/A | N/A | BPA | Oversample | 77.97
BLDG_00005 | Multifamily Building | Apartment Building (3 or fewer floors) | Puget Sound | LYNNWOOD | WA | 98087 |  | Snohomish | SnoPUD | 2183.1043 |  | 77.97 |  | 1 |  | 1 |  | SNOHOMISH PUD | 17470 | Y | N/A | 2017-02-11 | N/A | SITE_00044 | N/A | N/A | BPA | Oversample | 77.97
BLDG_00006 | Multifamily Building | Apartment Building (4 to 6 floors) | Puget Sound | SEATTLE | WA | 98101 |  | King | SCL | 2632.6766 |  | 37.08 |  | 1 |  | 1 |  | SEATTLE CITY LIGHT | 16868 | Y | N/A | 2017-02-10 | N/A | SITE_00045 | N/A | N/A | BPA | Oversample | 37.08
BLDG_00007 | Multifamily Building | Apartment Building (4 to 6 floors) | Puget Sound | SEATTLE | WA | 98101 |  | King | SCL | 2632.6766 |  | 37.08 |  | 1 |  | 1 |  | SEATTLE CITY LIGHT | 16868 | Y | N/A | 2017-02-13 | N/A | SITE_00046 | N/A | N/A | BPA | Oversample | 37.08
BLDG_00008 | Multifamily Building | Apartment Building (More than 6 floors) | Puget Sound | SEATTLE | WA | 98101 |  | King | SCL | 2632.6766 |  | 37.08 |  | 1 |  | 1 |  | SEATTLE CITY LIGHT | 16868 | Y | N/A | 2017-02-09 | N/A | SITE_00047 | N/A | N/A | BPA | Oversample | 37.08
BLDG_00009 | Multifamily Building | Apartment Building (3 or fewer floors) | Puget Sound | SEATTLE | WA | 98102 |  | King | SCL | 2632.6766 |  | 37.08 |  | 1 |  | 1 |  | SEATTLE CITY LIGHT | 16868 | Y | N/A | 2017-02-17 | N/A | SITE_00048 | N/A | N/A | BPA | Oversample | 37.08
BLDG_00010 | Multifamily Building | Apartment Building (4 to 6 floors) | Puget Sound | SEATTLE | WA | 98103 |  | King | SCL | 2632.6766 |  | 37.08 |  | 1 |  | 1 |  | SEATTLE CITY LIGHT | 16868 | Y | N/A | 2017-02-09 | N/A | SITE_00050 | N/A | N/A | BPA | Oversample | 37.08
BLDG_00011 | Multifamily Building | Apartment Building (More than 6 floors) | Puget Sound | SEATTLE | WA | 98109 |  | King | SCL | 2632.6766 |  | 37.08 |  | 1 |  | 1 |  | SEATTLE CITY LIGHT | 16868 | Y | N/A | 2017-08-22 | N/A | SITE_00052 | N/A | N/A | BPA | Oversample | 37.08
BLDG_00012 | Multifamily Building | Apartment Building (4 to 6 floors) | Puget Sound | SEATTLE | WA | 98112 |  | King | SCL | 2632.6766 |  | 37.08 |  | 1 |  | 1 |  | SEATTLE CITY LIGHT | 16868 | Y | N/A | 2017-02-24 | N/A | SITE_00053 | N/A | N/A | BPA | Oversample | 37.08
BLDG_00013 | Multifamily Building | Apartment Building (4 to 6 floors) | Puget Sound | SEATTLE | WA | 98115 |  | King | SCL | 2632.6766 |  | 37.08 |  | 1 |  | 1 |  | SEATTLE CITY LIGHT | 16868 | Y | N/A | 2017-02-08 | N/A | SITE_00054 | N/A | N/A | BPA | Oversample | 37.08
BLDG_00014 | Multifamily Building | Apartment Building (4 to 6 floors) | Puget Sound | SEATTLE | WA | 98115 |  | King | SCL | 2632.6766 |  | 37.08 |  | 1 |  | 1 |  | SEATTLE CITY LIGHT | 16868 | Y | N/A | 2017-02-15 | N/A | SITE_00055 | N/A | N/A | BPA | Oversample | 37.08
BLDG_00015 | Multifamily Building | Apartment Building (4 to 6 floors) | Puget Sound | SEATTLE | WA | 98107 |  | King | SCL | 2632.6766 |  | 37.08 |  | 1 |  | 1 |  | SEATTLE CITY LIGHT | 16868 | Y | N/A | 2017-02-15 | N/A | SITE_00056 | N/A | N/A | BPA | Oversample | 37.08
BLDG_00016 | Multifamily Building | Apartment Building (3 or fewer floors) | Puget Sound | SEATTLE | WA | 98118 |  | King | PSE - King County | 4650.537 |  | 89.43 |  | 1 |  | 1 |  | PUGET SOUND ENERGY | 15500 | N | N/A | 2017-02-10 | N/A | SITE_00057 | N/A | N/A | PSE | Oversample | 89.43
BLDG_00017 | Multifamily Building | Apartment Building (4 to 6 floors) | Puget Sound | SEATTLE | WA | 98119 |  | King | SCL | 2632.6766 |  | 37.08 |  | 1 |  | 1 |  | SEATTLE CITY LIGHT | 16868 | Y | N/A | 2017-02-24 | N/A | SITE_00058 | N/A | N/A | BPA | Oversample | 37.08
BLDG_00018 | Multifamily Building | Apartment Building (More than 6 floors) | Puget Sound | SEATTLE | WA | 98121 |  | King | SCL | 2632.6766 |  | 37.08 |  | 1 |  | 1 |  | SEATTLE CITY LIGHT | 16868 | Y | N/A | 2017-02-16 | N/A | SITE_00060 | N/A | N/A | BPA | Oversample | 37.08
BLDG_00019 | Multifamily Building | Apartment Building (4 to 6 floors) | Puget Sound | SEATTLE | WA | 98125 |  | King | SCL | 2632.6766 |  | 37.08 |  | 1 |  | 1 |  | SEATTLE CITY LIGHT | 16868 | Y | N/A | 2017-02-09 | N/A | SITE_00063 | N/A | N/A | BPA | Oversample | 37.08
BLDG_00020 | Multifamily Building | Apartment Building (3 or fewer floors) | Puget Sound | SEATTLE | WA | 98125 |  | King | SCL | 2632.6766 |  | 37.08 |  | 1 |  | 1 |  | SEATTLE CITY LIGHT | 16868 | Y | N/A | 2017-06-05 | N/A | SITE_00064 | N/A | N/A | BPA | Oversample | 37.08
BLDG_00021 | Multifamily Building | Apartment Building (4 to 6 floors) | Puget Sound | SEATTLE | WA | 98125 |  | King | SCL | 2632.6766 |  | 37.08 |  | 1 |  | 1 |  | SEATTLE CITY LIGHT | 16868 | Y | N/A | 2017-02-10 | N/A | SITE_00065 | N/A | N/A | BPA | Oversample | 37.08
BLDG_00022 | Multifamily Building | Apartment Building (3 or fewer floors) | Puget Sound | LYNNWOOD | WA | 98036 |  | Snohomish | SnoPUD | 2183.1043 |  | 77.97 |  | 1 |  | 1 |  | SNOHOMISH PUD | 17470 | Y | N/A | 2017-02-07 | N/A | SITE_00066 | N/A | N/A | BPA | Oversample | 77.97
BLDG_00023 | Multifamily Building | Apartment Building (4 to 6 floors) | Puget Sound | SEATTLE | WA | 98133 |  | King | SCL | 2632.6766 |  | 37.08 |  | 1 |  | 1 |  | SEATTLE CITY LIGHT | 16868 | Y | N/A | 2017-07-10 | N/A | SITE_00068 | N/A | N/A | BPA | Oversample | 37.08
BLDG_00024 | Multifamily Building | Apartment Building (4 to 6 floors) | Puget Sound | SEATTLE | WA | 98136 |  | King | SCL | 2632.6766 |  | 37.08 |  | 1 |  | 1 |  | SEATTLE CITY LIGHT | 16868 | Y | N/A | 2017-07-11 | N/A | SITE_00069 | N/A | N/A | BPA | Oversample | 37.08
BLDG_00025 | Multifamily Building | Apartment Building (4 to 6 floors) | Puget Sound | SEATTLE | WA | 98104 |  | King | SCL | 2632.6766 |  | 37.08 |  | 1 |  | 1 |  | SEATTLE CITY LIGHT | 16868 | Y | N/A | 2017-02-20 | N/A | SITE_01148 | N/A | N/A | Core | Core | 37.08
BLDG_00026 | Multifamily Building | Apartment Building (4 to 6 floors) | Puget Sound | EVERETT | WA | 98201 |  | Snohomish | SnoPUD | 2183.1043 |  | 77.97 |  | 1 |  | 1 |  | SNOHOMISH PUD | 17470 | Y | N/A | 2017-02-21 | N/A | SITE_00072 | N/A | N/A | BPA | Oversample | 77.97
BLDG_00027 | Multifamily Building | Apartment Building (3 or fewer floors) | Puget Sound | ARLINGTON | WA | 98267 |  | Snohomish | SnoPUD | 2183.1043 |  | 77.97 |  | 1 |  | 1 |  | SNOHOMISH PUD | 17470 | Y | N/A | 2017-07-20 | N/A | SITE_00074 | N/A | N/A | BPA | Oversample | 77.97
BLDG_00028 | Multifamily Building | Apartment Building (3 or fewer floors) | Puget Sound | MONROE | WA | 98272 |  | King | SnoPUD | 2183.1043 |  | 77.97 |  | 1 |  | 1 |  | SNOHOMISH PUD | 17470 | Y | N/A | 2017-02-07 | N/A | SITE_00075 | N/A | N/A | BPA | Oversample | 77.97
BLDG_00029 | Multifamily Building | Apartment Building (3 or fewer floors) | Puget Sound | TACOMA | WA | 98404 |  | Pierce | BPA | 2434.1153 |  | 162.27 |  | 1 |  | 1 |  | CITY OF TACOMA | 18429 | Y | N/A | 2017-02-21 | N/A | SITE_00076 | N/A | N/A | BPA | Oversample | 162.27
BLDG_00030 | Multifamily Building | Apartment Building (3 or fewer floors) | Puget Sound | TACOMA | WA | 98407 |  | Pierce | BPA | 2434.1153 |  | 162.27 |  | 1 |  | 1 |  | CITY OF TACOMA | 18429 | Y | N/A | 2017-02-04 | N/A | SITE_00078 | SITE_00077 | N/A | BPA | Oversample | 162.27
BLDG_00031 | Multifamily Building | Apartment Building (3 or fewer floors) | Puget Sound | TACOMA | WA | 98467 |  | Pierce | BPA | 2434.1153 |  | 162.27 |  | 1 |  | 1 |  | CITY OF TACOMA | 18429 | Y | N/A | 2017-02-21 | N/A | SITE_00079 | N/A | N/A | BPA | Oversample | 162.27
BLDG_00032 | Multifamily Building | Apartment Building (3 or fewer floors) | Western Washington | FORKS | WA | 98331 |  | Clallam | BPA | 2181.4713 |  | 41.95 |  | 1 |  | 1 |  | CLALLAM COUNTY PUD | 3644 | Y | N/A | 2017-09-05 | N/A | SITE_00080 | N/A | N/A | BPA | Oversample | 41.95
BLDG_00033 | Multifamily Building | Apartment Building (4 to 6 floors) | Western Washington | PORT ANGELES | WA | 98362 |  | Clallam | BPA | 2181.4713 |  | 41.95 |  | 1 |  | 1 |  | CITY OF PORT ANGELES | 15231 | Y | N/A | 2017-07-18 | N/A | SITE_00082 | N/A | N/A | BPA | Oversample | 41.95
BLDG_00034 | Multifamily Building | Apartment Building (3 or fewer floors) | Western Washington | PORT ANGELES | WA | 98362 |  | Clallam | BPA | 2181.4713 |  | 41.95 |  | 1 |  | 1 |  | CITY OF PORT ANGELES | 15231 | Y | N/A | 2017-07-18 | N/A | SITE_00083 | N/A | N/A | BPA | Oversample | 41.95
BLDG_00035 | Multifamily Building | Apartment Building (3 or fewer floors) | Western Washington | PORT ANGELES | WA | 98363 |  | Clallam | BPA | 2181.4713 |  | 41.95 |  | 1 |  | 1 |  | CITY OF PORT ANGELES | 15231 | Y | N/A | 2017-07-17 | N/A | SITE_00084 | N/A | N/A | BPA | Oversample | 41.95
BLDG_00036 | Multifamily Building | Apartment Building (3 or fewer floors) | Western Washington | PORT ANGELES | WA | 98363 |  | Clallam | BPA | 2181.4713 |  | 41.95 |  | 1 |  | 1 |  | CITY OF PORT ANGELES | 15231 | Y | N/A | 2017-09-05 | N/A | SITE_00085 | SITE_00086 | SITE_00087 | BPA | Oversample | 41.95
BLDG_00037 | Multifamily Building | Apartment Building (3 or fewer floors) | Western Washington | SEQUIM | WA | 98382 |  | Clallam | BPA | 2181.4713 |  | 41.95 |  | 1 |  | 1 |  | CLALLAM COUNTY PUD | 3644 | Y | N/A | 2017-07-18 | N/A | SITE_00088 | N/A | N/A | BPA | Oversample | 41.95
BLDG_00038 | Multifamily Building | Apartment Building (3 or fewer floors) | Western Washington | SEQUIM | WA | 98382 |  | Clallam | BPA | 2181.4713 |  | 41.95 |  | 1 |  | 1 |  | CLALLAM COUNTY PUD | 3644 | Y | N/A | 2017-07-18 | N/A | SITE_00089 | N/A | N/A | BPA | Oversample | 41.95
BLDG_00039 | Multifamily Building | Apartment Building (3 or fewer floors) | Western Washington | ABERDEEN | WA | 98520 |  | Grays Harbor | BPA | 2181.4713 |  | 41.95 |  | 1 |  | 1 |  | GRAYS HARBOR PUD | 7548 | Y | N/A | 2017-07-20 | N/A | SITE_00091 | N/A | N/A | BPA | Oversample | 41.95
BLDG_00040 | Multifamily Building | Apartment Building (3 or fewer floors) | Western Washington | CENTRALIA | WA | 98531 |  | Lewis | BPA | 2181.4713 |  | 41.95 |  | 1 |  | 1 |  | CITY OF CENTRALIA | 3295 | Y | N/A | 2017-07-25 | N/A | SITE_00092 | N/A | N/A | BPA | Oversample | 41.95
BLDG_00041 | Multifamily Building | Apartment Building (3 or fewer floors) | Western Washington | CENTRALIA | WA | 98531 |  | Lewis | BPA | 2181.4713 |  | 41.95 |  | 1 |  | 1 |  | CITY OF CENTRALIA | 3295 | Y | N/A | 2017-07-11 | N/A | SITE_00093 | N/A | N/A | BPA | Oversample | 41.95
BLDG_00042 | Multifamily Building | Apartment Building (3 or fewer floors) | Western Washington | CENTRALIA | WA | 98531 |  | Lewis | BPA | 2181.4713 |  | 41.95 |  | 1 |  | 1 |  | CITY OF CENTRALIA | 3295 | Y | N/A | 2017-09-07 | N/A | SITE_00094 | N/A | N/A | BPA | Oversample | 41.95
BLDG_00043 | Multifamily Building | Apartment Building (3 or fewer floors) | Western Washington | ELMA | WA | 98541 |  | Grays Harbor | BPA | 2181.4713 |  | 41.95 |  | 1 |  | 1 |  | GRAYS HARBOR PUD | 7548 | Y | N/A | 2017-09-28 | N/A | SITE_00095 | N/A | N/A | BPA | Oversample | 41.95
BLDG_00044 | Multifamily Building | Apartment Building (3 or fewer floors) | Western Washington | ELMA | WA | 98541 |  | Grays Harbor | BPA | 2181.4713 |  | 41.95 |  | 1 |  | 1 |  | GRAYS HARBOR PUD | 7548 | Y | N/A | 2017-07-20 | N/A | SITE_00096 | N/A | N/A | BPA | Oversample | 41.95
BLDG_00045 | Multifamily Building | Apartment Building (3 or fewer floors) | Western Washington | HOQUIAM | WA | 98550 |  | Grays Harbor | BPA | 2181.4713 |  | 41.95 |  | 1 |  | 1 |  | GRAYS HARBOR PUD | 7548 | Y | N/A | 2017-07-19 | N/A | SITE_00097 | N/A | N/A | BPA | Oversample | 41.95
BLDG_00046 | Multifamily Building | Apartment Building (3 or fewer floors) | Western Washington | SHELTON | Wa | 98584 |  | Mason | BPA | 2181.4713 |  | 41.95 |  | 1 |  | 1 |  | MASON COUNTY PUD 3 | 15419 | Y | N/A | 2017-09-08 | N/A | SITE_00098 | N/A | N/A | BPA | Oversample | 41.95
BLDG_00047 | Multifamily Building | Apartment Building (4 to 6 floors) | Western Washington | KELSO | WA | 98047 |  | Cowlitz | BPA | 2181.4713 |  | 41.95 |  | 1 |  | 1 |  | COWLITZ PUD | 4442 | Y | N/A | 2017-09-29 | N/A | SITE_00099 | N/A | N/A | BPA | Oversample | 41.95
BLDG_00048 | Multifamily Building | Apartment Building (3 or fewer floors) | Western Washington | KELSO | Wa | 98626 |  | Cowlitz | BPA | 2181.4713 |  | 41.95 |  | 1 |  | 1 |  | COWLITZ PUD | 4442 | Y | N/A | 2017-09-08 | N/A | SITE_00100 | N/A | N/A | BPA | Oversample | 41.95
BLDG_00049 | Multifamily Building | Apartment Building (3 or fewer floors) | Western Washington | LONGVIEW | WA | 98632 |  | Cowlitz | BPA | 2181.4713 |  | 41.95 |  | 1 |  | 1 |  | COWLITZ PUD | 4442 | Y | N/A | 2017-07-21 | N/A | SITE_00101 | N/A | N/A | BPA | Oversample | 41.95
BLDG_00050 | Multifamily Building | Apartment Building (3 or fewer floors) | Western Washington | LONGVIEW | WA | 98632 |  | Cowlitz | BPA | 2181.4713 |  | 41.95 |  | 1 |  | 1 |  | COWLITZ PUD | 4442 | Y | N/A | 2017-07-22 | N/A | SITE_00102 | N/A | N/A | BPA | Oversample | 41.95
BLDG_00051 | Multifamily Building | Apartment Building (3 or fewer floors) | Western Washington | LONGVIEW | WA | 98632 |  | Cowlitz | BPA | 2181.4713 |  | 41.95 |  | 1 |  | 1 |  | COWLITZ PUD | 4442 | Y | N/A | 2017-07-13 | N/A | SITE_00103 | N/A | N/A | BPA | Oversample | 41.95
BLDG_00052 | Multifamily Building | Apartment Building (3 or fewer floors) | Western Washington | LONGVIEW | WA | 98632 |  | Cowlitz | BPA | 2181.4713 |  | 41.95 |  | 1 |  | 1 |  | COWLITZ PUD | 4442 | Y | N/A | 2017-07-14 | N/A | SITE_00104 | N/A | N/A | BPA | Oversample | 41.95
BLDG_00053 | Multifamily Building | Apartment Building (3 or fewer floors) | Western Washington | LONGVIEW | WA | 98632 |  | Cowlitz | BPA | 2181.4713 |  | 41.95 |  | 1 |  | 1 |  | COWLITZ PUD | 4442 | Y | N/A | 2017-07-24 | N/A | SITE_00105 | N/A | N/A | BPA | Oversample | 41.95
BLDG_00054 | Multifamily Building | Apartment Building (3 or fewer floors) | Western Washington | LONGVIEW | WA | 98632 |  | Cowlitz | BPA | 2181.4713 |  | 41.95 |  | 1 |  | 1 |  | COWLITZ PUD | 4442 | Y | N/A | 2017-07-10 | N/A | SITE_00106 | N/A | N/A | BPA | Oversample | 41.95
BLDG_00055 | Multifamily Building | Apartment Building (4 to 6 floors) | Western Washington | LONGVIEW | WA | 98632 |  | Cowlitz | BPA | 2181.4713 |  | 41.95 |  | 1 |  | 1 |  | COWLITZ PUD | 4442 | Y | N/A | 2017-07-11 | N/A | SITE_00107 | N/A | N/A | BPA | Oversample | 41.95
BLDG_00056 | Multifamily Building | Apartment Building (4 to 6 floors) | Western Washington | VANCOUVER | WA | 98660 |  | Clark | BPA | 2181.4713 |  | 41.95 |  | 1 |  | 1 |  | CLARK PUD | 3660 | Y | N/A | 2017-09-29 | N/A | SITE_00109 | N/A | N/A | BPA | Oversample | 41.95
BLDG_00057 | Multifamily Building | Apartment Building (3 or fewer floors) | Western Washington | VANCOUVER | WA | 98661 |  | Clark | BPA | 2181.4713 |  | 41.95 |  | 1 |  | 1 |  | CLARK PUD | 3660 | Y | NW NATURAL GAS | 2017-07-26 | N/A | SITE_00110 | N/A | N/A | BPA | Oversample | 41.95
BLDG_00058 | Multifamily Building | Apartment Building (3 or fewer floors) | Western Washington | VANCOUVER | WA | 98661 |  | Clark | BPA | 2181.4713 |  | 41.95 |  | 1 |  | 1 |  | CLARK PUD | 3660 | Y | N/A | 2017-07-12 | N/A | SITE_00111 | N/A | N/A | BPA | Oversample | 41.95
BLDG_00059 | Multifamily Building | Apartment Building (4 to 6 floors) | Western Washington | VANCOUVER | WA | 98661 |  | Clark | BPA | 2181.4713 |  | 41.95 |  | 1 |  | 1 |  | CLARK PUD | 3660 | Y | N/A | 2017-08-23 | N/A | SITE_00112 | N/A | N/A | BPA | Oversample | 41.95
BLDG_00060 | Multifamily Building | Apartment Building (4 to 6 floors) | Western Washington | VANCOUVER | WA | 98660 |  | Clark | BPA | 2181.4713 |  | 41.95 |  | 1 |  | 1 |  | CLARK PUD | 3660 | Y | N/A | 2017-07-12 | N/A | SITE_00113 | N/A | N/A | BPA | Oversample | 41.95
BLDG_00061 | Multifamily Building | Apartment Building (3 or fewer floors) | Western Washington | VANCOUVER | WA | 98661 |  | Clark | BPA | 2181.4713 |  | 41.95 |  | 1 |  | 1 |  | CLARK PUD | 3660 | Y | N/A | 2017-09-29 | N/A | SITE_00114 | N/A | N/A | BPA | Oversample | 41.95
BLDG_00062 | Multifamily Building | Apartment Building (3 or fewer floors) | Western Washington | VANCOUVER | WA | 98661 |  | Clark | BPA | 2181.4713 |  | 41.95 |  | 1 |  | 1 |  | CLARK PUD | 3660 | Y | N/A | 2017-07-11 | N/A | SITE_00115 | N/A | N/A | BPA | Oversample | 41.95
BLDG_00063 | Multifamily Building | Apartment Building (3 or fewer floors) | Western Washington | VANCOUVER | WA | 98661 |  | Clark | BPA | 2181.4713 |  | 41.95 |  | 1 |  | 1 |  | CLARK PUD | 3660 | Y | N/A | 2017-07-18 | N/A | SITE_00117 | N/A | N/A | BPA | Oversample | 41.95
BLDG_00064 | Multifamily Building | Apartment Building (3 or fewer floors) | Western Washington | VANCOUVER | WA | 98661 |  | Clark | BPA | 2181.4713 |  | 41.95 |  | 1 |  | 1 |  | CLARK PUD | 3660 | Y | N/A | 2017-07-12 | N/A | SITE_00118 | N/A | N/A | BPA | Oversample | 41.95
BLDG_00065 | Multifamily Building | Apartment Building (3 or fewer floors) | Western Washington | VANCOUVER | WA | 98665 |  | Clark | BPA | 2181.4713 |  | 41.95 |  | 1 |  | 1 |  | CLARK PUD | 3660 | Y | N/A | 2017-07-15 | N/A | SITE_00119 | N/A | N/A | BPA | Oversample | 41.95
BLDG_00066 | Multifamily Building | Apartment Building (3 or fewer floors) | Western Washington | VANCOUVER | WA | 98663 |  | Clark | BPA | 2181.4713 |  | 41.95 |  | 1 |  | 1 |  | CLARK PUD | 3660 | Y | NW NATURAL GAS | 2017-07-25 | N/A | SITE_00120 | N/A | N/A | BPA | Oversample | 41.95
BLDG_00067 | Multifamily Building | Apartment Building (3 or fewer floors) | Western Washington | VANCOUVER | WA | 98663 |  | Clark | BPA | 2181.4713 |  | 41.95 |  | 1 |  | 1 |  | CLARK PUD | 3660 | Y | N/A | 2017-07-24 | N/A | SITE_00121 | N/A | N/A | BPA | Oversample | 41.95
BLDG_00068 | Multifamily Building | Apartment Building (3 or fewer floors) | Western Washington | VANCOUVER | WA | 98664 |  | Clark | BPA | 2181.4713 |  | 41.95 |  | 1 |  | 1 |  | CLARK PUD | 3660 | Y | NW NATURAL GAS | 2017-07-15 | N/A | SITE_00122 | N/A | N/A | BPA | Oversample | 41.95
BLDG_00069 | Multifamily Building | Apartment Building (3 or fewer floors) | Western Washington | VANCOUVER | WA | 98664 |  | Clark | BPA | 2181.4713 |  | 41.95 |  | 1 |  | 1 |  | CLARK PUD | 3660 | Y | N/A | 2017-07-19 | N/A | SITE_00123 | N/A | N/A | BPA | Oversample | 41.95
BLDG_00070 | Multifamily Building | Apartment Building (3 or fewer floors) | Western Washington | VANCOUVER | WA | 98665 |  | Clark | BPA | 2181.4713 |  | 41.95 |  | 1 |  | 1 |  | CLARK PUD | 3660 | Y | N/A | 2017-07-11 | N/A | SITE_00125 | SITE_00126 | N/A | BPA | Oversample | 41.95
BLDG_00071 | Multifamily Building | Apartment Building (3 or fewer floors) | Western Washington | WOODLAND | WA | 98674 |  | Cowlitz | BPA | 2181.4713 |  | 41.95 |  | 1 |  | 1 |  | COWLITZ PUD | 4442 | Y | N/A | 2017-07-25 | N/A | SITE_00128 | N/A | N/A | BPA | Oversample | 41.95
BLDG_00072 | Multifamily Building | Apartment Building (3 or fewer floors) | Western Washington | LONGVIEW | WA | 98632 |  | Cowlitz | BPA | 2181.4713 |  | 41.95 |  | 1 |  | 1 |  | COWLITZ PUD | 4442 | Y | N/A | 2017-07-13 | N/A | SITE_00129 | N/A | N/A | BPA | Oversample | 41.95
BLDG_00073 | Multifamily Building | Apartment Building (3 or fewer floors) | Western Washington | VANCOUVER | Wa | 98683 |  | Clark | BPA | 2181.4713 |  | 41.95 |  | 1 |  | 1 |  | CLARK PUD | 3660 | Y | N/A | 2017-09-06 | N/A | SITE_00130 | N/A | N/A | BPA | Oversample | 41.95
BLDG_00074 | Multifamily Building | Apartment Building (3 or fewer floors) | Western Washington | VANCOUVER | WA | 98683 |  | Clark | BPA | 2181.4713 |  | 41.95 |  | 1 |  | 1 |  | CLARK PUD | 3660 | Y | N/A | 2017-07-20 | N/A | SITE_00131 | N/A | N/A | BPA | Oversample | 41.95
BLDG_00075 | Multifamily Building | Apartment Building (3 or fewer floors) | Puget Sound | LYNNWOOD | WA | 98036 |  | Snohomish | SnoPUD | 2183.1043 |  | 77.97 |  | 1 |  | 1 |  | SNOHOMISH PUD | 17470 | Y | N/A | 2017-03-24 | N/A | SITE_00161 | N/A | N/A | BPA | Oversample | 77.97
BLDG_00076 | Multifamily Building | Apartment Building (4 to 6 floors) | Idaho | BOISE | ID | 83702 |  | Ada | Non-BPA | 3217.1843 |  | 178.73 |  | 1 |  | 3 |  | IDAHO POWER CO | 9191 | N | N/A | 2016-02-25 | N/A | SITE_00181 | N/A | N/A | Core | Core | 178.73
BLDG_00077 | Multifamily Building | Apartment Building (3 or fewer floors) | Idaho | BURLEY | ID | 83318 |  | Cassia | BPA | 888.0612 |  | 59.2 |  | 2 |  | 2 |  | CITY OF BURLEY | 2545 | Y | N/A | 2017-06-14 | N/A | SITE_00194 | N/A | N/A | BPA | Oversample | 59.2
BLDG_00078 | Multifamily Building | Apartment Building (3 or fewer floors) | Idaho | BURLEY | ID | 83318 |  | Cassia | BPA | 888.0612 |  | 59.2 |  | 2 |  | 2 |  | CITY OF BURLEY | 2545 | Y | N/A | 2017-06-13 | N/A | SITE_00195 | N/A | N/A | BPA | Oversample | 59.2
BLDG_00079 | Multifamily Building | Apartment Building (3 or fewer floors) | Idaho | IDAHO FALLS | ID | 83401 |  | Bonneville | BPA | 888.0612 |  | 59.2 |  | 3 |  | 2 |  | CITY OF IDAHO FALLS - (ID) | 9187 | Y | INTERMOUNTAIN GAS | 2017-06-13 | N/A | SITE_00197 | N/A | N/A | BPA | Oversample | 59.2
BLDG_00080 | Multifamily Building | Apartment Building (3 or fewer floors) | Idaho | REXBURG | ID | 83440 |  | Madison | Non-BPA | 3217.1843 |  | 178.73 |  | 3 |  | 1 |  | ROCKY MOUNTAIN POWER | 14354 | N | INTERMOUNTAIN GAS | 2017-06-15 | N/A | SITE_00199 | N/A | N/A | Core | Core | 178.73
BLDG_00081 | Multifamily Building | Apartment Building (3 or fewer floors) | Idaho | REXBURG | ID | 83440 |  | Madison | Non-BPA | 3217.1843 |  | 178.73 |  | 3 |  | 1 |  | ROCKY MOUNTAIN POWER | 14354 | N | INTERMOUNTAIN GAS | 2017-06-12 | N/A | SITE_00201 | N/A | N/A | Core | Core | 178.73
BLDG_00082 | Multifamily Building | Apartment Building (3 or fewer floors) | Idaho | REXBURG | ID | 83440 |  | Madison | Non-BPA | 3217.1843 |  | 178.73 |  | 3 |  | 1 |  | ROCKY MOUNTAIN POWER | 14354 | N | INTERMOUNTAIN GAS | 2017-06-12 | N/A | SITE_00203 | N/A | N/A | Core | Core | 178.73
BLDG_00083 | Multifamily Building | Apartment Building (3 or fewer floors) | Idaho | HEYBURN | ID | 83336 |  | Minidoka | BPA | 888.0612 |  | 59.2 |  | 2 |  | 2 |  | CITY OF HEYBURN - (ID) | 8532 | Y | N/A | 2017-08-19 | N/A | SITE_00206 | N/A | N/A | BPA | Oversample | 59.2
BLDG_00084 | Multifamily Building | Apartment Building (3 or fewer floors) | Idaho | IDAHO FALLS | ID | 83401 |  | Bonneville | BPA | 888.0612 |  | 59.2 |  | 3 |  | 2 |  | CITY OF IDAHO FALLS - (ID) | 9187 | Y | N/A | 2017-08-17 | N/A | SITE_00207 | N/A | N/A | BPA | Oversample | 59.2
BLDG_00085 | Multifamily Building | Apartment Building (3 or fewer floors) | Idaho | IDAHO FALLS | ID | 83401 |  | Bonneville | BPA | 888.0612 |  | 59.2 |  | 3 |  | 2 |  | CITY OF IDAHO FALLS - (ID) | 9187 | Y | N/A | 2017-08-16 | N/A | SITE_00208 | N/A | N/A | BPA | Oversample | 59.2
BLDG_00086 | Multifamily Building | Apartment Building (3 or fewer floors) | Idaho | VICTOR | ID | 83455 |  | Teton | BPA | 888.0612 |  | 59.2 |  | 3 |  | 1 |  | FALL RIVER RURAL ELECTRIC COOP | 6169 | Y | N/A | 2017-08-24 | N/A | SITE_00209 | N/A | N/A | BPA | Oversample | 59.2
BLDG_00087 | Multifamily Building | Apartment Building (3 or fewer floors) | Idaho | RUPERT | ID | 83350 |  | Minidoka | BPA | 888.0612 |  | 59.2 |  | 2 |  | 2 |  | CITY OF RUPERT | 16416 | Y | N/A | 2017-08-15 | N/A | SITE_00210 | N/A | N/A | BPA | Oversample | 59.2
BLDG_00088 | Multifamily Building | Apartment Building (3 or fewer floors) | Idaho | POST FALLS | ID | 83854 |  | Kootenai | BPA | 888.0612 |  | 59.2 |  | 2 |  | 2 |  | KOOTENAI ELECTRIC COOPERATIVE | 57272 | Y | N/A | 2017-09-01 | N/A | SITE_00212 | N/A | N/A | BPA | Oversample | 59.2
BLDG_00089 | Multifamily Building | Apartment Building (3 or fewer floors) | Idaho | POST FALLS | ID | 83854 |  | Kootenai | BPA | 888.0612 |  | 59.2 |  | 2 |  | 2 |  | KOOTENAI ELECTRIC COOPERATIVE | 57272 | Y | N/A | 2017-09-09 | N/A | SITE_00213 | N/A | N/A | BPA | Oversample | 59.2
BLDG_00090 | Multifamily Building | Apartment Building (3 or fewer floors) | Idaho | RATHDRUM | ID | 83858 |  | Kootenai | BPA | 888.0612 |  | 59.2 |  | 2 |  | 2 |  | KOOTENAI ELECTRIC COOPERATIVE | 57272 | Y | N/A | 2017-08-08 | N/A | SITE_00214 | N/A | N/A | BPA | Oversample | 59.2
BLDG_00091 | Multifamily Building | Apartment Building (3 or fewer floors) | Idaho | POST FALLS | ID | 83854 |  | Kootenai | BPA | 888.0612 |  | 59.2 |  | 2 |  | 2 |  | KOOTENAI ELECTRIC COOPERATIVE | 57272 | Y | N/A | 2017-08-07 | N/A | SITE_00215 | N/A | N/A | BPA | Oversample | 59.2
BLDG_00092 | Multifamily Building | Apartment Building (3 or fewer floors) | Idaho | SANDPOINT | ID | 83864 |  | Bonner | BPA | 888.0612 |  | 59.2 |  | 3 |  | 1 |  | NORTHERN LIGHTS, INC | 13758 | Y | N/A | 2017-08-09 | N/A | SITE_00217 | N/A | N/A | BPA | Oversample | 59.2
BLDG_00093 | Multifamily Building | Apartment Building (3 or fewer floors) | Idaho | BOISE | ID | 83706 |  | Ada | Non-BPA | 3217.1843 |  | 178.73 |  | 1 |  | 3 |  | IDAHO POWER CO | 9191 | N | N/A | 2016-06-11 | N/A | SITE_00278 | N/A | N/A | Core | Core | 178.73
BLDG_00094 | Multifamily Building | Apartment Building (3 or fewer floors) | Idaho | REXBURG | ID | 83440 |  | Madison | Non-BPA | 3217.1843 |  | 178.73 |  | 3 |  | 1 |  | ROCKY MOUNTAIN POWER | 14354 | N | N/A | 2016-06-29 | N/A | SITE_00279 | N/A | N/A | Core | Core | 178.73
BLDG_00095 | Multifamily Building | Apartment Building (3 or fewer floors) | Idaho | BOISE | ID | 83714 |  | Ada | Non-BPA | 3217.1843 |  | 178.73 |  | 1 |  | 3 |  | IDAHO POWER CO | 9191 | N | N/A | 2016-06-10 | N/A | SITE_00280 | N/A | N/A | Core | Core | 178.73
BLDG_00096 | Multifamily Building | Apartment Building (3 or fewer floors) | Idaho | BOISE | ID | 83713 |  | Ada | Non-BPA | 3217.1843 |  | 178.73 |  | 1 |  | 3 |  | IDAHO POWER CO | 9191 | N | INTERMOUNTAIN GAS | 2016-06-10 | N/A | SITE_00281 | N/A | N/A | Core | Core | 178.73
BLDG_00097 | Multifamily Building | Apartment Building (3 or fewer floors) | Idaho | REXBURG | ID | 83440 |  | Madison | Non-BPA | 3217.1843 |  | 178.73 |  | 3 |  | 1 |  | ROCKY MOUNTAIN POWER | 14354 | N | N/A | 2016-06-10 | N/A | SITE_00282 | N/A | N/A | Core | Core | 178.73
BLDG_00098 | Multifamily Building | Apartment Building (3 or fewer floors) | Idaho | POCATELLO | ID | 83201 |  | Bannock | Non-BPA | 3217.1843 |  | 178.73 |  | 2 |  | 2 |  | IDAHO POWER CO | 9191 | N | N/A | 2016-06-09 | N/A | SITE_00283 | N/A | N/A | Core | Core | 178.73
BLDG_00099 | Multifamily Building | Apartment Building (3 or fewer floors) | Idaho | REXBURG | ID | 83440 |  | Madison | Non-BPA | 3217.1843 |  | 178.73 |  | 3 |  | 1 |  | ROCKY MOUNTAIN POWER | 14354 | N | INTERMOUNTAIN GAS | 2016-06-10 | N/A | SITE_00284 | N/A | N/A | Core | Core | 178.73
BLDG_00100 | Multifamily Building | Apartment Building (3 or fewer floors) | Idaho | MOUNTAIN HOME | ID | 83647 |  | Elmore | Non-BPA | 3217.1843 |  | 178.73 |  | 2 |  | 3 |  | IDAHO POWER CO | 9191 | N | INTERMOUNTAIN GAS | 2016-06-14 | N/A | SITE_00285 | N/A | N/A | Core | Core | 178.73
BLDG_00101 | Multifamily Building | Apartment Building (3 or fewer floors) | Idaho | MOUNTAIN HOME | ID | 83647 |  | Elmore | Non-BPA | 3217.1843 |  | 178.73 |  | 2 |  | 3 |  | IDAHO POWER CO | 9191 | N | INTERMOUNTAIN GAS | 2016-06-14 | N/A | SITE_00286 | N/A | N/A | Core | Core | 178.73
BLDG_00102 | Multifamily Building | Apartment Building (3 or fewer floors) | Idaho | IDAHO FALLS | ID | 83402 |  | Bonneville | BPA | 888.0612 |  | 59.2 |  | 3 |  | 2 |  | CITY OF IDAHO FALLS - (ID) | 9187 | Y | N/A | 2016-06-08 | N/A | SITE_00287 | N/A | N/A | Core | Core | 59.2
BLDG_00103 | Multifamily Building | Apartment Building (3 or fewer floors) | Idaho | REXBURG | ID | 83440 |  | Madison | Non-BPA | 3217.1843 |  | 178.73 |  | 3 |  | 1 |  | ROCKY MOUNTAIN POWER | 14354 | N | INTERMOUNTAIN GAS | 2016-06-10 | N/A | SITE_00288 | SITE_00289 | N/A | Core | Core | 178.73
BLDG_00105 | Multifamily Building | Apartment Building (3 or fewer floors) | Idaho | IDAHO FALLS | ID | 83401 |  | Bonneville | BPA | 888.0612 |  | 59.2 |  | 3 |  | 2 |  | CITY OF IDAHO FALLS - (ID) | 9187 | Y | INTERMOUNTAIN GAS | 2016-06-08 | N/A | SITE_00290 | N/A | N/A | Core | Core | 59.2
BLDG_00106 | Multifamily Building | Apartment Building (3 or fewer floors) | Idaho | LEWISTON | ID | 83501 |  | Nez Perce | Non-BPA | 3217.1843 |  | 178.73 |  | 1 |  | 3 |  | AVISTA | 20169 | N | N/A | 2016-06-24 | N/A | SITE_00291 | N/A | N/A | Core | Core | 178.73
BLDG_00107 | Multifamily Building | Apartment Building (3 or fewer floors) | Idaho | GRANGEVILLE | ID | 83530 |  | Idaho | Non-BPA | 3217.1843 |  | 178.73 |  | 2 |  | 1 |  | AVISTA | 20169 | N | N/A | 2016-06-22 | N/A | SITE_00292 | N/A | N/A | Core | Core | 178.73
BLDG_00108 | Multifamily Building | Apartment Building (3 or fewer floors) | Idaho | LEWISTON | ID | 83501 |  | Nez Perce | Non-BPA | 3217.1843 |  | 178.73 |  | 1 |  | 3 |  | AVISTA | 20169 | N | N/A | 2016-06-22 | N/A | SITE_00293 | N/A | N/A | Core | Core | 178.73
BLDG_00109 | Multifamily Building | Apartment Building (3 or fewer floors) | Idaho | LEWISTON | ID | 83501 |  | Nez Perce | Non-BPA | 3217.1843 |  | 178.73 |  | 1 |  | 3 |  | AVISTA | 20169 | N | AVISTA | 2016-06-24 | N/A | SITE_00294 | N/A | N/A | Core | Core | 178.73
BLDG_00110 | Multifamily Building | Apartment Building (3 or fewer floors) | Eastern Washington | OMAK | WA | 98841 |  | Okanogan | BPA | 1747.2821 |  | 40.63 |  | 2 |  | 2 |  | PUD NO. 1 OF OKANOGAN COUNTY | 14055 | Y | N/A | 2017-06-03 | N/A | SITE_00430 | SITE_00431 | N/A | BPA | Oversample | 40.63
BLDG_00111 | Multifamily Building | Apartment Building (3 or fewer floors) | Eastern Washington | ELLENSBURG | WA | 98926 |  | Kittitas | BPA | 1747.2821 |  | 40.63 |  | 2 |  | 2 |  | CITY OF ELLENSBURG | 6149 | Y | N/A | 2017-05-23 | N/A | SITE_00432 | N/A | N/A | BPA | Oversample | 40.63
BLDG_00112 | Multifamily Building | Apartment Building (3 or fewer floors) | Eastern Washington | ELLENSBURG | WA | 98926 |  | Kittitas | BPA | 1747.2821 |  | 40.63 |  | 2 |  | 2 |  | CITY OF ELLENSBURG | 6149 | Y | N/A | 2017-05-30 | N/A | SITE_00433 | N/A | N/A | BPA | Oversample | 40.63
BLDG_00113 | Multifamily Building | Apartment Building (3 or fewer floors) | Eastern Washington | ELLENSBURG | WA | 98926 |  | Kittitas | BPA | 1747.2821 |  | 40.63 |  | 2 |  | 2 |  | CITY OF ELLENSBURG | 6149 | Y | N/A | 2017-05-23 | N/A | SITE_00434 | N/A | N/A | BPA | Oversample | 40.63
BLDG_00114 | Multifamily Building | Apartment Building (3 or fewer floors) | Eastern Washington | SUNNYSIDE | WA | 98944 |  | Yakima | Non-BPA, Non-PSE | 3063.5958 |  | 113.47 |  | 1 |  | 2 |  | PACIFIC POWER | 14354 | N | N/A | 2017-05-25 | N/A | SITE_00437 | N/A | N/A | Core | Core | 113.47
BLDG_00115 | Multifamily Building | Apartment Building (3 or fewer floors) | Eastern Washington | SUNNYSIDE | WA | 98944 |  | Yakima | Non-BPA, Non-PSE | 3063.5958 |  | 113.47 |  | 1 |  | 2 |  | PACIFIC POWER | 14354 | N | N/A | 2017-05-10 | N/A | SITE_00438 | N/A | N/A | Core | Core | 113.47
BLDG_00117 | Multifamily Building | Apartment Building (3 or fewer floors) | Eastern Washington | CHENEY | WA | 99004 |  | Spokane | BPA | 1747.2821 |  | 40.63 |  | 2 |  | 2 |  | CITY OF CHENEY | 3420 | Y | N/A | 2017-05-25 | N/A | SITE_00440 | N/A | N/A | BPA | Oversample | 40.63
BLDG_00118 | Multifamily Building | Apartment Building (3 or fewer floors) | Eastern Washington | CHEWELAH | WA | 99109 |  | Stevens | BPA | 1747.2821 |  | 40.63 |  | 2 |  | 1 |  | CITY OF CHEWELAH | 3459 | Y | N/A | 2017-06-10 | N/A | SITE_00441 | N/A | N/A | BPA | Oversample | 40.63
BLDG_00119 | Multifamily Building | Apartment Building (3 or fewer floors) | Eastern Washington | NEWPORT | WA | 99156 |  | Pend Oreille | BPA | 1747.2821 |  | 40.63 |  | 2 |  | 1 |  | PEND OREILLE PUD | 14653 | Y | N/A | 2017-05-25 | N/A | SITE_00442 | N/A | N/A | BPA | Oversample | 40.63
BLDG_00120 | Multifamily Building | Apartment Building (3 or fewer floors) | Eastern Washington | WILBUR | WA | 99185 |  | Lincoln | Non-BPA, Non-PSE | 3063.5958 |  | 113.47 |  | 2 |  | 2 |  | AVISTA | 20169 | N | N/A | 2017-05-23 | N/A | SITE_00443 | N/A | N/A | Core | Core | 113.47
BLDG_00121 | Multifamily Building | Apartment Building (3 or fewer floors) | Eastern Washington | SPOKANE VALLEY | WA | 99206 |  | Spokane | BPA | 1747.2821 |  | 40.63 |  | 2 |  | 2 |  | MODERN ELECTRIC WATER COMPANY | 12744 | Y | N/A | 2017-06-01 | N/A | SITE_00444 | N/A | N/A | BPA | Oversample | 40.63
BLDG_00122 | Multifamily Building | Apartment Building (3 or fewer floors) | Eastern Washington | SPOKANE | WA | 99206 |  | Spokane | BPA | 1747.2821 |  | 40.63 |  | 2 |  | 2 |  | VERA WATER AND POWER | 19784 | Y | N/A | 2017-05-19 | N/A | SITE_00445 | N/A | N/A | BPA | Oversample | 40.63
BLDG_00123 | Multifamily Building | Apartment Building (3 or fewer floors) | Eastern Washington | SPOKANE VALLEY | WA | 99206 |  | Spokane | BPA | 1747.2821 |  | 40.63 |  | 2 |  | 2 |  | MODERN ELECTRIC WATER COMPANY | 12744 | Y | N/A | 2017-05-08 | N/A | SITE_00446 | N/A | N/A | BPA | Oversample | 40.63
BLDG_00124 | Multifamily Building | Apartment Building (3 or fewer floors) | Eastern Washington | SPOKANE VALLEY | WA | 99206 |  | Spokane | Non-BPA, Non-PSE | 3063.5958 |  | 113.47 |  | 2 |  | 2 |  | AVISTA | 20169 | N | N/A | 2017-05-08 | N/A | SITE_00447 | N/A | N/A | Core | Core | 113.47
BLDG_00126 | Multifamily Building | Apartment Building (3 or fewer floors) | Eastern Washington | SPOKANE VALLEY | WA | 99206 |  | Spokane | Non-BPA, Non-PSE | 3063.5958 |  | 113.47 |  | 2 |  | 2 |  | AVISTA | 20169 | N | AVISTA | 2017-05-24 | N/A | SITE_00449 | N/A | N/A | Core | Core | 113.47
BLDG_00127 | Multifamily Building | Apartment Building (3 or fewer floors) | Eastern Washington | SPOKANE VALLEY | WA | 99206 |  | Spokane | Non-BPA, Non-PSE | 3063.5958 |  | 113.47 |  | 2 |  | 2 |  | AVISTA | 20169 | N | N/A | 2017-05-17 | N/A | SITE_00450 | N/A | N/A | Core | Core | 113.47
BLDG_00128 | Multifamily Building | Apartment Building (3 or fewer floors) | Eastern Washington | SPOKANE | WA | 99217 |  | Spokane | Non-BPA, Non-PSE | 3063.5958 |  | 113.47 |  | 2 |  | 2 |  | AVISTA | 20169 | N | N/A | 2017-05-05 | N/A | SITE_00453 | N/A | N/A | Core | Core | 113.47
BLDG_00129 | Multifamily Building | Apartment Building (3 or fewer floors) | Eastern Washington | PASCO | WA | 99301 |  | Franklin | BPA | 1747.2821 |  | 40.63 |  | 1 |  | 3 |  | FRANKLIN PUD | 6716 | Y | N/A | 2017-06-15 | N/A | SITE_00454 | N/A | N/A | BPA | Oversample | 40.63
BLDG_00130 | Multifamily Building | Apartment Building (3 or fewer floors) | Eastern Washington | PASCO | WA | 99301 |  | Franklin | BPA | 1747.2821 |  | 40.63 |  | 1 |  | 3 |  | FRANKLIN PUD | 6716 | Y | N/A | 2017-06-16 | N/A | SITE_00455 | N/A | N/A | BPA | Oversample | 40.63
BLDG_00131 | Multifamily Building | Apartment Building (3 or fewer floors) | Eastern Washington | PASCO | WA | 99301 |  | Franklin | BPA | 1747.2821 |  | 40.63 |  | 1 |  | 3 |  | FRANKLIN PUD | 6716 | Y | N/A | 2017-06-15 | N/A | SITE_00456 | N/A | N/A | BPA | Oversample | 40.63
BLDG_00132 | Multifamily Building | Apartment Building (3 or fewer floors) | Eastern Washington | KENNEWICK | WA | 99336 |  | Benton | BPA | 1747.2821 |  | 40.63 |  | 1 |  | 3 |  | BENTON PUD | 1579 | Y | N/A | 2017-06-15 | N/A | SITE_00459 | N/A | N/A | BPA | Oversample | 40.63
BLDG_00133 | Multifamily Building | Apartment Building (3 or fewer floors) | Eastern Washington | KENNEWICK | WA | 99336 |  | Benton | BPA | 1747.2821 |  | 40.63 |  | 1 |  | 3 |  | BENTON PUD | 1579 | Y | N/A | 2017-05-22 | N/A | SITE_00460 | N/A | N/A | BPA | Oversample | 40.63
BLDG_00134 | Multifamily Building | Apartment Building (3 or fewer floors) | Eastern Washington | SUNNYSIDE | WA | 98944 |  | Yakima | Non-BPA, Non-PSE | 3063.5958 |  | 113.47 |  | 1 |  | 2 |  | PACIFIC POWER | 14354 | N | N/A | 2017-06-09 | N/A | SITE_00461 | N/A | N/A | Core | Core | 113.47
BLDG_00135 | Multifamily Building | Apartment Building (3 or fewer floors) | Eastern Washington | SPOKANE | WA | 99206 |  | Spokane | BPA | 1747.2821 |  | 40.63 |  | 2 |  | 2 |  | VERA WATER AND POWER | 19784 | Y | N/A | 2017-06-12 | N/A | SITE_00462 | N/A | N/A | BPA | Oversample | 40.63
BLDG_00136 | Multifamily Building | Apartment Building (3 or fewer floors) | Eastern Washington | SPOKANE VALLEY | WA | 99206 |  | Spokane | Non-BPA, Non-PSE | 3063.5958 |  | 113.47 |  | 2 |  | 2 |  | AVISTA | 20169 | N | N/A | 2017-06-02 | N/A | SITE_00463 | N/A | N/A | Core | Core | 113.47
BLDG_00137 | Multifamily Building | Apartment Building (3 or fewer floors) | Eastern Washington | PASCO | WA | 99301 |  | Franklin | BPA | 1747.2821 |  | 40.63 |  | 1 |  | 3 |  | FRANKLIN PUD | 6716 | Y | N/A | 2017-06-16 | N/A | SITE_00464 | N/A | N/A | BPA | Oversample | 40.63
BLDG_00138 | Multifamily Building | Apartment Building (3 or fewer floors) | Eastern Washington | KENNEWICK | WA | 99336 |  | Benton | BPA | 1747.2821 |  | 40.63 |  | 1 |  | 3 |  | BENTON PUD | 1579 | Y | N/A | 2017-06-07 | N/A | SITE_00466 | N/A | N/A | BPA | Oversample | 40.63
BLDG_00139 | Multifamily Building | Apartment Building (3 or fewer floors) | Eastern Washington | KENNEWICK | WA | 99336 |  | Benton | BPA | 1747.2821 |  | 40.63 |  | 1 |  | 3 |  | BENTON PUD | 1579 | Y | N/A | 2017-06-16 | N/A | SITE_00467 | N/A | N/A | BPA | Oversample | 40.63
BLDG_00140 | Multifamily Building | Apartment Building (3 or fewer floors) | Eastern Washington | KENNEWICK | WA | 99336 |  | Benton | BPA | 1747.2821 |  | 40.63 |  | 1 |  | 3 |  | BENTON PUD | 1579 | Y | N/A | 2017-06-15 | N/A | SITE_00468 | SITE_00469 | N/A | BPA | Oversample | 40.63
BLDG_00141 | Multifamily Building | Apartment Building (3 or fewer floors) | Eastern Oregon | HERMISTON | OR | 97838 |  | Umatilla | BPA | 851.4231 |  | 94.6 |  | 1 |  | 3 |  | UMATILLA ELECTRIC COOPERATIVE | 19325 | Y | CASCADE NATURAL GAS | 2017-08-05 | N/A | SITE_00470 | N/A | N/A | BPA | Oversample | 94.6
BLDG_00142 | Multifamily Building | Apartment Building (3 or fewer floors) | Eastern Washington | NEWPORT | WA | 99156 |  | Pend Oreille | BPA | 1747.2821 |  | 40.63 |  | 2 |  | 1 |  | PEND OREILLE PUD | 14653 | Y | N/A | 2017-09-15 | N/A | SITE_00471 | N/A | N/A | BPA | Oversample | 40.63
BLDG_00143 | Multifamily Building | Apartment Building (3 or fewer floors) | Eastern Washington | PASCO | WA | 99301 |  | Franklin | BPA | 1747.2821 |  | 40.63 |  | 1 |  | 3 |  | FRANKLIN PUD | 6716 | Y | N/A | 2017-08-23 | N/A | SITE_00472 | N/A | N/A | BPA | Oversample | 40.63
BLDG_00145 | Multifamily Building | Apartment Building (3 or fewer floors) | Eastern Washington | PASCO | WA | 99301 |  | Franklin | BPA | 1747.2821 |  | 40.63 |  | 1 |  | 3 |  | FRANKLIN PUD | 6716 | Y | N/A | 2017-09-13 | N/A | SITE_00474 | N/A | N/A | BPA | Oversample | 40.63
BLDG_00146 | Multifamily Building | Apartment Building (3 or fewer floors) | Eastern Washington | KENNEWICK | WA | 99336 |  | Benton | BPA | 1747.2821 |  | 40.63 |  | 1 |  | 3 |  | BENTON PUD | 1579 | Y | N/A | 2017-09-13 | N/A | SITE_00475 | N/A | N/A | BPA | Oversample | 40.63
BLDG_00147 | Multifamily Building | Apartment Building (3 or fewer floors) | Eastern Washington | KENNEWICK | WA | 99336 |  | Benton | BPA | 1747.2821 |  | 40.63 |  | 1 |  | 3 |  | BENTON PUD | 1579 | Y | N/A | 2017-09-14 | N/A | SITE_00477 | N/A | N/A | BPA | Oversample | 40.63
BLDG_00148 | Multifamily Building | Apartment Building (3 or fewer floors) | Eastern Washington | KENNEWICK | WA | 99336 |  | Benton | BPA | 1747.2821 |  | 40.63 |  | 1 |  | 3 |  | BENTON PUD | 1579 | Y | CASCADE NATURAL GAS | 2017-08-25 | N/A | SITE_00478 | N/A | N/A | BPA | Oversample | 40.63
BLDG_00149 | Multifamily Building | Apartment Building (3 or fewer floors) | Eastern Washington | KENNEWICK | WA | 99336 |  | Benton | BPA | 1747.2821 |  | 40.63 |  | 1 |  | 3 |  | BENTON PUD | 1579 | Y | N/A | 2017-08-25 | N/A | SITE_00480 | N/A | N/A | BPA | Oversample | 40.63
BLDG_00150 | Multifamily Building | Apartment Building (3 or fewer floors) | Eastern Washington | KENNEWICK | WA | 99336 |  | Benton | BPA | 1747.2821 |  | 40.63 |  | 1 |  | 3 |  | BENTON PUD | 1579 | Y | N/A | 2017-08-23 | N/A | SITE_00481 | N/A | N/A | BPA | Oversample | 40.63
BLDG_00151 | Multifamily Building | Apartment Building (3 or fewer floors) | Eastern Washington | KENNEWICK | WA | 99336 |  | Benton | BPA | 1747.2821 |  | 40.63 |  | 1 |  | 3 |  | BENTON PUD | 1579 | Y | N/A | 2017-08-24 | N/A | SITE_00482 | N/A | N/A | BPA | Oversample | 40.63
BLDG_00152 | Multifamily Building | Apartment Building (3 or fewer floors) | Eastern Washington | PASCO | WA | 99301 |  | Franklin | BPA | 1747.2821 |  | 40.63 |  | 1 |  | 3 |  | FRANKLIN PUD | 6716 | Y | CASCADE NATURAL GAS | 2017-09-14 | N/A | SITE_00484 | N/A | N/A | BPA | Oversample | 40.63
BLDG_00153 | Multifamily Building | Apartment Building (3 or fewer floors) | Eastern Washington | RICHLAND | WA | 99352 |  | Benton | BPA | 1747.2821 |  | 40.63 |  | 1 |  | 3 |  | CITY OF RICHLAND | 15979 | Y | N/A | 2017-08-03 | N/A | SITE_00485 | N/A | N/A | BPA | Oversample | 40.63
BLDG_00155 | Multifamily Building | Apartment Building (3 or fewer floors) | Eastern Washington | RICHLAND | WA | 99352 |  | Benton | BPA | 1747.2821 |  | 40.63 |  | 1 |  | 3 |  | CITY OF RICHLAND | 15979 | Y | N/A | 2017-09-30 | N/A | SITE_00487 | N/A | N/A | BPA | Oversample | 40.63
BLDG_00156 | Multifamily Building | Apartment Building (4 to 6 floors) | Eastern Washington | RICHLAND | WA | 99352 |  | Benton | BPA | 1747.2821 |  | 40.63 |  | 1 |  | 3 |  | CITY OF RICHLAND | 15979 | Y | N/A | 2017-09-28 | N/A | SITE_00488 | SITE_00179 | N/A | BPA | Oversample | 40.63
BLDG_00157 | Multifamily Building | Apartment Building (3 or fewer floors) | Eastern Washington | RICHLAND | WA | 99352 |  | Benton | BPA | 1747.2821 |  | 40.63 |  | 1 |  | 3 |  | CITY OF RICHLAND | 15979 | Y | CASCADE NATURAL GAS | 2017-09-14 | N/A | SITE_00489 | N/A | N/A | BPA | Oversample | 40.63
BLDG_00158 | Multifamily Building | Apartment Building (3 or fewer floors) | Eastern Washington | WEST RICHLAND | WA | 99353 |  | Benton | BPA | 1747.2821 |  | 40.63 |  | 1 |  | 3 |  | BENTON REA | 1625 | Y | N/A | 2017-08-25 | N/A | SITE_00490 | N/A | N/A | BPA | Oversample | 40.63
BLDG_00159 | Multifamily Building | Apartment Building (3 or fewer floors) | Eastern Oregon | KLAMATH FALLS | OR | 97601 |  | Klamath | Non-BPA | 663.873 |  | 82.98 |  | 2 |  | 2 |  | PACIFIC POWER | 14354 | N | N/A | 2017-04-19 | N/A | SITE_00518 | N/A | N/A | Core | Core | 82.98
BLDG_00160 | Multifamily Building | Apartment Building (3 or fewer floors) | Eastern Oregon | BEND | OR | 97701 |  | Deschutes | BPA | 851.4231 |  | 94.6 |  | 2 |  | 1 |  | CENTRAL ELECTRIC COOPERATIVE | 3240 | Y | N/A | 2017-08-03 | N/A | SITE_00519 | N/A | N/A | BPA | Oversample | 94.6
BLDG_00161 | Multifamily Building | Apartment Building (3 or fewer floors) | Eastern Oregon | BEND | OR | 97701 |  | Deschutes | BPA | 851.4231 |  | 94.6 |  | 2 |  | 1 |  | CENTRAL ELECTRIC COOPERATIVE | 3240 | Y | N/A | 2017-05-06 | N/A | SITE_00520 | N/A | N/A | Core | Core | 94.6
BLDG_00162 | Multifamily Building | Apartment Building (3 or fewer floors) | Eastern Oregon | PENDLETON | OR | 97801 |  | Umatilla | Non-BPA | 663.873 |  | 82.98 |  | 1 |  | 3 |  | PACIFIC POWER | 14354 | N | N/A | 2017-04-06 | N/A | SITE_00523 | N/A | N/A | Core | Core | 82.98
BLDG_00163 | Multifamily Building | Apartment Building (3 or fewer floors) | Eastern Oregon | LA GRANDE | OR | 97850 |  | Union | BPA | 851.4231 |  | 94.6 |  | 2 |  | 2 |  | OREGON TRAIL ELECTRIC COOPERATIVE | 14109 | Y | N/A | 2017-04-05 | N/A | SITE_00525 | N/A | N/A | Core | Core | 94.6
BLDG_00164 | Multifamily Building | Apartment Building (3 or fewer floors) | Eastern Oregon | ONTARIO | OR | 97914 |  | Malheur | Non-BPA | 663.873 |  | 82.98 |  | 1 |  | 3 |  | IDAHO POWER CO | 9191 | N | N/A | 2017-04-15 | N/A | SITE_00526 | N/A | N/A | Core | Core | 82.98
BLDG_00165 | Multifamily Building | Apartment Building (3 or fewer floors) | Eastern Oregon | VALE | OR | 97918 |  | Malheur | Non-BPA | 663.873 |  | 82.98 |  | 1 |  | 3 |  | IDAHO POWER CO | 9191 | N | N/A | 2017-04-15 | N/A | SITE_00527 | N/A | N/A | Core | Core | 82.98
BLDG_00166 | Multifamily Building | Apartment Building (3 or fewer floors) | Eastern Washington | EAST WENATCHEE | WA | 98802 |  | Douglas | Non-BPA, Non-PSE | 3063.5958 |  | 113.47 |  | 1 |  | 3 |  | DOUGLAS COUNTY PUD | 5326 | N | N/A | 2017-05-09 | N/A | SITE_00670 | N/A | N/A | Core | Core | 113.47
BLDG_00167 | Multifamily Building | Apartment Building (3 or fewer floors) | Eastern Washington | YAKIMA | WA | 98901 |  | Yakima | Non-BPA, Non-PSE | 3063.5958 |  | 113.47 |  | 1 |  | 2 |  | PACIFIC POWER | 14354 | N | N/A | 2017-05-27 | N/A | SITE_00672 | N/A | N/A | Core | Core | 113.47
BLDG_00168 | Multifamily Building | Apartment Building (3 or fewer floors) | Eastern Washington | YAKIMA | WA | 98902 |  | Yakima | Non-BPA, Non-PSE | 3063.5958 |  | 113.47 |  | 1 |  | 2 |  | PACIFIC POWER | 14354 | N | N/A | 2017-05-25 | N/A | SITE_00673 | N/A | N/A | Core | Core | 113.47
BLDG_00169 | Multifamily Building | Apartment Building (3 or fewer floors) | Eastern Washington | YAKIMA | WA | 98902 |  | Yakima | Non-BPA, Non-PSE | 3063.5958 |  | 113.47 |  | 1 |  | 2 |  | PACIFIC POWER | 14354 | N | N/A | 2017-05-24 | N/A | SITE_00674 | N/A | N/A | Core | Core | 113.47
BLDG_00170 | Multifamily Building | Apartment Building (3 or fewer floors) | Eastern Washington | AIRWAY HEIGHTS | WA | 99001 |  | Spokane | Non-BPA, Non-PSE | 3063.5958 |  | 113.47 |  | 2 |  | 2 |  | AVISTA | 20169 | N | N/A | 2017-05-18 | N/A | SITE_00676 | N/A | N/A | Core | Core | 113.47
BLDG_00171 | Multifamily Building | Apartment Building (3 or fewer floors) | Eastern Washington | CHENEY | WA | 99004 |  | Spokane | BPA | 1747.2821 |  | 40.63 |  | 2 |  | 2 |  | CITY OF CHENEY | 3420 | Y | N/A | 2017-06-10 | N/A | SITE_00677 | N/A | N/A | Core | Core | 40.63
BLDG_00172 | Multifamily Building | Apartment Building (3 or fewer floors) | Eastern Washington | PULLMAN | WA | 99163 |  | Whitman | Non-BPA, Non-PSE | 3063.5958 |  | 113.47 |  | 2 |  | 1 |  | AVISTA | 20169 | N | N/A | 2017-05-09 | N/A | SITE_00678 | N/A | N/A | Core | Core | 113.47
BLDG_00173 | Multifamily Building | Apartment Building (3 or fewer floors) | Eastern Washington | SPOKANE | WA | 99201 |  | Spokane | Non-BPA, Non-PSE | 3063.5958 |  | 113.47 |  | 2 |  | 2 |  | AVISTA | 20169 | N | N/A | 2017-05-25 | N/A | SITE_00679 | N/A | N/A | Core | Core | 113.47
BLDG_00174 | Multifamily Building | Apartment Building (3 or fewer floors) | Eastern Washington | SPOKANE | WA | 99201 |  | Spokane | Non-BPA, Non-PSE | 3063.5958 |  | 113.47 |  | 2 |  | 2 |  | AVISTA | 20169 | N | N/A | 2017-06-06 | N/A | SITE_00681 | N/A | N/A | Core | Core | 113.47
BLDG_00175 | Multifamily Building | Apartment Building (4 to 6 floors) | Eastern Washington | SPOKANE | WA | 99201 |  | Spokane | Non-BPA, Non-PSE | 3063.5958 |  | 113.47 |  | 2 |  | 2 |  | AVISTA | 20169 | N | N/A | 2017-05-22 | N/A | SITE_00682 | N/A | N/A | Core | Core | 113.47
BLDG_00176 | Multifamily Building | Apartment Building (3 or fewer floors) | Eastern Washington | SPOKANE | WA | 99202 |  | Spokane | Non-BPA, Non-PSE | 3063.5958 |  | 113.47 |  | 2 |  | 2 |  | AVISTA | 20169 | N | N/A | 2017-05-16 | N/A | SITE_00683 | N/A | N/A | Core | Core | 113.47
BLDG_00177 | Multifamily Building | Apartment Building (4 to 6 floors) | Eastern Washington | SPOKANE | WA | 99202 |  | Spokane | Non-BPA, Non-PSE | 3063.5958 |  | 113.47 |  | 2 |  | 2 |  | AVISTA | 20169 | N | N/A | 2017-05-02 | N/A | SITE_00684 | N/A | N/A | Core | Core | 113.47
BLDG_00178 | Multifamily Building | Apartment Building (3 or fewer floors) | Eastern Washington | SPOKANE | WA | 99203 |  | Spokane | Non-BPA, Non-PSE | 3063.5958 |  | 113.47 |  | 2 |  | 2 |  | AVISTA | 20169 | N | N/A | 2017-05-12 | N/A | SITE_00685 | N/A | N/A | Core | Core | 113.47
BLDG_00179 | Multifamily Building | Apartment Building (4 to 6 floors) | Eastern Washington | SPOKANE | WA | 99204 |  | Spokane | Non-BPA, Non-PSE | 3063.5958 |  | 113.47 |  | 2 |  | 2 |  | AVISTA | 20169 | N | N/A | 2017-05-09 | N/A | SITE_00686 | N/A | N/A | Core | Core | 113.47
BLDG_00180 | Multifamily Building | Apartment Building (3 or fewer floors) | Eastern Washington | SPOKANE | WA | 99205 |  | Spokane | Non-BPA, Non-PSE | 3063.5958 |  | 113.47 |  | 2 |  | 2 |  | AVISTA | 20169 | N | N/A | 2017-05-23 | N/A | SITE_00688 | N/A | N/A | Core | Core | 113.47
BLDG_00181 | Multifamily Building | Apartment Building (3 or fewer floors) | Eastern Washington | SPOKANE | WA | 99205 |  | Spokane | Non-BPA, Non-PSE | 3063.5958 |  | 113.47 |  | 2 |  | 2 |  | AVISTA | 20169 | N | N/A | 2017-05-09 | N/A | SITE_00689 | N/A | N/A | Core | Core | 113.47
BLDG_00182 | Multifamily Building | Apartment Building (3 or fewer floors) | Eastern Washington | SPOKANE VALLEY | WA | 99206 |  | Spokane | BPA | 1747.2821 |  | 40.63 |  | 2 |  | 2 |  | MODERN ELECTRIC WATER COMPANY | 12744 | Y | N/A | 2017-05-17 | N/A | SITE_00690 | N/A | N/A | Core | Core | 40.63
BLDG_00183 | Multifamily Building | Apartment Building (3 or fewer floors) | Eastern Washington | SPOKANE | WA | 99206 |  | Spokane | Non-BPA, Non-PSE | 3063.5958 |  | 113.47 |  | 2 |  | 2 |  | AVISTA | 20169 | N | N/A | 2017-05-05 | N/A | SITE_00691 | N/A | N/A | Core | Core | 113.47
BLDG_00184 | Multifamily Building | Apartment Building (3 or fewer floors) | Eastern Washington | YAKIMA | WA | 98902 |  | Yakima | Non-BPA, Non-PSE | 3063.5958 |  | 113.47 |  | 1 |  | 2 |  | PACIFIC POWER | 14354 | N | N/A | 2017-05-27 | N/A | SITE_00718 | N/A | N/A | Core | Core | 113.47
BLDG_00185 | Multifamily Building | Apartment Building (3 or fewer floors) | Eastern Washington | RICHLAND | WA | 99354 |  | Benton | BPA | 1747.2821 |  | 40.63 |  | 1 |  | 3 |  | CITY OF RICHLAND | 15979 | Y | N/A | 2017-05-16 | N/A | SITE_00743 | N/A | N/A | Core | Core | 40.63
BLDG_00186 | Multifamily Building | Apartment Building (4 to 6 floors) | Puget Sound | KIRKLAND | WA | 98033 |  | King | PSE - King County | 4650.537 |  | 89.43 |  | 1 |  | 1 |  | PUGET SOUND ENERGY | 15500 | N | PUGET SOUND ENERGY | 2017-02-14 | N/A | SITE_00791 | N/A | N/A | PSE | Oversample | 89.43
BLDG_00187 | Multifamily Building | Apartment Building (3 or fewer floors) | Puget Sound | MAPLE VALLEY | WA | 98038 |  | King | PSE - King County | 4650.537 |  | 89.43 |  | 1 |  | 1 |  | PUGET SOUND ENERGY | 15500 | N | N/A | 2017-02-06 | N/A | SITE_00792 | N/A | N/A | PSE | Oversample | 89.43
BLDG_00188 | Multifamily Building | Apartment Building (4 to 6 floors) | Puget Sound | KIRKLAND | WA | 98033 |  | King | PSE - King County | 4650.537 |  | 89.43 |  | 1 |  | 1 |  | PUGET SOUND ENERGY | 15500 | N | N/A | 2017-02-07 | N/A | SITE_00793 | N/A | N/A | PSE | Oversample | 89.43
BLDG_00189 | Multifamily Building | Apartment Building (3 or fewer floors) | Puget Sound | SEATTLE | WA | 98121 |  | King | SCL | 2632.6766 |  | 37.08 |  | 1 |  | 1 |  | SEATTLE CITY LIGHT | 16868 | Y | N/A | 2017-03-28 | N/A | SITE_00794 | N/A | N/A | PSE | Oversample | 37.08
BLDG_00190 | Multifamily Building | Apartment Building (3 or fewer floors) | Puget Sound | KENT | WA | 98030 |  | King | PSE - King County | 4650.537 |  | 89.43 |  | 1 |  | 1 |  | PUGET SOUND ENERGY | 15500 | N | N/A | 2017-03-27 | N/A | SITE_00795 | N/A | N/A | PSE | Oversample | 89.43
BLDG_00191 | Multifamily Building | Apartment Building (3 or fewer floors) | Puget Sound | SEATTLE | WA | 98102 |  | King | SCL | 2632.6766 |  | 37.08 |  | 1 |  | 1 |  | SEATTLE CITY LIGHT | 16868 | Y | PUGET SOUND ENERGY | 2017-02-04 | N/A | SITE_00796 | N/A | N/A | PSE | Oversample | 37.08
BLDG_00192 | Multifamily Building | Apartment Building (3 or fewer floors) | Puget Sound | SAMMAMISH | WA | 98075 |  | King | PSE - King County | 4650.537 |  | 89.43 |  | 1 |  | 1 |  | PUGET SOUND ENERGY | 15500 | N | PUGET SOUND ENERGY | 2017-02-07 | N/A | SITE_00797 | N/A | N/A | PSE | Oversample | 89.43
BLDG_00193 | Multifamily Building | Apartment Building (3 or fewer floors) | Puget Sound | BELLEVUE | WA | 98007 |  | King | PSE - King County | 4650.537 |  | 89.43 |  | 1 |  | 1 |  | PUGET SOUND ENERGY | 15500 | N | N/A | 2017-02-04 | N/A | SITE_00798 | N/A | N/A | PSE | Oversample | 89.43
BLDG_00194 | Multifamily Building | Apartment Building (3 or fewer floors) | Puget Sound | BELLEVUE | WA | 98005 |  | King | PSE - King County | 4650.537 |  | 89.43 |  | 1 |  | 1 |  | PUGET SOUND ENERGY | 15500 | N | PUGET SOUND ENERGY | 2017-02-13 | N/A | SITE_00799 | N/A | N/A | PSE | Oversample | 89.43
BLDG_00195 | Multifamily Building | Apartment Building (3 or fewer floors) | Puget Sound | KENT | WA | 98042 |  | King | PSE - King County | 4650.537 |  | 89.43 |  | 1 |  | 1 |  | PUGET SOUND ENERGY | 15500 | N | PUGET SOUND ENERGY | 2017-02-06 | N/A | SITE_00800 | N/A | N/A | PSE | Oversample | 89.43
BLDG_00196 | Multifamily Building | Apartment Building (4 to 6 floors) | Puget Sound | BELLEVUE | WA | 98005 |  | King | PSE - King County | 4650.537 |  | 89.43 |  | 1 |  | 1 |  | PUGET SOUND ENERGY | 15500 | N | N/A | 2017-02-08 | N/A | SITE_00801 | N/A | N/A | PSE | Oversample | 89.43
BLDG_00197 | Multifamily Building | Apartment Building (3 or fewer floors) | Puget Sound | KENT | WA | 98031 |  | King | PSE - King County | 4650.537 |  | 89.43 |  | 1 |  | 1 |  | PUGET SOUND ENERGY | 15500 | N | N/A | 2017-02-24 | N/A | SITE_00802 | N/A | N/A | PSE | Oversample | 89.43
BLDG_00198 | Multifamily Building | Apartment Building (3 or fewer floors) | Puget Sound | FEDERAL WAY | WA | 98003 |  | King | PSE - King County | 4650.537 |  | 89.43 |  | 1 |  | 1 |  | PUGET SOUND ENERGY | 15500 | N | N/A | 2017-02-20 | N/A | SITE_00803 | N/A | N/A | PSE | Oversample | 89.43
BLDG_00199 | Multifamily Building | Apartment Building (3 or fewer floors) | Puget Sound | SEATAC | WA | 98188 |  | King | PSE - King County | 4650.537 |  | 89.43 |  | 1 |  | 1 |  | PUGET SOUND ENERGY | 15500 | N | N/A | 2017-01-31 | N/A | SITE_00804 | N/A | N/A | PSE | Oversample | 89.43
BLDG_00200 | Multifamily Building | Apartment Building (3 or fewer floors) | Puget Sound | BELLEVUE | WA | 98005 |  | King | PSE - King County | 4650.537 |  | 89.43 |  | 1 |  | 1 |  | PUGET SOUND ENERGY | 15500 | N | N/A | 2017-02-08 | N/A | SITE_00805 | N/A | N/A | PSE | Oversample | 89.43
BLDG_00201 | Multifamily Building | Apartment Building (3 or fewer floors) | Puget Sound | KIRKLAND | WA | 98034 |  | King | PSE - King County | 4650.537 |  | 89.43 |  | 1 |  | 1 |  | PUGET SOUND ENERGY | 15500 | N | N/A | 2017-02-14 | N/A | SITE_00808 | N/A | N/A | PSE | Oversample | 89.43
BLDG_00202 | Multifamily Building | Apartment Building (3 or fewer floors) | Puget Sound | SEATTLE | WA | 98122 |  | King | SCL | 2632.6766 |  | 37.08 |  | 1 |  | 1 |  | SEATTLE CITY LIGHT | 16868 | Y | PUGET SOUND ENERGY | 2017-01-31 | N/A | SITE_00809 | N/A | N/A | PSE | Oversample | 37.08
BLDG_00203 | Multifamily Building | Apartment Building (3 or fewer floors) | Puget Sound | AUBURN | WA | 98092 |  | King | PSE - King County | 4650.537 |  | 89.43 |  | 1 |  | 1 |  | PUGET SOUND ENERGY | 15500 | N | N/A | 2017-02-23 | N/A | SITE_00810 | N/A | N/A | PSE | Oversample | 89.43
BLDG_00204 | Multifamily Building | Apartment Building (3 or fewer floors) | Puget Sound | KENT | WA | 98030 |  | King | PSE - King County | 4650.537 |  | 89.43 |  | 1 |  | 1 |  | PUGET SOUND ENERGY | 15500 | N | N/A | 2017-02-23 | N/A | SITE_00811 | N/A | N/A | PSE | Oversample | 89.43
BLDG_00205 | Multifamily Building | Apartment Building (3 or fewer floors) | Puget Sound | BELLEVUE | WA | 98007 |  | King | PSE - King County | 4650.537 |  | 89.43 |  | 1 |  | 1 |  | PUGET SOUND ENERGY | 15500 | N | N/A | 2017-02-03 | N/A | SITE_00812 | N/A | N/A | PSE | Oversample | 89.43
BLDG_00206 | Multifamily Building | Apartment Building (3 or fewer floors) | Puget Sound | KENT | WA | 98030 |  | King | PSE - King County | 4650.537 |  | 89.43 |  | 1 |  | 1 |  | PUGET SOUND ENERGY | 15500 | N | N/A | 2017-02-24 | N/A | SITE_00813 | N/A | N/A | PSE | Oversample | 89.43
BLDG_00207 | Multifamily Building | Apartment Building (3 or fewer floors) | Puget Sound | BELLEVUE | WA | 98005 |  | King | PSE - King County | 4650.537 |  | 89.43 |  | 1 |  | 1 |  | PUGET SOUND ENERGY | 15500 | N | N/A | 2017-02-04 | N/A | SITE_00814 | N/A | N/A | PSE | Oversample | 89.43
BLDG_00208 | Multifamily Building | Apartment Building (3 or fewer floors) | Puget Sound | FEDERAL WAY | WA | 98003 |  | King | PSE - King County | 4650.537 |  | 89.43 |  | 1 |  | 1 |  | PUGET SOUND ENERGY | 15500 | N | N/A | 2017-02-24 | N/A | SITE_00815 | N/A | N/A | PSE | Oversample | 89.43
BLDG_00209 | Multifamily Building | Apartment Building (3 or fewer floors) | Puget Sound | KIRKLAND | WA | 98034 |  | King | PSE - King County | 4650.537 |  | 89.43 |  | 1 |  | 1 |  | PUGET SOUND ENERGY | 15500 | N | N/A | 2017-02-27 | N/A | SITE_00816 | N/A | N/A | PSE | Oversample | 89.43
BLDG_00210 | Multifamily Building | Apartment Building (3 or fewer floors) | Western Montana | MISSOULA | MT | 59804 |  | Missoula | Non-BPA | 1844.0942 |  | 204.9 |  | 3 |  | 1 |  | NORTHWESTERN ENERGY | 13902 | N | N/A | 2017-06-14 | N/A | SITE_00817 | N/A | N/A | Core | Core | 204.9
BLDG_00211 | Multifamily Building | Apartment Building (3 or fewer floors) | Western Montana | RONAN | MT | 59864 |  | Lake | BPA | 528.9254 |  | 21.16 |  | 2 |  | 1 |  | MISSION VALLEY POWER | 19603 | Y | N/A | 2017-06-28 | N/A | SITE_00819 | N/A | N/A | BPA | Oversample | 21.16
BLDG_00212 | Multifamily Building | Apartment Building (3 or fewer floors) | Western Montana | KALISPELL | MT | 59901 |  | Flathead | BPA | 528.9254 |  | 21.16 |  | 3 |  | 1 |  | FLATHEAD ELECTRIC COOPERATIVE | 6395 | Y | NORTHWESTERN ENERGY | 2017-06-16 | N/A | SITE_00824 | N/A | N/A | BPA | Oversample | 21.16
BLDG_00213 | Multifamily Building | Apartment Building (3 or fewer floors) | Western Montana | KALISPELL | MT | 59901 |  | Flathead | BPA | 528.9254 |  | 21.16 |  | 3 |  | 1 |  | FLATHEAD ELECTRIC COOPERATIVE | 6395 | Y | N/A | 2017-09-20 | N/A | SITE_00826 | N/A | N/A | BPA | Oversample | 21.16
BLDG_00214 | Multifamily Building | Apartment Building (3 or fewer floors) | Western Montana | KALISPELL | MT | 59901 |  | Flathead | BPA | 528.9254 |  | 21.16 |  | 3 |  | 1 |  | FLATHEAD ELECTRIC COOPERATIVE | 6395 | Y | N/A | 2017-06-17 | N/A | SITE_00827 | N/A | N/A | BPA | Oversample | 21.16
BLDG_00215 | Multifamily Building | Apartment Building (3 or fewer floors) | Western Montana | KALISPELL | MT | 59901 |  | Flathead | BPA | 528.9254 |  | 21.16 |  | 3 |  | 1 |  | FLATHEAD ELECTRIC COOPERATIVE | 6395 | Y | N/A | 2017-06-27 | N/A | SITE_00828 | N/A | N/A | BPA | Oversample | 21.16
BLDG_00216 | Multifamily Building | Apartment Building (3 or fewer floors) | Western Montana | BIGFORK | MT | 59911 |  | Flathead | BPA | 528.9254 |  | 21.16 |  | 3 |  | 1 |  | FLATHEAD ELECTRIC COOPERATIVE | 6395 | Y | N/A | 2017-06-30 | N/A | SITE_00829 | N/A | N/A | BPA | Oversample | 21.16
BLDG_00217 | Multifamily Building | Apartment Building (3 or fewer floors) | Western Montana | COLUMBIA FALLS | MT | 59912 |  | Flathead | BPA | 528.9254 |  | 21.16 |  | 3 |  | 1 |  | FLATHEAD ELECTRIC COOPERATIVE | 6395 | Y | N/A | 2017-06-29 | N/A | SITE_00830 | N/A | N/A | BPA | Oversample | 21.16
BLDG_00218 | Multifamily Building | Apartment Building (3 or fewer floors) | Western Montana | LIBBY | MT | 59923 |  | Lincoln | BPA | 528.9254 |  | 21.16 |  | 2 |  | 1 |  | FLATHEAD ELECTRIC COOPERATIVE | 6395 | Y | N/A | 2017-09-21 | N/A | SITE_00832 | SITE_00833 | N/A | BPA | Oversample | 21.16
BLDG_00219 | Multifamily Building | Apartment Building (3 or fewer floors) | Western Montana | LIBBY | MT | 59923 |  | Lincoln | BPA | 528.9254 |  | 21.16 |  | 2 |  | 1 |  | FLATHEAD ELECTRIC COOPERATIVE | 6395 | Y | N/A | 2017-09-21 | N/A | SITE_00834 | N/A | N/A | BPA | Oversample | 21.16
BLDG_00220 | Multifamily Building | Apartment Building (3 or fewer floors) | Western Montana | WHITEFISH | MT | 59937 |  | Flathead | BPA | 528.9254 |  | 21.16 |  | 3 |  | 1 |  | FLATHEAD ELECTRIC COOPERATIVE | 6395 | Y | NORTHWESTERN ENERGY | 2017-06-16 | N/A | SITE_00836 | N/A | N/A | BPA | Oversample | 21.16
BLDG_00221 | Multifamily Building | Apartment Building (3 or fewer floors) | Western Montana | KALISPELL | MT | 59901 |  | Flathead | BPA | 528.9254 |  | 21.16 |  | 3 |  | 1 |  | FLATHEAD ELECTRIC COOPERATIVE | 6395 | Y | N/A | 2017-08-29 | N/A | SITE_00837 | N/A | N/A | BPA | Oversample | 21.16
BLDG_00222 | Multifamily Building | Apartment Building (3 or fewer floors) | Western Montana | WHITEFISH | MT | 59937 |  | Flathead | BPA | 528.9254 |  | 21.16 |  | 3 |  | 1 |  | FLATHEAD ELECTRIC COOPERATIVE | 6395 | Y | N/A | 2017-08-28 | N/A | SITE_00838 | N/A | N/A | BPA | Oversample | 21.16
BLDG_00224 | Multifamily Building | Apartment Building (3 or fewer floors) | Western Montana | KALISPELL | MT | 59901 |  | Flathead | BPA | 528.9254 |  | 21.16 |  | 3 |  | 1 |  | FLATHEAD ELECTRIC COOPERATIVE | 6395 | Y | N/A | 2017-09-20 | N/A | SITE_00842 | N/A | N/A | BPA | Oversample | 21.16
BLDG_00226 | Multifamily Building | Apartment Building (3 or fewer floors) | Western Montana | BIGFORK | MT | 59911 |  | Flathead | BPA | 528.9254 |  | 21.16 |  | 3 |  | 1 |  | FLATHEAD ELECTRIC COOPERATIVE | 6395 | Y | N/A | 2017-09-08 | N/A | SITE_00844 | N/A | N/A | BPA | Oversample | 21.16
BLDG_00227 | Multifamily Building | Apartment Building (4 to 6 floors) | Western Montana | KALISPELL | MT | 59901 |  | Flathead | BPA | 528.9254 |  | 21.16 |  | 3 |  | 1 |  | FLATHEAD ELECTRIC COOPERATIVE | 6395 | Y | N/A | 2017-09-08 | N/A | SITE_00846 | N/A | N/A | BPA | Oversample | 21.16
BLDG_00228 | Multifamily Building | Apartment Building (3 or fewer floors) | Western Montana | COLUMBIA FALLS | MT | 59912 |  | Flathead | BPA | 528.9254 |  | 21.16 |  | 3 |  | 1 |  | FLATHEAD ELECTRIC COOPERATIVE | 6395 | Y | N/A | 2017-08-29 | N/A | SITE_00847 | N/A | N/A | BPA | Oversample | 21.16
BLDG_00229 | Multifamily Building | Apartment Building (3 or fewer floors) | Western Montana | WHITEFISH | MT | 59937 |  | Flathead | BPA | 528.9254 |  | 21.16 |  | 3 |  | 1 |  | FLATHEAD ELECTRIC COOPERATIVE | 6395 | Y | N/A | 2017-08-28 | N/A | SITE_00848 | N/A | N/A | BPA | Oversample | 21.16
BLDG_00230 | Multifamily Building | Apartment Building (3 or fewer floors) | Western Montana | KALISPELL | MT | 59901 |  | Flathead | BPA | 528.9254 |  | 21.16 |  | 3 |  | 1 |  | FLATHEAD ELECTRIC COOPERATIVE | 6395 | Y | NORTHWESTERN ENERGY | 2017-09-20 | N/A | SITE_00849 | N/A | N/A | BPA | Oversample | 21.16
BLDG_00231 | Multifamily Building | Apartment Building (3 or fewer floors) | Western Montana | WHITEFISH | MT | 59937 |  | Flathead | BPA | 528.9254 |  | 21.16 |  | 3 |  | 1 |  | FLATHEAD ELECTRIC COOPERATIVE | 6395 | Y | NORTHWESTERN ENERGY | 2017-08-30 | N/A | SITE_00851 | N/A | N/A | BPA | Oversample | 21.16
BLDG_00232 | Multifamily Building | Apartment Building (3 or fewer floors) | Western Montana | MISSOULA | MT | 59801 |  | Missoula | Non-BPA | 1844.0942 |  | 204.9 |  | 3 |  | 1 |  | NORTHWESTERN ENERGY | 13902 | N | N/A | 2016-09-01 | N/A | SITE_00904 | N/A | N/A | Core | Core | 204.9
BLDG_00233 | Multifamily Building | Apartment Building (3 or fewer floors) | Western Montana | LIBBY | MT | 59923 |  | Lincoln | BPA | 528.9254 |  | 21.16 |  | 2 |  | 1 |  | FLATHEAD ELECTRIC COOPERATIVE | 6395 | Y | N/A | 2016-09-12 | N/A | SITE_00943 | SITE_00944 | N/A | Core | Core | 21.16
BLDG_00235 | Multifamily Building | Apartment Building (3 or fewer floors) | Western Montana | LIBBY | MT | 59923 |  | Lincoln | BPA | 528.9254 |  | 21.16 |  | 2 |  | 1 |  | FLATHEAD ELECTRIC COOPERATIVE | 6395 | Y | N/A | 2016-09-12 | N/A | SITE_00945 | N/A | N/A | Core | Core | 21.16
BLDG_00236 | Multifamily Building | Apartment Building (3 or fewer floors) | Western Montana | MISSOULA | MT | 59803 |  | Missoula | Non-BPA | 1844.0942 |  | 204.9 |  | 3 |  | 1 |  | NORTHWESTERN ENERGY | 13902 | N | N/A | 2016-08-31 | N/A | SITE_00946 | N/A | N/A | Core | Core | 204.9
BLDG_00237 | Multifamily Building | Apartment Building (3 or fewer floors) | Western Montana | MISSOULA | MT | 59801 |  | Missoula | Non-BPA | 1844.0942 |  | 204.9 |  | 3 |  | 1 |  | NORTHWESTERN ENERGY | 13902 | N | NORTHWESTERN ENERGY | 2016-07-21 | N/A | SITE_00947 | SITE_00948 | SITE_00949 | Core | Core | 204.9
BLDG_00240 | Multifamily Building | Apartment Building (3 or fewer floors) | Western Montana | COLUMBIA FALLS | MT | 59912 |  | Flathead | BPA | 528.9254 |  | 21.16 |  | 3 |  | 1 |  | FLATHEAD ELECTRIC COOPERATIVE | 6395 | Y | N/A | 2016-08-11 | N/A | SITE_00950 | N/A | N/A | Core | Core | 21.16
BLDG_00241 | Multifamily Building | Apartment Building (3 or fewer floors) | Western Montana | MISSOULA | MT | 59802 |  | Missoula | Non-BPA | 1844.0942 |  | 204.9 |  | 3 |  | 1 |  | NORTHWESTERN ENERGY | 13902 | N | N/A | 2016-07-21 | N/A | SITE_00951 | N/A | N/A | Core | Core | 204.9
BLDG_00242 | Multifamily Building | Apartment Building (3 or fewer floors) | Western Montana | MISSOULA | MT | 59802 |  | Missoula | Non-BPA | 1844.0942 |  | 204.9 |  | 3 |  | 1 |  | NORTHWESTERN ENERGY | 13902 | N | N/A | 2016-08-16 | N/A | SITE_00952 | N/A | N/A | Core | Core | 204.9
BLDG_00243 | Multifamily Building | Apartment Building (3 or fewer floors) | Western Montana | MISSOULA | MT | 59802 |  | Missoula | Non-BPA | 1844.0942 |  | 204.9 |  | 3 |  | 1 |  | NORTHWESTERN ENERGY | 13902 | N | N/A | 2016-09-10 | N/A | SITE_00953 | N/A | N/A | Core | Core | 204.9
BLDG_00244 | Multifamily Building | Apartment Building (3 or fewer floors) | Western Montana | MISSOULA | MT | 59808 |  | Missoula | Non-BPA | 1844.0942 |  | 204.9 |  | 3 |  | 1 |  | NORTHWESTERN ENERGY | 13902 | N | N/A | 2016-09-09 | N/A | SITE_00955 | N/A | N/A | Core | Core | 204.9
BLDG_00245 | Multifamily Building | Apartment Building (3 or fewer floors) | Western Montana | MISSOULA | MT | 59801 |  | Missoula | Non-BPA | 1844.0942 |  | 204.9 |  | 3 |  | 1 |  | NORTHWESTERN ENERGY | 13902 | N | NORTHWESTERN ENERGY | 2017-06-14 | N/A | SITE_00956 | N/A | N/A | Core | Core | 204.9
BLDG_00246 | Multifamily Building | Apartment Building (3 or fewer floors) | Western Montana | WHITEFISH | MT | 59937 |  | Flathead | BPA | 528.9254 |  | 21.16 |  | 3 |  | 1 |  | FLATHEAD ELECTRIC COOPERATIVE | 6395 | Y | N/A | 2016-08-13 | N/A | SITE_01054 | N/A | N/A | Core | Core | 21.16
BLDG_00247 | Multifamily Building | Apartment Building (3 or fewer floors) | Western Washington | BREMERTON | WA | 98310 |  | Kitsap | PSE - Non-King County | 291.25 |  | 29.13 |  | 1 |  | 1 |  | PUGET SOUND ENERGY | 15500 | N | N/A | 2017-03-30 | N/A | SITE_01103 | N/A | N/A | PSE | Oversample | 29.13
BLDG_00248 | Multifamily Building | Apartment Building (3 or fewer floors) | Puget Sound | PUYALLUP | WA | 98373 |  | Pierce | PSE - Non-King County | 3652.7692 |  | 117.83 |  | 1 |  | 1 |  | PUGET SOUND ENERGY | 15500 | N | N/A | 2017-02-01 | N/A | SITE_01104 | N/A | N/A | PSE | Oversample | 117.83
BLDG_00249 | Multifamily Building | Apartment Building (3 or fewer floors) | Puget Sound | MOUNT VERNON | WA | 98273 |  | Skagit | PSE - Non-King County | 3652.7692 |  | 117.83 |  | 1 |  | 1 |  | PUGET SOUND ENERGY | 15500 | N | N/A | 2017-02-14 | N/A | SITE_01105 | N/A | N/A | PSE | Oversample | 117.83
BLDG_00250 | Multifamily Building | Apartment Building (3 or fewer floors) | Puget Sound | LYNNWOOD | WA | 98087 |  | Snohomish | SnoPUD | 2183.1043 |  | 77.97 |  | 1 |  | 1 |  | SNOHOMISH PUD | 17470 | Y | PUGET SOUND ENERGY | 2017-02-11 | N/A | SITE_01106 | N/A | N/A | PSE | Oversample | 77.97
BLDG_00251 | Multifamily Building | Apartment Building (3 or fewer floors) | Puget Sound | BELLINGHAM | WA | 98226 |  | Whatcom | PSE - Non-King County | 3652.7692 |  | 117.83 |  | 1 |  | 1 |  | PUGET SOUND ENERGY | 15500 | N | N/A | 2017-02-23 | N/A | SITE_01107 | N/A | N/A | PSE | Oversample | 117.83
BLDG_00252 | Multifamily Building | Apartment Building (3 or fewer floors) | Western Washington | PORT ORCHARD | WA | 98366 |  | Kitsap | PSE - Non-King County | 291.25 |  | 29.13 |  | 1 |  | 1 |  | PUGET SOUND ENERGY | 15500 | N | N/A | 2017-02-23 | N/A | SITE_01108 | N/A | N/A | PSE | Oversample | 29.13
BLDG_00253 | Multifamily Building | Apartment Building (4 to 6 floors) | Western Washington | KINGSTON | WA | 98346 |  | Kitsap | PSE - Non-King County | 291.25 |  | 29.13 |  | 1 |  | 1 |  | PUGET SOUND ENERGY | 15500 | N | N/A | 2017-03-16 | N/A | SITE_01110 | N/A | N/A | PSE | Oversample | 29.13
BLDG_00254 | Multifamily Building | Apartment Building (3 or fewer floors) | Puget Sound | OAK HARBOR | WA | 98277 |  | Island | PSE - Non-King County | 3652.7692 |  | 117.83 |  | 1 |  | 1 |  | PUGET SOUND ENERGY | 15500 | N | N/A | 2017-02-15 | N/A | SITE_01111 | N/A | N/A | PSE | Oversample | 117.83
BLDG_00255 | Multifamily Building | Apartment Building (3 or fewer floors) | Puget Sound | OAK HARBOR | WA | 98277 |  | Island | PSE - Non-King County | 3652.7692 |  | 117.83 |  | 1 |  | 1 |  | PUGET SOUND ENERGY | 15500 | N | N/A | 2017-02-17 | N/A | SITE_01112 | N/A | N/A | PSE | Oversample | 117.83
BLDG_00256 | Multifamily Building | Apartment Building (3 or fewer floors) | Puget Sound | OLYMPIA | WA | 98516 |  | Thurston | PSE - Non-King County | 3652.7692 |  | 117.83 |  | 1 |  | 1 |  | PUGET SOUND ENERGY | 15500 | N | N/A | 2017-02-21 | N/A | SITE_01113 | N/A | N/A | PSE | Oversample | 117.83
BLDG_00257 | Multifamily Building | Apartment Building (3 or fewer floors) | Puget Sound | BURLINGTON | WA | 98233 |  | Skagit | PSE - Non-King County | 3652.7692 |  | 117.83 |  | 1 |  | 1 |  | PUGET SOUND ENERGY | 15500 | N | N/A | 2017-02-14 | N/A | SITE_01114 | N/A | N/A | PSE | Oversample | 117.83
BLDG_00258 | Multifamily Building | Apartment Building (3 or fewer floors) | Western Washington | BREMERTON | WA | 98310 |  | Kitsap | PSE - Non-King County | 291.25 |  | 29.13 |  | 1 |  | 1 |  | PUGET SOUND ENERGY | 15500 | N | N/A | 2017-03-25 | N/A | SITE_01115 | N/A | N/A | PSE | Oversample | 29.13
BLDG_00259 | Multifamily Building | Apartment Building (3 or fewer floors) | Puget Sound | BELLINGHAM | WA | 98225 |  | Whatcom | PSE - Non-King County | 3652.7692 |  | 117.83 |  | 1 |  | 1 |  | PUGET SOUND ENERGY | 15500 | N | N/A | 2017-02-22 | N/A | SITE_01116 | N/A | N/A | PSE | Oversample | 117.83
BLDG_00260 | Multifamily Building | Apartment Building (3 or fewer floors) | Puget Sound | LAKEWOOD | WA | 98439 |  | Pierce | PSE - Non-King County | 3652.7692 |  | 117.83 |  | 1 |  | 1 |  | PUGET SOUND ENERGY | 15500 | N | N/A | 2017-02-02 | N/A | SITE_01117 | N/A | N/A | PSE | Oversample | 117.83
BLDG_00261 | Multifamily Building | Apartment Building (3 or fewer floors) | Puget Sound | BELLINGHAM | WA | 98225 |  | Whatcom | PSE - Non-King County | 3652.7692 |  | 117.83 |  | 1 |  | 1 |  | PUGET SOUND ENERGY | 15500 | N | N/A | 2017-02-23 | N/A | SITE_01118 | N/A | N/A | PSE | Oversample | 117.83
BLDG_00262 | Multifamily Building | Apartment Building (3 or fewer floors) | Puget Sound | PUYALLUP | WA | 98372 |  | Pierce | PSE - Non-King County | 3652.7692 |  | 117.83 |  | 1 |  | 1 |  | PUGET SOUND ENERGY | 15500 | N | N/A | 2017-02-01 | N/A | SITE_01119 | N/A | N/A | PSE | Oversample | 117.83
BLDG_00263 | Multifamily Building | Apartment Building (3 or fewer floors) | Puget Sound | PUYALLUP | WA | 98372 |  | Pierce | PSE - Non-King County | 3652.7692 |  | 117.83 |  | 1 |  | 1 |  | PUGET SOUND ENERGY | 15500 | N | N/A | 2017-02-01 | N/A | SITE_01120 | N/A | N/A | PSE | Oversample | 117.83
BLDG_00264 | Multifamily Building | Apartment Building (3 or fewer floors) | Puget Sound | BELLINGHAM | WA | 98226 |  | Whatcom | PSE - Non-King County | 3652.7692 |  | 117.83 |  | 1 |  | 1 |  | PUGET SOUND ENERGY | 15500 | N | N/A | 2017-02-25 | N/A | SITE_01121 | N/A | N/A | PSE | Oversample | 117.83
BLDG_00265 | Multifamily Building | Apartment Building (3 or fewer floors) | Puget Sound | OAK HARBOR | WA | 98277 |  | Island | PSE - Non-King County | 3652.7692 |  | 117.83 |  | 1 |  | 1 |  | PUGET SOUND ENERGY | 15500 | N | N/A | 2017-02-15 | N/A | SITE_01122 | N/A | N/A | PSE | Oversample | 117.83
BLDG_00266 | Multifamily Building | Apartment Building (4 to 6 floors) | Puget Sound | MUKILTEO | WA | 98275 |  | Snohomish | SnoPUD | 2183.1043 |  | 77.97 |  | 1 |  | 1 |  | SNOHOMISH PUD | 17470 | Y | PUGET SOUND ENERGY | 2017-02-11 | N/A | SITE_01123 | N/A | N/A | PSE | Oversample | 77.97
BLDG_00267 | Multifamily Building | Apartment Building (3 or fewer floors) | Puget Sound | EDMONDS | WA | 98020 |  | Snohomish | SnoPUD | 2183.1043 |  | 77.97 |  | 1 |  | 1 |  | SNOHOMISH PUD | 17470 | Y | PUGET SOUND ENERGY | 2017-03-03 | N/A | SITE_01124 | N/A | N/A | PSE | Oversample | 77.97
BLDG_00268 | Multifamily Building | Apartment Building (3 or fewer floors) | Puget Sound | PUYALLUP | WA | 98371 |  | Pierce | PSE - Non-King County | 3652.7692 |  | 117.83 |  | 1 |  | 1 |  | PUGET SOUND ENERGY | 15500 | N | N/A | 2017-02-02 | N/A | SITE_01125 | N/A | N/A | PSE | Oversample | 117.83
BLDG_00269 | Multifamily Building | Apartment Building (3 or fewer floors) | Puget Sound | BLAINE | WA | 98230 |  | Whatcom | PSE - Non-King County | 3652.7692 |  | 117.83 |  | 1 |  | 1 |  | PUGET SOUND ENERGY | 15500 | N | N/A | 2017-02-24 | N/A | SITE_01126 | N/A | N/A | PSE | Oversample | 117.83
BLDG_00270 | Multifamily Building | Apartment Building (3 or fewer floors) | Western Washington | PORT ORCHARD | WA | 98366 |  | Kitsap | PSE - Non-King County | 291.25 |  | 29.13 |  | 1 |  | 1 |  | PUGET SOUND ENERGY | 15500 | N | N/A | 2017-03-03 | N/A | SITE_01127 | N/A | N/A | PSE | Oversample | 29.13
BLDG_00271 | Multifamily Building | Apartment Building (3 or fewer floors) | Puget Sound | FEDERAL WAY | WA | 98001 |  | King | PSE - King County | 4650.537 |  | 89.43 |  | 1 |  | 1 |  | PUGET SOUND ENERGY | 15500 | N | N/A | 2017-02-03 | N/A | SITE_01128 | N/A | N/A | Core | Core | 89.43
BLDG_00272 | Multifamily Building | Apartment Building (3 or fewer floors) | Puget Sound | AUBURN | WA | 98002 |  | King | PSE - King County | 4650.537 |  | 89.43 |  | 1 |  | 1 |  | PUGET SOUND ENERGY | 15500 | N | N/A | 2017-02-03 | N/A | SITE_01129 | N/A | N/A | Core | Core | 89.43
BLDG_00273 | Multifamily Building | Apartment Building (3 or fewer floors) | Puget Sound | KENT | WA | 98030 |  | King | PSE - King County | 4650.537 |  | 89.43 |  | 1 |  | 1 |  | PUGET SOUND ENERGY | 15500 | N | N/A | 2017-02-06 | N/A | SITE_01130 | N/A | N/A | Core | Core | 89.43
BLDG_00274 | Multifamily Building | Apartment Building (3 or fewer floors) | Puget Sound | BELLEVUE | WA | 98004 |  | King | PSE - King County | 4650.537 |  | 89.43 |  | 1 |  | 1 |  | PUGET SOUND ENERGY | 15500 | N | N/A | 2017-03-01 | N/A | SITE_01131 | N/A | N/A | Core | Core | 89.43
BLDG_00275 | Multifamily Building | Apartment Building (3 or fewer floors) | Puget Sound | BELLEVUE | WA | 98007 |  | King | PSE - King County | 4650.537 |  | 89.43 |  | 1 |  | 1 |  | PUGET SOUND ENERGY | 15500 | N | N/A | 2017-02-09 | N/A | SITE_01132 | N/A | N/A | Core | Core | 89.43
BLDG_00276 | Multifamily Building | Apartment Building (3 or fewer floors) | Puget Sound | BELLEVUE | WA | 98007 |  | King | PSE - King County | 4650.537 |  | 89.43 |  | 1 |  | 1 |  | PUGET SOUND ENERGY | 15500 | N | N/A | 2017-02-16 | N/A | SITE_01133 | N/A | N/A | Core | Core | 89.43
BLDG_00277 | Multifamily Building | Apartment Building (3 or fewer floors) | Puget Sound | BOTHELL | WA | 98012 |  | Snohomish | SnoPUD | 2183.1043 |  | 77.97 |  | 1 |  | 1 |  | SNOHOMISH PUD | 17470 | Y | N/A | 2017-02-07 | N/A | SITE_01134 | N/A | N/A | Core | Core | 77.97
BLDG_00278 | Multifamily Building | Apartment Building (4 to 6 floors) | Puget Sound | BOTHELL | WA | 98012 |  | Snohomish | SnoPUD | 2183.1043 |  | 77.97 |  | 1 |  | 1 |  | SNOHOMISH PUD | 17470 | Y | N/A | 2017-02-08 | N/A | SITE_01135 | N/A | N/A | Core | Core | 77.97
BLDG_00279 | Multifamily Building | Apartment Building (3 or fewer floors) | Puget Sound | BOTHELL | WA | 98012 |  | Snohomish | SnoPUD | 2183.1043 |  | 77.97 |  | 1 |  | 1 |  | SNOHOMISH PUD | 17470 | Y | N/A | 2017-03-04 | N/A | SITE_01136 | N/A | N/A | Core | Core | 77.97
BLDG_00280 | Multifamily Building | Apartment Building (4 to 6 floors) | Puget Sound | KENMORE | WA | 98028 |  | King | PSE - King County | 4650.537 |  | 89.43 |  | 1 |  | 1 |  | PUGET SOUND ENERGY | 15500 | N | N/A | 2017-03-06 | N/A | SITE_01138 | N/A | N/A | Core | Core | 89.43
BLDG_00281 | Multifamily Building | Apartment Building (3 or fewer floors) | Puget Sound | KIRKLAND | WA | 98033 |  | King | PSE - King County | 4650.537 |  | 89.43 |  | 1 |  | 1 |  | PUGET SOUND ENERGY | 15500 | N | PUGET SOUND ENERGY | 2017-02-10 | N/A | SITE_01139 | N/A | N/A | Core | Core | 89.43
BLDG_00282 | Multifamily Building | Apartment Building (4 to 6 floors) | Puget Sound | MERCER ISLAND | WA | 98040 |  | King | PSE - King County | 4650.537 |  | 89.43 |  | 1 |  | 1 |  | PUGET SOUND ENERGY | 15500 | N | N/A | 2017-02-08 | N/A | SITE_01140 | N/A | N/A | Core | Core | 89.43
BLDG_00283 | Multifamily Building | Apartment Building (4 to 6 floors) | Puget Sound | REDMOND | WA | 98052 |  | King | PSE - King County | 4650.537 |  | 89.43 |  | 1 |  | 1 |  | PUGET SOUND ENERGY | 15500 | N | N/A | 2017-03-29 | N/A | SITE_01141 | N/A | N/A | Core | Core | 89.43
BLDG_00284 | Multifamily Building | Apartment Building (3 or fewer floors) | Puget Sound | LYNNWOOD | WA | 98087 |  | Snohomish | SnoPUD | 2183.1043 |  | 77.97 |  | 1 |  | 1 |  | SNOHOMISH PUD | 17470 | Y | N/A | 2017-02-10 | N/A | SITE_01142 | N/A | N/A | Core | Core | 77.97
BLDG_00285 | Multifamily Building | Apartment Building (3 or fewer floors) | Puget Sound | LYNNWOOD | WA | 98087 |  | Snohomish | SnoPUD | 2183.1043 |  | 77.97 |  | 1 |  | 1 |  | SNOHOMISH PUD | 17470 | Y | N/A | 2017-03-06 | N/A | SITE_01143 | N/A | N/A | Core | Core | 77.97
BLDG_00286 | Multifamily Building | Apartment Building (3 or fewer floors) | Puget Sound | LYNNWOOD | WA | 98087 |  | King | SnoPUD | 2183.1043 |  | 77.97 |  | 1 |  | 1 |  | SNOHOMISH PUD | 17470 | Y | N/A | 2017-02-07 | N/A | SITE_01144 | N/A | N/A | Core | Core | 77.97
BLDG_00287 | Multifamily Building | Apartment Building (3 or fewer floors) | Puget Sound | LYNNWOOD | WA | 98087 |  | Snohomish | SnoPUD | 2183.1043 |  | 77.97 |  | 1 |  | 1 |  | SNOHOMISH PUD | 17470 | Y | N/A | 2017-02-08 | N/A | SITE_01145 | N/A | N/A | Core | Core | 77.97
BLDG_00288 | Multifamily Building | Apartment Building (3 or fewer floors) | Puget Sound | AUBURN | WA | 98092 |  | King | PSE - King County | 4650.537 |  | 89.43 |  | 1 |  | 1 |  | PUGET SOUND ENERGY | 15500 | N | N/A | 2017-03-30 | N/A | SITE_01146 | N/A | N/A | Core | Core | 89.43
BLDG_00289 | Multifamily Building | Apartment Building (4 to 6 floors) | Puget Sound | SEATTLE | WA | 98101 |  | King | SCL | 2632.6766 |  | 37.08 |  | 1 |  | 1 |  | SEATTLE CITY LIGHT | 16868 | Y | N/A | 2017-02-03 | N/A | SITE_01147 | N/A | N/A | Core | Core | 37.08
BLDG_00291 | Multifamily Building | Apartment Building (4 to 6 floors) | Puget Sound | SEATTLE | WA | 98105 |  | King | SCL | 2632.6766 |  | 37.08 |  | 1 |  | 1 |  | SEATTLE CITY LIGHT | 16868 | Y | N/A | 2017-02-02 | N/A | SITE_01149 | N/A | N/A | Core | Core | 37.08
BLDG_00292 | Multifamily Building | Apartment Building (More than 6 floors) | Puget Sound | SEATTLE | WA | 98105 |  | King | SCL | 2632.6766 |  | 37.08 |  | 1 |  | 1 |  | SEATTLE CITY LIGHT | 16868 | Y | N/A | 2017-02-02 | N/A | SITE_01150 | N/A | N/A | Core | Core | 37.08
BLDG_00293 | Multifamily Building | Apartment Building (More than 6 floors) | Puget Sound | SEATTLE | WA | 98109 |  | King | SCL | 2632.6766 |  | 37.08 |  | 1 |  | 1 |  | SEATTLE CITY LIGHT | 16868 | Y | N/A | 2017-02-03 | N/A | SITE_01153 | N/A | N/A | Core | Core | 37.08
BLDG_00294 | Multifamily Building | Apartment Building (4 to 6 floors) | Puget Sound | SEATTLE | WA | 98109 |  | King | SCL | 2632.6766 |  | 37.08 |  | 1 |  | 1 |  | SEATTLE CITY LIGHT | 16868 | Y | N/A | 2017-02-15 | N/A | SITE_01154 | N/A | N/A | Core | Core | 37.08
BLDG_00295 | Multifamily Building | Apartment Building (3 or fewer floors) | Puget Sound | SEATTLE | WA | 98115 |  | King | SCL | 2632.6766 |  | 37.08 |  | 1 |  | 1 |  | SEATTLE CITY LIGHT | 16868 | Y | N/A | 2017-02-17 | N/A | SITE_01155 | N/A | N/A | Core | Core | 37.08
BLDG_00296 | Multifamily Building | Apartment Building (3 or fewer floors) | Puget Sound | SEATTLE | WA | 98117 |  | King | SCL | 2632.6766 |  | 37.08 |  | 1 |  | 1 |  | SEATTLE CITY LIGHT | 16868 | Y | N/A | 2017-02-07 | N/A | SITE_01156 | N/A | N/A | Core | Core | 37.08
BLDG_00297 | Multifamily Building | Apartment Building (3 or fewer floors) | Puget Sound | SEATTLE | WA | 98118 |  | King | SCL | 2632.6766 |  | 37.08 |  | 1 |  | 1 |  | SEATTLE CITY LIGHT | 16868 | Y | N/A | 2017-02-22 | N/A | SITE_01157 | N/A | N/A | Core | Core | 37.08
BLDG_00298 | Multifamily Building | Apartment Building (More than 6 floors) | Puget Sound | SEATTLE | WA | 98121 |  | King | SCL | 2632.6766 |  | 37.08 |  | 1 |  | 1 |  | SEATTLE CITY LIGHT | 16868 | Y | N/A | 2017-02-02 | N/A | SITE_01158 | N/A | N/A | Core | Core | 37.08
BLDG_00299 | Multifamily Building | Apartment Building (3 or fewer floors) | Puget Sound | SEATTLE | WA | 98122 |  | King | SCL | 2632.6766 |  | 37.08 |  | 1 |  | 1 |  | SEATTLE CITY LIGHT | 16868 | Y | N/A | 2017-02-07 | N/A | SITE_01159 | N/A | N/A | Core | Core | 37.08
BLDG_00300 | Multifamily Building | Apartment Building (4 to 6 floors) | Puget Sound | SEATTLE | WA | 98122 |  | King | SCL | 2632.6766 |  | 37.08 |  | 1 |  | 1 |  | SEATTLE CITY LIGHT | 16868 | Y | N/A | 2017-02-07 | N/A | SITE_01160 | N/A | N/A | Core | Core | 37.08
BLDG_00301 | Multifamily Building | Apartment Building (4 to 6 floors) | Puget Sound | SEATTLE | WA | 98122 |  | King | SCL | 2632.6766 |  | 37.08 |  | 1 |  | 1 |  | SEATTLE CITY LIGHT | 16868 | Y | N/A | 2017-02-07 | N/A | SITE_01161 | N/A | N/A | Core | Core | 37.08
BLDG_00302 | Multifamily Building | Apartment Building (More than 6 floors) | Puget Sound | SEATTLE | WA | 98125 |  | King | SCL | 2632.6766 |  | 37.08 |  | 1 |  | 1 |  | SEATTLE CITY LIGHT | 16868 | Y | N/A | 2017-02-08 | N/A | SITE_01163 | N/A | N/A | Core | Core | 37.08
BLDG_00303 | Multifamily Building | Apartment Building (4 to 6 floors) | Puget Sound | SEATTLE | WA | 98125 |  | King | SCL | 2632.6766 |  | 37.08 |  | 1 |  | 1 |  | SEATTLE CITY LIGHT | 16868 | Y | N/A | 2017-02-07 | N/A | SITE_01164 | N/A | N/A | Core | Core | 37.08
BLDG_00304 | Multifamily Building | Apartment Building (4 to 6 floors) | Puget Sound | SEATTLE | WA | 98126 |  | King | SCL | 2632.6766 |  | 37.08 |  | 1 |  | 1 |  | SEATTLE CITY LIGHT | 16868 | Y | N/A | 2017-02-11 | N/A | SITE_01165 | N/A | N/A | Core | Core | 37.08
BLDG_00305 | Multifamily Building | Apartment Building (4 to 6 floors) | Puget Sound | SEATTLE | WA | 98115 |  | King | SCL | 2632.6766 |  | 37.08 |  | 1 |  | 1 |  | SEATTLE CITY LIGHT | 16868 | Y | N/A | 2017-02-07 | N/A | SITE_01166 | N/A | N/A | Core | Core | 37.08
BLDG_00306 | Multifamily Building | Apartment Building (3 or fewer floors) | Puget Sound | SEATTLE | WA | 98146 |  | King | SCL | 2632.6766 |  | 37.08 |  | 1 |  | 1 |  | SEATTLE CITY LIGHT | 16868 | Y | N/A | 2017-03-23 | N/A | SITE_01167 | N/A | N/A | Core | Core | 37.08
BLDG_00307 | Multifamily Building | Apartment Building (3 or fewer floors) | Puget Sound | SEATTLE | WA | 98146 |  | King | SCL | 2632.6766 |  | 37.08 |  | 1 |  | 1 |  | SEATTLE CITY LIGHT | 16868 | Y | N/A | 2017-02-20 | N/A | SITE_01168 | N/A | N/A | Core | Core | 37.08
BLDG_00308 | Multifamily Building | Apartment Building (3 or fewer floors) | Puget Sound | BURIEN | WA | 98148 |  | King | SCL | 2632.6766 |  | 37.08 |  | 1 |  | 1 |  | SEATTLE CITY LIGHT | 16868 | Y | N/A | 2017-02-25 | N/A | SITE_01169 | N/A | N/A | Core | Core | 37.08
BLDG_00309 | Multifamily Building | Apartment Building (4 to 6 floors) | Puget Sound | TUKWILA | WA | 98188 |  | King | PSE - King County | 4650.537 |  | 89.43 |  | 1 |  | 1 |  | PUGET SOUND ENERGY | 15500 | N | N/A | 2017-02-06 | N/A | SITE_01170 | N/A | N/A | Core | Core | 89.43
BLDG_00310 | Multifamily Building | Apartment Building (4 to 6 floors) | Puget Sound | SEATTLE | WA | 98199 |  | Pierce | SCL | 2632.6766 |  | 37.08 |  | 1 |  | 1 |  | SEATTLE CITY LIGHT | 16868 | Y | N/A | 2017-02-03 | N/A | SITE_01171 | N/A | N/A | Core | Core | 37.08
BLDG_00311 | Multifamily Building | Apartment Building (3 or fewer floors) | Puget Sound | EVERETT | WA | 98204 |  | Snohomish | SnoPUD | 2183.1043 |  | 77.97 |  | 1 |  | 1 |  | SNOHOMISH PUD | 17470 | Y | N/A | 2017-03-31 | N/A | SITE_01172 | N/A | N/A | Core | Core | 77.97
BLDG_00312 | Multifamily Building | Apartment Building (3 or fewer floors) | Puget Sound | BELLINGHAM | WA | 98225 |  | Whatcom | PSE - Non-King County | 3652.7692 |  | 117.83 |  | 1 |  | 1 |  | PUGET SOUND ENERGY | 15500 | N | N/A | 2017-02-22 | N/A | SITE_01173 | N/A | N/A | Core | Core | 117.83
BLDG_00313 | Multifamily Building | Apartment Building (3 or fewer floors) | Puget Sound | BELLINGHAM | WA | 98225 |  | Whatcom | PSE - Non-King County | 3652.7692 |  | 117.83 |  | 1 |  | 1 |  | PUGET SOUND ENERGY | 15500 | N | N/A | 2017-02-22 | N/A | SITE_01174 | N/A | N/A | Core | Core | 117.83
BLDG_00314 | Multifamily Building | Apartment Building (3 or fewer floors) | Puget Sound | BELLINGHAM | WA | 98225 |  | Whatcom | PSE - Non-King County | 3652.7692 |  | 117.83 |  | 1 |  | 1 |  | PUGET SOUND ENERGY | 15500 | N | N/A | 2017-03-01 | N/A | SITE_01175 | N/A | N/A | Core | Core | 117.83
BLDG_00315 | Multifamily Building | Apartment Building (3 or fewer floors) | Puget Sound | OAK HARBOR | WA | 98277 |  | Island | PSE - Non-King County | 3652.7692 |  | 117.83 |  | 1 |  | 1 |  | PUGET SOUND ENERGY | 15500 | N | N/A | 2017-02-22 | N/A | SITE_01176 | N/A | N/A | Core | Core | 117.83
BLDG_00316 | Multifamily Building | Apartment Building (3 or fewer floors) | Puget Sound | SEDRO WOOLLEY | WA | 98284 |  | Skagit | PSE - Non-King County | 3652.7692 |  | 117.83 |  | 1 |  | 1 |  | PUGET SOUND ENERGY | 15500 | N | PUGET SOUND ENERGY | 2017-02-14 | N/A | SITE_01178 | N/A | N/A | Core | Core | 117.83
BLDG_00317 | Multifamily Building | Apartment Building (3 or fewer floors) | Puget Sound | PUYALLUP | WA | 98371 |  | Pierce | PSE - Non-King County | 3652.7692 |  | 117.83 |  | 1 |  | 1 |  | PUGET SOUND ENERGY | 15500 | N | N/A | 2017-02-01 | N/A | SITE_01179 | N/A | N/A | Core | Core | 117.83
BLDG_00318 | Multifamily Building | Apartment Building (3 or fewer floors) | Puget Sound | BONNEY LAKE | WA | 98391 |  | Pierce | PSE - Non-King County | 3652.7692 |  | 117.83 |  | 1 |  | 1 |  | PUGET SOUND ENERGY | 15500 | N | N/A | 2017-02-23 | N/A | SITE_01181 | N/A | N/A | Core | Core | 117.83
BLDG_00319 | Multifamily Building | Apartment Building (3 or fewer floors) | Puget Sound | TACOMA | WA | 98408 |  | Pierce | BPA | 2434.1153 |  | 162.27 |  | 1 |  | 1 |  | CITY OF TACOMA | 18429 | Y | N/A | 2017-02-20 | N/A | SITE_01182 | N/A | N/A | Core | Core | 162.27
BLDG_00320 | Multifamily Building | Apartment Building (3 or fewer floors) | Puget Sound | TACOMA | WA | 98409 |  | Pierce | BPA | 2434.1153 |  | 162.27 |  | 1 |  | 1 |  | CITY OF TACOMA | 18429 | Y | N/A | 2017-02-22 | N/A | SITE_01183 | N/A | N/A | Core | Core | 162.27
BLDG_00321 | Multifamily Building | Apartment Building (3 or fewer floors) | Puget Sound | TACOMA | WA | 98409 |  | Pierce | BPA | 2434.1153 |  | 162.27 |  | 1 |  | 1 |  | CITY OF TACOMA | 18429 | Y | N/A | 2017-01-31 | N/A | SITE_01184 | N/A | N/A | Core | Core | 162.27
BLDG_00322 | Multifamily Building | Apartment Building (3 or fewer floors) | Puget Sound | TACOMA | WA | 98444 |  | Pierce | BPA | 2434.1153 |  | 162.27 |  | 1 |  | 1 |  | ELMHURST MUTUAL POWER AND LIGHT | 5832 | Y | N/A | 2017-02-01 | N/A | SITE_01185 | N/A | N/A | Core | Core | 162.27
BLDG_00323 | Multifamily Building | Apartment Building (3 or fewer floors) | Puget Sound | LAKEWOOD | WA | 98498 |  | Pierce | PSE - Non-King County | 3652.7692 |  | 117.83 |  | 1 |  | 1 |  | PUGET SOUND ENERGY | 15500 | N | N/A | 2017-01-31 | N/A | SITE_01186 | N/A | N/A | Core | Core | 117.83
BLDG_00324 | Multifamily Building | Apartment Building (3 or fewer floors) | Puget Sound | UNIVERSITY PLACE | WA | 98467 |  | Pierce | BPA | 2434.1153 |  | 162.27 |  | 1 |  | 1 |  | CITY OF TACOMA | 18429 | Y | N/A | 2017-02-03 | N/A | SITE_01187 | N/A | N/A | Core | Core | 162.27
BLDG_00325 | Multifamily Building | Apartment Building (3 or fewer floors) | Puget Sound | LAKEWOOD | WA | 98499 |  | Pierce | BPA | 2434.1153 |  | 162.27 |  | 1 |  | 1 |  | LAKEVIEW POWER & LIGHT | 10627 | Y | N/A | 2017-03-14 | N/A | SITE_01188 | N/A | N/A | Core | Core | 162.27
BLDG_00326 | Multifamily Building | Apartment Building (3 or fewer floors) | Puget Sound | LAKEWOOD | WA | 98499 |  | Pierce | BPA | 2434.1153 |  | 162.27 |  | 1 |  | 1 |  | LAKEVIEW POWER & LIGHT | 10627 | Y | N/A | 2017-01-31 | N/A | SITE_01189 | N/A | N/A | Core | Core | 162.27
BLDG_00327 | Multifamily Building | Apartment Building (3 or fewer floors) | Puget Sound | OLYMPIA | WA | 98502 |  | Thurston | PSE - Non-King County | 3652.7692 |  | 117.83 |  | 1 |  | 1 |  | PUGET SOUND ENERGY | 15500 | N | N/A | 2017-02-21 | N/A | SITE_01190 | N/A | N/A | Core | Core | 117.83
BLDG_00328 | Multifamily Building | Apartment Building (3 or fewer floors) | Puget Sound | BELLINGHAM | WA | 98225 |  | Whatcom | PSE - Non-King County | 3652.7692 |  | 117.83 |  | 1 |  | 1 |  | PUGET SOUND ENERGY | 15500 | N | N/A | 2017-06-09 | N/A | SITE_01191 | N/A | N/A | Core | Core | 117.83
BLDG_00329 | Multifamily Building | Apartment Building (3 or fewer floors) | Eastern Oregon | HOOD RIVER | OR | 97031 |  | Hood River | BPA | 851.4231 |  | 94.6 |  | 1 |  | 1 |  | HOOD RIVER ELECTRIC COOPERATIVE | 8830 | Y | N/A | 2017-05-03 | N/A | SITE_01230 | N/A | N/A | Core | Core | 94.6
BLDG_00330 | Multifamily Building | Apartment Building (3 or fewer floors) | Eastern Oregon | THE DALLES | OR | 97058 |  | Wasco | BPA | 851.4231 |  | 94.6 |  | 1 |  | 3 |  | NORTHERN WASCO COUNTY PUD | 13788 | Y | N/A | 2017-05-02 | N/A | SITE_01231 | N/A | N/A | BPA | Oversample | 94.6
BLDG_00331 | Multifamily Building | Apartment Building (3 or fewer floors) | Eastern Oregon | MADRAS | OR | 97741 |  | Jefferson | Non-BPA | 663.873 |  | 82.98 |  | 2 |  | 1 |  | PACIFIC POWER | 14354 | N | N/A | 2017-05-05 | N/A | SITE_01232 | N/A | N/A | Core | Core | 82.98
BLDG_00332 | Multifamily Building | Apartment Building (3 or fewer floors) | Eastern Oregon | MADRAS | OR | 97741 |  | Jefferson | Non-BPA | 663.873 |  | 82.98 |  | 2 |  | 1 |  | PACIFIC POWER | 14354 | N | N/A | 2017-04-27 | N/A | SITE_01233 | N/A | N/A | Core | Core | 82.98
BLDG_00333 | Multifamily Building | Apartment Building (3 or fewer floors) | Eastern Oregon | MADRAS | OR | 97741 |  | Jefferson | Non-BPA | 663.873 |  | 82.98 |  | 2 |  | 1 |  | PACIFIC POWER | 14354 | N | N/A | 2017-04-12 | N/A | SITE_01234 | N/A | N/A | Core | Core | 82.98
BLDG_00334 | Multifamily Building | Apartment Building (3 or fewer floors) | Eastern Oregon | MADRAS | OR | 97741 |  | Jefferson | Non-BPA | 663.873 |  | 82.98 |  | 2 |  | 1 |  | PACIFIC POWER | 14354 | N | N/A | 2017-04-27 | N/A | SITE_01235 | N/A | N/A | Core | Core | 82.98
BLDG_00335 | Multifamily Building | Apartment Building (3 or fewer floors) | Eastern Oregon | BAKER CITY | OR | 97814 |  | Baker | BPA | 851.4231 |  | 94.6 |  | 2 |  | 1 |  | OREGON TRAIL ELECTRIC COOPERATIVE | 14109 | Y | N/A | 2017-04-11 | N/A | SITE_01236 | N/A | N/A | BPA | Oversample | 94.6
BLDG_00336 | Multifamily Building | Apartment Building (3 or fewer floors) | Eastern Oregon | BOARDMAN | OR | 97818 |  | Morrow | BPA | 851.4231 |  | 94.6 |  | 1 |  | 2 |  | UMATILLA ELECTRIC COOPERATIVE | 19325 | Y | N/A | 2017-08-04 | N/A | SITE_01237 | N/A | N/A | BPA | Oversample | 94.6
BLDG_00337 | Multifamily Building | Apartment Building (3 or fewer floors) | Eastern Oregon | ISLAND CITY | OR | 97850 |  | Union | BPA | 851.4231 |  | 94.6 |  | 2 |  | 2 |  | OREGON TRAIL ELECTRIC COOPERATIVE | 14109 | Y | N/A | 2017-04-05 | N/A | SITE_01239 | N/A | N/A | BPA | Oversample | 94.6
BLDG_00338 | Multifamily Building | Apartment Building (3 or fewer floors) | Western Oregon | CANBY | OR | 97013 |  | Clackamas | BPA | 2790.9631 |  | 47.3 |  | 1 |  | 2 |  | CANBY UTILITY BOARD | 2955 | Y | N/A | 2017-08-02 | N/A | SITE_01241 | N/A | N/A | BPA | Oversample | 47.3
BLDG_00339 | Multifamily Building | Apartment Building (3 or fewer floors) | Western Oregon | SAINT HELENS | OR | 97051 |  | Columbia | BPA | 2790.9631 |  | 47.3 |  | 1 |  | 1 |  | COLUMBIA RIVER PUD | 40438 | Y | N/A | 2017-08-15 | N/A | SITE_01242 | N/A | N/A | BPA | Oversample | 47.3
BLDG_00340 | Multifamily Building | Apartment Building (3 or fewer floors) | Western Oregon | FOREST GROVE | OR | 97116 |  | Washington | BPA | 2790.9631 |  | 47.3 |  | 1 |  | 1 |  | CITY OF FOREST GROVE | 6582 | Y | N/A | 2017-07-26 | N/A | SITE_01243 | N/A | N/A | BPA | Oversample | 47.3
BLDG_00341 | Multifamily Building | Apartment Building (3 or fewer floors) | Western Oregon | SALEM | Or | 97301 |  | Marion | Non-BPA | 12217.3071 |  | 239.56 |  | 1 |  | 1 |  | PORTLAND GENERAL ELECTRIC | 15248 | N | N/A | 2017-09-29 | N/A | SITE_01245 | N/A | N/A | BPA | Oversample | 239.56
BLDG_00342 | Multifamily Building | Apartment Building (3 or fewer floors) | Western Oregon | NEWPORT | OR | 97365 |  | Lincoln | BPA | 2790.9631 |  | 47.3 |  | 1 |  | 1 |  | CENTRAL LINCOLN PUD | 3264 | Y | N/A | 2017-09-07 | N/A | SITE_01246 | N/A | N/A | BPA | Oversample | 47.3
BLDG_00343 | Multifamily Building | Apartment Building (3 or fewer floors) | Western Oregon | EUGENE | OR | 97401 |  | Lane | BPA | 2790.9631 |  | 47.3 |  | 1 |  | 1 |  | EUGENE WATER AND ELECTRIC BOARD | 6013 | Y | N/A | 2017-09-06 | N/A | SITE_01248 | N/A | N/A | BPA | Oversample | 47.3
BLDG_00344 | Multifamily Building | Apartment Building (3 or fewer floors) | Western Oregon | EUGENE | OR | 97401 |  | Lane | BPA | 2790.9631 |  | 47.3 |  | 1 |  | 1 |  | EUGENE WATER AND ELECTRIC BOARD | 6013 | Y | N/A | 2017-09-27 | N/A | SITE_01249 | N/A | N/A | BPA | Oversample | 47.3
BLDG_00345 | Multifamily Building | Apartment Building (4 to 6 floors) | Western Oregon | EUGENE | OR | 97401 |  | Lane | BPA | 2790.9631 |  | 47.3 |  | 1 |  | 1 |  | EUGENE WATER AND ELECTRIC BOARD | 6013 | Y | N/A | 2017-09-27 | N/A | SITE_01250 | N/A | N/A | BPA | Oversample | 47.3
BLDG_00346 | Multifamily Building | Apartment Building (4 to 6 floors) | Western Oregon | EUGENE | OR | 97401 |  | Lane | BPA | 2790.9631 |  | 47.3 |  | 1 |  | 1 |  | EUGENE WATER AND ELECTRIC BOARD | 6013 | Y | N/A | 2017-08-17 | N/A | SITE_01251 | N/A | N/A | BPA | Oversample | 47.3
BLDG_00347 | Multifamily Building | Apartment Building (3 or fewer floors) | Western Oregon | EUGENE | OR | 97401 |  | Lane | BPA | 2790.9631 |  | 47.3 |  | 1 |  | 1 |  | EUGENE WATER AND ELECTRIC BOARD | 6013 | Y | N/A | 2017-09-29 | N/A | SITE_01252 | N/A | N/A | BPA | Oversample | 47.3
BLDG_00348 | Multifamily Building | Apartment Building (3 or fewer floors) | Western Oregon | EUGENE | OR | 97401 |  | Lane | BPA | 2790.9631 |  | 47.3 |  | 1 |  | 1 |  | EUGENE WATER AND ELECTRIC BOARD | 6013 | Y | N/A | 2017-08-05 | N/A | SITE_01253 | N/A | N/A | BPA | Oversample | 47.3
BLDG_00349 | Multifamily Building | Apartment Building (3 or fewer floors) | Western Oregon | EUGENE | OR | 97401 |  | Lane | BPA | 2790.9631 |  | 47.3 |  | 1 |  | 1 |  | EUGENE WATER AND ELECTRIC BOARD | 6013 | Y | N/A | 2017-08-02 | N/A | SITE_01255 | N/A | N/A | BPA | Oversample | 47.3
BLDG_00350 | Multifamily Building | Apartment Building (3 or fewer floors) | Western Oregon | EUGENE | OR | 97401 |  | Lane | BPA | 2790.9631 |  | 47.3 |  | 1 |  | 1 |  | EUGENE WATER AND ELECTRIC BOARD | 6013 | Y | N/A | 2017-08-05 | N/A | SITE_01256 | N/A | N/A | BPA | Oversample | 47.3
BLDG_00351 | Multifamily Building | Apartment Building (3 or fewer floors) | Western Oregon | EUGENE | OR | 97401 |  | Lane | BPA | 2790.9631 |  | 47.3 |  | 1 |  | 1 |  | EUGENE WATER AND ELECTRIC BOARD | 6013 | Y | NW NATURAL GAS | 2017-09-27 | N/A | SITE_01257 | N/A | N/A | BPA | Oversample | 47.3
BLDG_00352 | Multifamily Building | Apartment Building (3 or fewer floors) | Western Oregon | EUGENE | OR | 97401 |  | Lane | BPA | 2790.9631 |  | 47.3 |  | 1 |  | 1 |  | EUGENE WATER AND ELECTRIC BOARD | 6013 | Y | N/A | 2017-09-09 | N/A | SITE_01258 | N/A | N/A | BPA | Oversample | 47.3
BLDG_00353 | Multifamily Building | Apartment Building (3 or fewer floors) | Western Oregon | EUGENE | OR | 97402 |  | Lane | BPA | 2790.9631 |  | 47.3 |  | 1 |  | 1 |  | EUGENE WATER AND ELECTRIC BOARD | 6013 | Y | N/A | 2017-09-08 | N/A | SITE_01260 | SITE_01261 | N/A | BPA | Oversample | 47.3
BLDG_00354 | Multifamily Building | Apartment Building (3 or fewer floors) | Western Oregon | EUGENE | OR | 97402 |  | Lane | BPA | 2790.9631 |  | 47.3 |  | 1 |  | 1 |  | EUGENE WATER AND ELECTRIC BOARD | 6013 | Y | N/A | 2017-07-28 | N/A | SITE_01262 | N/A | N/A | BPA | Oversample | 47.3
BLDG_00355 | Multifamily Building | Apartment Building (3 or fewer floors) | Western Oregon | EUGENE | OR | 97402 |  | Lane | BPA | 2790.9631 |  | 47.3 |  | 1 |  | 1 |  | EUGENE WATER AND ELECTRIC BOARD | 6013 | Y | N/A | 2017-07-27 | N/A | SITE_01263 | N/A | N/A | BPA | Oversample | 47.3
BLDG_00356 | Multifamily Building | Apartment Building (3 or fewer floors) | Western Oregon | EUGENE | OR | 97402 |  | Lane | BPA | 2790.9631 |  | 47.3 |  | 1 |  | 1 |  | EUGENE WATER AND ELECTRIC BOARD | 6013 | Y | N/A | 2017-09-06 | N/A | SITE_01264 | N/A | N/A | BPA | Oversample | 47.3
BLDG_00357 | Multifamily Building | Apartment Building (3 or fewer floors) | Western Oregon | EUGENE | OR | 97402 |  | Lane | BPA | 2790.9631 |  | 47.3 |  | 1 |  | 1 |  | EUGENE WATER AND ELECTRIC BOARD | 6013 | Y | N/A | 2017-07-26 | N/A | SITE_01265 | N/A | N/A | BPA | Oversample | 47.3
BLDG_00358 | Multifamily Building | Apartment Building (3 or fewer floors) | Western Oregon | EUGENE | OR | 97402 |  | Lane | BPA | 2790.9631 |  | 47.3 |  | 1 |  | 1 |  | EUGENE WATER AND ELECTRIC BOARD | 6013 | Y | N/A | 2017-07-31 | N/A | SITE_01266 | N/A | N/A | BPA | Oversample | 47.3
BLDG_00359 | Multifamily Building | Apartment Building (4 to 6 floors) | Western Oregon | EUGENE | OR | 97402 |  | Lane | BPA | 2790.9631 |  | 47.3 |  | 1 |  | 1 |  | EUGENE WATER AND ELECTRIC BOARD | 6013 | Y | N/A | 2017-07-29 | N/A | SITE_01267 | N/A | N/A | BPA | Oversample | 47.3
BLDG_00360 | Multifamily Building | Apartment Building (3 or fewer floors) | Western Oregon | EUGENE | OR | 97402 |  | Lane | BPA | 2790.9631 |  | 47.3 |  | 1 |  | 1 |  | EUGENE WATER AND ELECTRIC BOARD | 6013 | Y | N/A | 2017-08-02 | N/A | SITE_01268 | N/A | N/A | BPA | Oversample | 47.3
BLDG_00361 | Multifamily Building | Apartment Building (3 or fewer floors) | Western Oregon | EUGENE | OR | 97402 |  | Lane | BPA | 2790.9631 |  | 47.3 |  | 1 |  | 1 |  | EUGENE WATER AND ELECTRIC BOARD | 6013 | Y | N/A | 2017-07-31 | N/A | SITE_01269 | N/A | N/A | BPA | Oversample | 47.3
BLDG_00362 | Multifamily Building | Apartment Building (3 or fewer floors) | Western Oregon | EUGENE | OR | 97402 |  | Lane | BPA | 2790.9631 |  | 47.3 |  | 1 |  | 1 |  | EUGENE WATER AND ELECTRIC BOARD | 6013 | Y | N/A | 2017-09-14 | N/A | SITE_01270 | N/A | N/A | BPA | Oversample | 47.3
BLDG_00363 | Multifamily Building | Apartment Building (3 or fewer floors) | Western Oregon | EUGENE | OR | 97402 |  | Lane | BPA | 2790.9631 |  | 47.3 |  | 1 |  | 1 |  | EUGENE WATER AND ELECTRIC BOARD | 6013 | Y | N/A | 2017-09-14 | N/A | SITE_01271 | N/A | N/A | BPA | Oversample | 47.3
BLDG_00364 | Multifamily Building | Apartment Building (3 or fewer floors) | Western Oregon | EUGENE | OR | 97402 |  | Lane | BPA | 2790.9631 |  | 47.3 |  | 1 |  | 1 |  | EUGENE WATER AND ELECTRIC BOARD | 6013 | Y | N/A | 2017-09-13 | N/A | SITE_01273 | N/A | N/A | BPA | Oversample | 47.3
BLDG_00365 | Multifamily Building | Apartment Building (3 or fewer floors) | Western Oregon | EUGENE | OR | 97405 |  | Lane | BPA | 2790.9631 |  | 47.3 |  | 1 |  | 1 |  | EUGENE WATER AND ELECTRIC BOARD | 6013 | Y | N/A | 2017-09-14 | N/A | SITE_01274 | N/A | N/A | BPA | Oversample | 47.3
BLDG_00366 | Multifamily Building | Apartment Building (3 or fewer floors) | Western Oregon | EUGENE | OR | 97405 |  | Lane | BPA | 2790.9631 |  | 47.3 |  | 1 |  | 1 |  | EUGENE WATER AND ELECTRIC BOARD | 6013 | Y | N/A | 2017-08-14 | N/A | SITE_01275 | N/A | N/A | BPA | Oversample | 47.3
BLDG_00367 | Multifamily Building | Apartment Building (3 or fewer floors) | Western Oregon | EUGENE | OR | 97408 |  | Lane | BPA | 2790.9631 |  | 47.3 |  | 1 |  | 1 |  | EUGENE WATER AND ELECTRIC BOARD | 6013 | Y | N/A | 2017-09-14 | N/A | SITE_01276 | N/A | N/A | BPA | Oversample | 47.3
BLDG_00368 | Multifamily Building | Apartment Building (3 or fewer floors) | Western Oregon | BANDON | OR | 97411 |  | Coos | BPA | 2790.9631 |  | 47.3 |  | 1 |  | 1 |  | CITY OF BANDON | 1176 | Y | N/A | 2017-07-25 | N/A | SITE_01277 | N/A | N/A | BPA | Oversample | 47.3
BLDG_00369 | Multifamily Building | Apartment Building (3 or fewer floors) | Western Oregon | REEDSPORT | OR | 97467 |  | Douglas | BPA | 2790.9631 |  | 47.3 |  | 1 |  | 2 |  | CENTRAL LINCOLN PUD | 3264 | Y | N/A | 2017-07-28 | N/A | SITE_01279 | N/A | N/A | BPA | Oversample | 47.3
BLDG_00370 | Multifamily Building | Apartment Building (3 or fewer floors) | Western Oregon | SPRINGFIELD | OR | 97477 |  | Lane | BPA | 2790.9631 |  | 47.3 |  | 1 |  | 1 |  | SPRINGFIELD UTILITY BOARD | 17839 | Y | N/A | 2017-09-08 | N/A | SITE_01280 | N/A | N/A | BPA | Oversample | 47.3
BLDG_00371 | Multifamily Building | Apartment Building (3 or fewer floors) | Western Oregon | SPRINGFIELD | OR | 97477 |  | Lane | BPA | 2790.9631 |  | 47.3 |  | 1 |  | 1 |  | SPRINGFIELD UTILITY BOARD | 17839 | Y | N/A | 2017-08-15 | N/A | SITE_01281 | N/A | N/A | BPA | Oversample | 47.3
BLDG_00372 | Multifamily Building | Apartment Building (3 or fewer floors) | Western Oregon | SPRINGFIELD | OR | 97477 |  | Lane | BPA | 2790.9631 |  | 47.3 |  | 1 |  | 1 |  | SPRINGFIELD UTILITY BOARD | 17839 | Y | N/A | 2017-09-07 | N/A | SITE_01282 | N/A | N/A | BPA | Oversample | 47.3
BLDG_00373 | Multifamily Building | Apartment Building (3 or fewer floors) | Western Oregon | SPRINGFIELD | OR | 97477 |  | Lane | BPA | 2790.9631 |  | 47.3 |  | 1 |  | 1 |  | SPRINGFIELD UTILITY BOARD | 17839 | Y | N/A | 2017-08-04 | N/A | SITE_01283 | N/A | N/A | BPA | Oversample | 47.3
BLDG_00374 | Multifamily Building | Apartment Building (3 or fewer floors) | Western Oregon | SPRINGFIELD | OR | 97477 |  | Lane | BPA | 2790.9631 |  | 47.3 |  | 1 |  | 1 |  | SPRINGFIELD UTILITY BOARD | 17839 | Y | N/A | 2017-09-06 | N/A | SITE_01284 | N/A | N/A | BPA | Oversample | 47.3
BLDG_00375 | Multifamily Building | Apartment Building (3 or fewer floors) | Western Oregon | SPRINGFIELD | OR | 97477 |  | Lane | BPA | 2790.9631 |  | 47.3 |  | 1 |  | 1 |  | SPRINGFIELD UTILITY BOARD | 17839 | Y | N/A | 2017-08-19 | N/A | SITE_01285 | N/A | N/A | BPA | Oversample | 47.3
BLDG_00376 | Multifamily Building | Apartment Building (3 or fewer floors) | Western Oregon | SPRINGFIELD | OR | 97478 |  | Lane | BPA | 2790.9631 |  | 47.3 |  | 1 |  | 1 |  | SPRINGFIELD UTILITY BOARD | 17839 | Y | N/A | 2017-08-19 | N/A | SITE_01286 | N/A | N/A | BPA | Oversample | 47.3
BLDG_00377 | Multifamily Building | Apartment Building (3 or fewer floors) | Western Oregon | SPRINGFIELD | OR | 97478 |  | Lane | BPA | 2790.9631 |  | 47.3 |  | 1 |  | 1 |  | SPRINGFIELD UTILITY BOARD | 17839 | Y | N/A | 2017-08-04 | N/A | SITE_01287 | N/A | N/A | BPA | Oversample | 47.3
BLDG_00378 | Multifamily Building | Apartment Building (3 or fewer floors) | Western Oregon | SPRINGFIELD | OR | 97478 |  | Lane | BPA | 2790.9631 |  | 47.3 |  | 1 |  | 1 |  | SPRINGFIELD UTILITY BOARD | 17839 | Y | N/A | 2017-08-16 | N/A | SITE_01288 | N/A | N/A | BPA | Oversample | 47.3
BLDG_00379 | Multifamily Building | Apartment Building (4 to 6 floors) | Western Oregon | ASHLAND | OR | 97520 |  | Jackson | BPA | 2790.9631 |  | 47.3 |  | 1 |  | 3 |  | CITY OF ASHLAND | 907 | Y | N/A | 2017-08-15 | N/A | SITE_01290 | N/A | N/A | BPA | Oversample | 47.3
BLDG_00380 | Multifamily Building | Apartment Building (3 or fewer floors) | Western Oregon | ASHLAND | OR | 97520 |  | Jackson | BPA | 2790.9631 |  | 47.3 |  | 1 |  | 3 |  | CITY OF ASHLAND | 907 | Y | AVISTA | 2017-08-15 | N/A | SITE_01292 | SITE_01291 | N/A | BPA | Oversample | 47.3
BLDG_00381 | Multifamily Building | Apartment Building (4 to 6 floors) | Western Oregon | EUGENE | OR | 97401 |  | Lane | BPA | 2790.9631 |  | 47.3 |  | 1 |  | 1 |  | EUGENE WATER AND ELECTRIC BOARD | 6013 | Y | N/A | 2017-08-15 | N/A | SITE_01355 | N/A | N/A | BPA | Oversample | 47.3
BLDG_00382 | Multifamily Building | Apartment Building (3 or fewer floors) | Western Oregon | CORVALLIS | OR | 97330 |  | Benton | Non-BPA | 12217.3071 |  | 239.56 |  | 1 |  | 1 |  | PACIFIC POWER | 14354 | N | N/A | 2016-05-05 | N/A | SITE_01363 | N/A | N/A | Core | Core | 239.56
BLDG_00383 | Multifamily Building | Apartment Building (3 or fewer floors) | Western Oregon | PORTLAND | OR | 97225 |  | Multnomah | Non-BPA | 12217.3071 |  | 239.56 |  | 1 |  | 2 |  | PORTLAND GENERAL ELECTRIC | 15248 | N | N/A | 2016-04-26 | N/A | SITE_01365 | N/A | N/A | Core | Core | 239.56
BLDG_00384 | Multifamily Building | Apartment Building (3 or fewer floors) | Western Oregon | WILSONVILLE | OR | 97070 |  | Clackamas | Non-BPA | 12217.3071 |  | 239.56 |  | 1 |  | 2 |  | PORTLAND GENERAL ELECTRIC | 15248 | N | NW NATURAL GAS | 2016-05-03 | N/A | SITE_01366 | N/A | N/A | Core | Core | 239.56
BLDG_00385 | Multifamily Building | Apartment Building (3 or fewer floors) | Western Oregon | FOREST GROVE | OR | 97116 |  | Washington | BPA | 2790.9631 |  | 47.3 |  | 1 |  | 1 |  | CITY OF FOREST GROVE | 6582 | Y | NW NATURAL GAS | 2016-05-05 | N/A | SITE_01367 | N/A | N/A | Core | Core | 47.3
BLDG_00386 | Multifamily Building | Apartment Building (3 or fewer floors) | Western Oregon | PORTLAND | OR | 97233 |  | Multnomah | Non-BPA | 12217.3071 |  | 239.56 |  | 1 |  | 2 |  | PORTLAND GENERAL ELECTRIC | 15248 | N | N/A | 2016-05-05 | N/A | SITE_01368 | N/A | N/A | Core | Core | 239.56
BLDG_00387 | Multifamily Building | Apartment Building (3 or fewer floors) | Western Oregon | SPRINGFIELD | OR | 97477 |  | Lane | BPA | 2790.9631 |  | 47.3 |  | 1 |  | 1 |  | SPRINGFIELD UTILITY BOARD | 17839 | Y | N/A | 2016-05-16 | N/A | SITE_01369 | N/A | N/A | Core | Core | 47.3
BLDG_00388 | Multifamily Building | Apartment Building (3 or fewer floors) | Western Oregon | BEAVERTON | OR | 97007 |  | Washington | Non-BPA | 12217.3071 |  | 239.56 |  | 1 |  | 1 |  | PORTLAND GENERAL ELECTRIC | 15248 | N | NW NATURAL GAS | 2016-05-18 | N/A | SITE_01370 | N/A | N/A | Core | Core | 239.56
BLDG_00389 | Multifamily Building | Apartment Building (3 or fewer floors) | Western Oregon | PORTLAND | OR | 97239 |  | Multnomah | Non-BPA | 12217.3071 |  | 239.56 |  | 1 |  | 2 |  | PORTLAND GENERAL ELECTRIC | 15248 | N | N/A | 2016-05-27 | N/A | SITE_01371 | N/A | N/A | Core | Core | 239.56
BLDG_00390 | Multifamily Building | Apartment Building (3 or fewer floors) | Western Oregon | PORTLAND | OR | 97214 |  | Multnomah | Non-BPA | 12217.3071 |  | 239.56 |  | 1 |  | 2 |  | PORTLAND GENERAL ELECTRIC | 15248 | N | NW NATURAL GAS | 2016-04-29 | N/A | SITE_01372 | N/A | N/A | Core | Core | 239.56
BLDG_00391 | Multifamily Building | Apartment Building (3 or fewer floors) | Western Oregon | PORTLAND | OR | 97266 |  | Multnomah | Non-BPA | 12217.3071 |  | 239.56 |  | 1 |  | 2 |  | PORTLAND GENERAL ELECTRIC | 15248 | N | N/A | 2016-04-27 | N/A | SITE_01373 | N/A | N/A | Core | Core | 239.56
BLDG_00392 | Multifamily Building | Apartment Building (3 or fewer floors) | Western Oregon | GRANTS PASS | OR | 97526 |  | Josephine | Non-BPA | 12217.3071 |  | 239.56 |  | 1 |  | 2 |  | PACIFIC POWER | 14354 | N | N/A | 2016-05-20 | N/A | SITE_01374 | N/A | N/A | Core | Core | 239.56
BLDG_00393 | Multifamily Building | Apartment Building (3 or fewer floors) | Western Oregon | MCMINNVILLE | OR | 97128 |  | Yamhill | BPA | 2790.9631 |  | 47.3 |  | 1 |  | 1 |  | CITY OF MCMINNVILLE - (OR) | 12187 | Y | N/A | 2016-04-27 | N/A | SITE_01375 | N/A | N/A | Core | Core | 47.3
BLDG_00394 | Multifamily Building | Apartment Building (3 or fewer floors) | Western Oregon | MCMINNVILLE | OR | 97128 |  | Yamhill | BPA | 2790.9631 |  | 47.3 |  | 1 |  | 1 |  | CITY OF MCMINNVILLE - (OR) | 12187 | Y | N/A | 2016-05-05 | N/A | SITE_01376 | N/A | N/A | Core | Core | 47.3
BLDG_00395 | Multifamily Building | Apartment Building (3 or fewer floors) | Western Oregon | PORTLAND | OR | 97233 |  | Multnomah | Non-BPA | 12217.3071 |  | 239.56 |  | 1 |  | 2 |  | PORTLAND GENERAL ELECTRIC | 15248 | N | N/A | 2016-05-03 | N/A | SITE_01377 | N/A | N/A | Core | Core | 239.56
BLDG_00396 | Multifamily Building | Apartment Building (3 or fewer floors) | Western Oregon | PORTLAND | OR | 97233 |  | Multnomah | Non-BPA | 12217.3071 |  | 239.56 |  | 1 |  | 2 |  | PORTLAND GENERAL ELECTRIC | 15248 | N | N/A | 2016-04-28 | N/A | SITE_01378 | N/A | N/A | Core | Core | 239.56
BLDG_00397 | Multifamily Building | Apartment Building (3 or fewer floors) | Western Oregon | HAPPY VALLEY | OR | 97086 |  | Clackamas | Non-BPA | 12217.3071 |  | 239.56 |  | 1 |  | 2 |  | PORTLAND GENERAL ELECTRIC | 15248 | N | N/A | 2016-05-06 | N/A | SITE_01380 | N/A | N/A | Core | Core | 239.56
BLDG_00398 | Multifamily Building | Apartment Building (3 or fewer floors) | Western Oregon | MCMINNVILLE | OR | 97128 |  | Yamhill | BPA | 2790.9631 |  | 47.3 |  | 1 |  | 1 |  | CITY OF MCMINNVILLE - (OR) | 12187 | Y | N/A | 2016-05-05 | N/A | SITE_01381 | N/A | N/A | Core | Core | 47.3
BLDG_00399 | Multifamily Building | Apartment Building (3 or fewer floors) | Western Oregon | PORTLAND | OR | 97202 |  | Multnomah | Non-BPA | 12217.3071 |  | 239.56 |  | 1 |  | 2 |  | PORTLAND GENERAL ELECTRIC | 15248 | N | N/A | 2016-04-25 | N/A | SITE_01383 | N/A | N/A | Core | Core | 239.56
BLDG_00400 | Multifamily Building | Apartment Building (4 to 6 floors) | Western Oregon | PORTLAND | OR | 97201 |  | Multnomah | Non-BPA | 12217.3071 |  | 239.56 |  | 1 |  | 2 |  | PORTLAND GENERAL ELECTRIC | 15248 | N | N/A | 2016-04-28 | N/A | SITE_01384 | N/A | N/A | Core | Core | 239.56
BLDG_00401 | Multifamily Building | Apartment Building (3 or fewer floors) | Western Oregon | GLADSTONE | OR | 97027 |  | Clackamas | Non-BPA | 12217.3071 |  | 239.56 |  | 1 |  | 2 |  | PORTLAND GENERAL ELECTRIC | 15248 | N | N/A | 2016-05-19 | N/A | SITE_01386 | N/A | N/A | Core | Core | 239.56
BLDG_00402 | Multifamily Building | Apartment Building (3 or fewer floors) | Western Oregon | BEAVERTON | OR | 97008 |  | Washington | Non-BPA | 12217.3071 |  | 239.56 |  | 1 |  | 1 |  | PORTLAND GENERAL ELECTRIC | 15248 | N | N/A | 2016-05-03 | N/A | SITE_01387 | N/A | N/A | Core | Core | 239.56
BLDG_00403 | Multifamily Building | Apartment Building (3 or fewer floors) | Western Oregon | ROSEBURG | OR | 97471 |  | Douglas | Non-BPA | 12217.3071 |  | 239.56 |  | 1 |  | 2 |  | PACIFIC POWER | 14354 | N | N/A | 2016-05-23 | N/A | SITE_01390 | N/A | N/A | Core | Core | 239.56
BLDG_00404 | Multifamily Building | Apartment Building (3 or fewer floors) | Western Oregon | CORVALLIS | OR | 97333 |  | Benton | Non-BPA | 12217.3071 |  | 239.56 |  | 1 |  | 1 |  | PACIFIC POWER | 14354 | N | N/A | 2016-05-26 | N/A | SITE_01391 | N/A | N/A | Core | Core | 239.56
BLDG_00405 | Multifamily Building | Apartment Building (3 or fewer floors) | Western Oregon | LAKE OSWEGO | OR | 97035 |  | Clackamas | Non-BPA | 12217.3071 |  | 239.56 |  | 1 |  | 2 |  | PORTLAND GENERAL ELECTRIC | 15248 | N | N/A | 2016-05-18 | N/A | SITE_01393 | N/A | N/A | Core | Core | 239.56
BLDG_00406 | Multifamily Building | Apartment Building (3 or fewer floors) | Western Oregon | MEDFORD | OR | 97504 |  | Jackson | Non-BPA | 12217.3071 |  | 239.56 |  | 1 |  | 3 |  | PACIFIC POWER | 14354 | N | N/A | 2016-05-21 | N/A | SITE_01394 | N/A | N/A | Core | Core | 239.56
BLDG_00407 | Multifamily Building | Apartment Building (3 or fewer floors) | Western Oregon | MEDFORD | OR | 97504 |  | Jackson | Non-BPA | 12217.3071 |  | 239.56 |  | 1 |  | 3 |  | PACIFIC POWER | 14354 | N | N/A | 2016-05-21 | N/A | SITE_01395 | N/A | N/A | Core | Core | 239.56
BLDG_00408 | Multifamily Building | Apartment Building (3 or fewer floors) | Western Oregon | WARRENTON | OR | 97146 |  | Clatsop | Non-BPA | 12217.3071 |  | 239.56 |  | 1 |  | 1 |  | PACIFIC POWER | 14354 | N | N/A | 2016-05-20 | N/A | SITE_01396 | N/A | N/A | Core | Core | 239.56
BLDG_00409 | Multifamily Building | Apartment Building (3 or fewer floors) | Western Oregon | TIGARD | OR | 97223 |  | Multnomah | Non-BPA | 12217.3071 |  | 239.56 |  | 1 |  | 2 |  | PORTLAND GENERAL ELECTRIC | 15248 | N | N/A | 2016-05-25 | N/A | SITE_01397 | N/A | N/A | Core | Core | 239.56
BLDG_00410 | Multifamily Building | Apartment Building (3 or fewer floors) | Western Oregon | PORTLAND | OR | 97203 |  | Multnomah | Non-BPA | 12217.3071 |  | 239.56 |  | 1 |  | 2 |  | PORTLAND GENERAL ELECTRIC | 15248 | N | N/A | 2016-05-18 | N/A | SITE_01398 | N/A | N/A | Core | Core | 239.56
BLDG_00411 | Multifamily Building | Apartment Building (3 or fewer floors) | Western Oregon | ALBANY | OR | 97322 |  | Linn | Non-BPA | 12217.3071 |  | 239.56 |  | 1 |  | 1 |  | PACIFIC POWER | 14354 | N | N/A | 2016-05-24 | N/A | SITE_01399 | N/A | N/A | Core | Core | 239.56
BLDG_00412 | Multifamily Building | Apartment Building (3 or fewer floors) | Western Oregon | PORTLAND | OR | 97236 |  | Multnomah | Non-BPA | 12217.3071 |  | 239.56 |  | 1 |  | 2 |  | PORTLAND GENERAL ELECTRIC | 15248 | N | N/A | 2016-05-23 | N/A | SITE_01400 | N/A | N/A | Core | Core | 239.56
BLDG_00413 | Multifamily Building | Apartment Building (3 or fewer floors) | Western Oregon | TIGARD | OR | 97224 |  | Washington | Non-BPA | 12217.3071 |  | 239.56 |  | 1 |  | 1 |  | PORTLAND GENERAL ELECTRIC | 15248 | N | N/A | 2016-05-17 | N/A | SITE_01401 | N/A | N/A | Core | Core | 239.56
BLDG_00414 | Multifamily Building | Apartment Building (3 or fewer floors) | Western Oregon | STAYTON | OR | 97383 |  | Marion | Non-BPA | 12217.3071 |  | 239.56 |  | 1 |  | 1 |  | PACIFIC POWER | 14354 | N | N/A | 2016-05-17 | N/A | SITE_01402 | N/A | N/A | Core | Core | 239.56
BLDG_00415 | Multifamily Building | Apartment Building (3 or fewer floors) | Western Oregon | PORTLAND | OR | 97239 |  | Multnomah | Non-BPA | 12217.3071 |  | 239.56 |  | 1 |  | 2 |  | PORTLAND GENERAL ELECTRIC | 15248 | N | N/A | 2016-05-17 | N/A | SITE_01403 | N/A | N/A | Core | Core | 239.56
BLDG_00416 | Multifamily Building | Apartment Building (3 or fewer floors) | Western Oregon | ALOHA | OR | 97007 |  | Washington | Non-BPA | 12217.3071 |  | 239.56 |  | 1 |  | 1 |  | PORTLAND GENERAL ELECTRIC | 15248 | N | NW NATURAL GAS | 2016-05-07 | N/A | SITE_01405 | N/A | N/A | Core | Core | 239.56
BLDG_00417 | Multifamily Building | Apartment Building (3 or fewer floors) | Western Oregon | PORTLAND | OR | 97213 |  | Multnomah | Non-BPA | 12217.3071 |  | 239.56 |  | 1 |  | 2 |  | PACIFIC POWER | 14354 | N | N/A | 2016-05-18 | N/A | SITE_01406 | N/A | N/A | Core | Core | 239.56
BLDG_00418 | Multifamily Building | Apartment Building (3 or fewer floors) | Western Oregon | EUGENE | OR | 97401 |  | Lane | BPA | 2790.9631 |  | 47.3 |  | 1 |  | 1 |  | EUGENE WATER AND ELECTRIC BOARD | 6013 | Y | N/A | 2016-05-20 | N/A | SITE_01407 | N/A | N/A | Core | Core | 47.3
BLDG_00419 | Multifamily Building | Apartment Building (3 or fewer floors) | Western Oregon | HILLSBORO | OR | 97124 |  | Washington | Non-BPA | 12217.3071 |  | 239.56 |  | 1 |  | 1 |  | PORTLAND GENERAL ELECTRIC | 15248 | N | NW NATURAL GAS | 2016-05-20 | N/A | SITE_01408 | N/A | N/A | Core | Core | 239.56
BLDG_00421 | Multifamily Building | Apartment Building (3 or fewer floors) | Western Oregon | MEDFORD | OR | 97504 |  | Jackson | Non-BPA | 12217.3071 |  | 239.56 |  | 1 |  | 3 |  | PACIFIC POWER | 14354 | N | N/A | 2016-05-18 | N/A | SITE_01411 | N/A | N/A | Core | Core | 239.56
BLDG_00422 | Multifamily Building | Apartment Building (4 to 6 floors) | Western Oregon | PORTLAND | OR | 97212 |  | Multnomah | Non-BPA | 12217.3071 |  | 239.56 |  | 1 |  | 2 |  | PACIFIC POWER | 14354 | N | N/A | 2016-05-20 | N/A | SITE_01413 | N/A | N/A | Core | Core | 239.56
BLDG_00423 | Multifamily Building | Apartment Building (4 to 6 floors) | Western Oregon | EUGENE | OR | 97402 |  | Lane | BPA | 2790.9631 |  | 47.3 |  | 1 |  | 1 |  | EUGENE WATER AND ELECTRIC BOARD | 6013 | Y | N/A | 2016-05-21 | N/A | SITE_01414 | N/A | N/A | Core | Core | 47.3
BLDG_00424 | Multifamily Building | Apartment Building (3 or fewer floors) | Western Oregon | GRESHAM | OR | 97030 |  | Multnomah | Non-BPA | 12217.3071 |  | 239.56 |  | 1 |  | 2 |  | PORTLAND GENERAL ELECTRIC | 15248 | N | N/A | 2016-05-15 | N/A | SITE_01419 | N/A | N/A | Core | Core | 239.56
BLDG_00425 | Multifamily Building | Apartment Building (3 or fewer floors) | Western Oregon | EUGENE | OR | 97402 |  | Lane | BPA | 2790.9631 |  | 47.3 |  | 1 |  | 1 |  | EUGENE WATER AND ELECTRIC BOARD | 6013 | Y | N/A | 2016-05-16 | N/A | SITE_01441 | N/A | N/A | Core | Core | 47.3
BLDG_00426 | Multifamily Building | Apartment Building (3 or fewer floors) | Western Oregon | PORTLAND | OR | 97233 |  | Multnomah | Non-BPA | 12217.3071 |  | 239.56 |  | 1 |  | 2 |  | PORTLAND GENERAL ELECTRIC | 15248 | N | N/A | 2016-05-15 | N/A | SITE_01448 | N/A | N/A | Core | Core | 239.56
BLDG_00427 | Multifamily Building | Apartment Building (3 or fewer floors) | Western Oregon | SALEM | OR | 97301 |  | Marion | Non-BPA | 12217.3071 |  | 239.56 |  | 1 |  | 1 |  | PORTLAND GENERAL ELECTRIC | 15248 | N | N/A | 2016-05-26 | N/A | SITE_01471 | N/A | N/A | Core | Core | 239.56
BLDG_00428 | Multifamily Building | Apartment Building (3 or fewer floors) | Western Oregon | CLACKAMAS | OR | 97015 |  | Clackamas | Non-BPA | 12217.3071 |  | 239.56 |  | 1 |  | 2 |  | PORTLAND GENERAL ELECTRIC | 15248 | N | N/A | 2016-05-03 | N/A | SITE_01472 | N/A | N/A | Core | Core | 239.56
BLDG_00430 | Multifamily Building | Apartment Building (3 or fewer floors) | Western Oregon | SALEM | OR | 97304 |  | Marion | BPA | 2790.9631 |  | 47.3 |  | 1 |  | 1 |  | SALEM ELECTRIC | 16555 | Y | N/A | 2016-05-06 | N/A | SITE_01507 | N/A | N/A | Core | Core | 47.3
BLDG_00431 | Multifamily Building | Apartment Building (3 or fewer floors) | Western Oregon | MILWAUKIE | OR | 97222 |  | Clackamas | Non-BPA | 12217.3071 |  | 239.56 |  | 1 |  | 2 |  | PORTLAND GENERAL ELECTRIC | 15248 | N | N/A | 2016-05-07 | N/A | SITE_01510 | N/A | N/A | Core | Core | 239.56
BLDG_00435 | Multifamily Building | Apartment Building (3 or fewer floors) | Puget Sound | BURIEN | WA | 98146 |  | King | SCL | 2632.6766 |  | 37.08 |  | 1 |  | 1 |  | SEATTLE CITY LIGHT | 16868 | Y | N/A | 2016-10-05 | N/A | SITE_01587 | N/A | N/A | Core | Core | 37.08
BLDG_00436 | Multifamily Building | Apartment Building (3 or fewer floors) | Puget Sound | SEATTLE | WA | 98126 |  | King | SCL | 2632.6766 |  | 37.08 |  | 1 |  | 1 |  | SEATTLE CITY LIGHT | 16868 | Y | PUGET SOUND ENERGY | 2016-09-22 | N/A | SITE_01672 | N/A | N/A | Core | Core | 37.08
BLDG_00437 | Multifamily Building | Apartment Building (4 to 6 floors) | Puget Sound | SEATTLE | WA | 98102 |  | King | SCL | 2632.6766 |  | 37.08 |  | 1 |  | 1 |  | SEATTLE CITY LIGHT | 16868 | Y | N/A | 2016-09-22 | N/A | SITE_01710 | SITE_01711 | N/A | Core | Core | 37.08
BLDG_00439 | Multifamily Building | Apartment Building (4 to 6 floors) | Puget Sound | SEATTLE | WA | 98122 |  | King | SCL | 2632.6766 |  | 37.08 |  | 1 |  | 1 |  | SEATTLE CITY LIGHT | 16868 | Y | PUGET SOUND ENERGY | 2016-10-24 | N/A | SITE_01712 | N/A | N/A | Core | Core | 37.08
BLDG_00440 | Multifamily Building | Apartment Building (4 to 6 floors) | Puget Sound | EVERETT | WA | 98201 |  | Snohomish | SnoPUD | 2183.1043 |  | 77.97 |  | 1 |  | 1 |  | SNOHOMISH PUD | 17470 | Y | N/A | 2016-09-12 | N/A | SITE_01713 | N/A | N/A | Core | Core | 77.97
BLDG_00441 | Multifamily Building | Apartment Building (3 or fewer floors) | Puget Sound | FEDERAL WAY | WA | 98003 |  | King | PSE - King County | 4650.537 |  | 89.43 |  | 1 |  | 1 |  | PUGET SOUND ENERGY | 15500 | N | N/A | 2016-09-07 | N/A | SITE_01714 | N/A | N/A | Core | Core | 89.43
BLDG_00442 | Multifamily Building | Apartment Building (4 to 6 floors) | Puget Sound | SEATTLE | WA | 98121 |  | King | SCL | 2632.6766 |  | 37.08 |  | 1 |  | 1 |  | SEATTLE CITY LIGHT | 16868 | Y | N/A | 2016-09-21 | N/A | SITE_01716 | N/A | N/A | Core | Core | 37.08
BLDG_00443 | Multifamily Building | Apartment Building (3 or fewer floors) | Puget Sound | MOUNT VERNON | WA | 98273 |  | Skagit | PSE - Non-King County | 3652.7692 |  | 117.83 |  | 1 |  | 1 |  | PUGET SOUND ENERGY | 15500 | N | N/A | 2016-09-13 | N/A | SITE_01717 | SITE_01718 | N/A | Core | Core | 117.83
BLDG_00445 | Multifamily Building | Apartment Building (4 to 6 floors) | Puget Sound | PUYALLUP | WA | 98371 |  | Pierce | PSE - Non-King County | 3652.7692 |  | 117.83 |  | 1 |  | 1 |  | PUGET SOUND ENERGY | 15500 | N | PUGET SOUND ENERGY | 2016-09-20 | N/A | SITE_01720 | N/A | N/A | Core | Core | 117.83
BLDG_00446 | Multifamily Building | Apartment Building (4 to 6 floors) | Puget Sound | SEATTLE | WA | 98112 |  | King | SCL | 2632.6766 |  | 37.08 |  | 1 |  | 1 |  | SEATTLE CITY LIGHT | 16868 | Y | N/A | 2016-09-07 | N/A | SITE_01723 | N/A | N/A | Core | Core | 37.08
BLDG_00447 | Multifamily Building | Apartment Building (4 to 6 floors) | Puget Sound | SEATTLE | WA | 98122 |  | King | SCL | 2632.6766 |  | 37.08 |  | 1 |  | 1 |  | SEATTLE CITY LIGHT | 16868 | Y | N/A | 2016-09-08 | N/A | SITE_01726 | N/A | N/A | Core | Core | 37.08
BLDG_00448 | Multifamily Building | Apartment Building (3 or fewer floors) | Puget Sound | BELLEVUE | WA | 98008 |  | King | PSE - King County | 4650.537 |  | 89.43 |  | 1 |  | 1 |  | PUGET SOUND ENERGY | 15500 | N | N/A | 2016-09-19 | N/A | SITE_01728 | N/A | N/A | Core | Core | 89.43
BLDG_00449 | Multifamily Building | Apartment Building (3 or fewer floors) | Puget Sound | MUKILTEO | WA | 98275 |  | Snohomish | SnoPUD | 2183.1043 |  | 77.97 |  | 1 |  | 1 |  | SNOHOMISH PUD | 17470 | Y | N/A | 2016-11-14 | N/A | SITE_01729 | N/A | N/A | Core | Core | 77.97
BLDG_00450 | Multifamily Building | Apartment Building (3 or fewer floors) | Puget Sound | KENT | WA | 98032 |  | King | PSE - King County | 4650.537 |  | 89.43 |  | 1 |  | 1 |  | PUGET SOUND ENERGY | 15500 | N | N/A | 2016-09-27 | N/A | SITE_01730 | N/A | N/A | Core | Core | 89.43
BLDG_00451 | Multifamily Building | Apartment Building (3 or fewer floors) | Puget Sound | TACOMA | WA | 98403 |  | Pierce | BPA | 2434.1153 |  | 162.27 |  | 1 |  | 1 |  | CITY OF TACOMA | 18429 | Y | PUGET SOUND ENERGY | 2016-10-27 | N/A | SITE_01732 | N/A | N/A | Core | Core | 162.27
BLDG_00452 | Multifamily Building | Apartment Building (4 to 6 floors) | Puget Sound | TACOMA | WA | 98403 |  | Pierce | BPA | 2434.1153 |  | 162.27 |  | 1 |  | 1 |  | CITY OF TACOMA | 18429 | Y | N/A | 2016-11-16 | N/A | SITE_01733 | N/A | N/A | Core | Core | 162.27
BLDG_00453 | Multifamily Building | Apartment Building (3 or fewer floors) | Puget Sound | TACOMA | WA | 98409 |  | Pierce | BPA | 2434.1153 |  | 162.27 |  | 1 |  | 1 |  | CITY OF TACOMA | 18429 | Y | N/A | 2016-10-25 | N/A | SITE_01734 | N/A | N/A | Core | Core | 162.27
BLDG_00454 | Multifamily Building | Apartment Building (3 or fewer floors) | Puget Sound | EVERETT | WA | 98203 |  | Snohomish | SnoPUD | 2183.1043 |  | 77.97 |  | 1 |  | 1 |  | SNOHOMISH PUD | 17470 | Y | N/A | 2016-09-12 | N/A | SITE_01735 | N/A | N/A | Core | Core | 77.97
BLDG_00455 | Multifamily Building | Apartment Building (More than 6 floors) | Puget Sound | SEATTLE | WA | 98107 |  | King | SCL | 2632.6766 |  | 37.08 |  | 1 |  | 1 |  | SEATTLE CITY LIGHT | 16868 | Y | N/A | 2016-09-15 | N/A | SITE_01738 | N/A | N/A | Core | Core | 37.08
BLDG_00456 | Multifamily Building | Apartment Building (3 or fewer floors) | Puget Sound | YELM | WA | 98597 |  | Thurston | PSE - Non-King County | 3652.7692 |  | 117.83 |  | 1 |  | 1 |  | PUGET SOUND ENERGY | 15500 | N | N/A | 2016-11-14 | N/A | SITE_01741 | N/A | N/A | Core | Core | 117.83
BLDG_00457 | Multifamily Building | Apartment Building (More than 6 floors) | Puget Sound | SEATTLE | WA | 98121 |  | King | SCL | 2632.6766 |  | 37.08 |  | 1 |  | 1 |  | SEATTLE CITY LIGHT | 16868 | Y | N/A | 2016-09-16 | N/A | SITE_01742 | N/A | N/A | Core | Core | 37.08
BLDG_00458 | Multifamily Building | Apartment Building (3 or fewer floors) | Puget Sound | BELLINGHAM | WA | 98229 |  | Whatcom | PSE - Non-King County | 3652.7692 |  | 117.83 |  | 1 |  | 1 |  | PUGET SOUND ENERGY | 15500 | N | N/A | 2016-09-08 | N/A | SITE_01743 | N/A | N/A | Core | Core | 117.83
BLDG_00459 | Multifamily Building | Apartment Building (3 or fewer floors) | Puget Sound | SEATTLE | WA | 98168 |  | King | SCL | 2632.6766 |  | 37.08 |  | 1 |  | 1 |  | SEATTLE CITY LIGHT | 16868 | Y | N/A | 2016-09-13 | N/A | SITE_01744 | N/A | N/A | Core | Core | 37.08
BLDG_00460 | Multifamily Building | Apartment Building (3 or fewer floors) | Puget Sound | TUKWILA | WA | 98188 |  | King | PSE - King County | 4650.537 |  | 89.43 |  | 1 |  | 1 |  | PUGET SOUND ENERGY | 15500 | N | N/A | 2016-09-07 | N/A | SITE_01745 | N/A | N/A | Core | Core | 89.43
BLDG_00462 | Multifamily Building | Apartment Building (3 or fewer floors) | Puget Sound | BURIEN | WA | 98166 |  | King | SCL | 2632.6766 |  | 37.08 |  | 1 |  | 1 |  | SEATTLE CITY LIGHT | 16868 | Y | N/A | 2016-09-14 | N/A | SITE_01748 | SITE_01749 | SITE_01750 | Core | Core | 37.08
BLDG_00465 | Multifamily Building | Apartment Building (4 to 6 floors) | Puget Sound | SEATTLE | WA | 98199 |  | King | SCL | 2632.6766 |  | 37.08 |  | 1 |  | 1 |  | SEATTLE CITY LIGHT | 16868 | Y | N/A | 2016-09-27 | N/A | SITE_01751 | N/A | N/A | Core | Core | 37.08
BLDG_00466 | Multifamily Building | Apartment Building (3 or fewer floors) | Puget Sound | BOTHELL | WA | 98012 |  | Snohomish | SnoPUD | 2183.1043 |  | 77.97 |  | 1 |  | 1 |  | SNOHOMISH PUD | 17470 | Y | N/A | 2016-09-21 | N/A | SITE_01752 | N/A | N/A | Core | Core | 77.97
BLDG_00467 | Multifamily Building | Apartment Building (3 or fewer floors) | Puget Sound | KIRKLAND | WA | 98034 |  | King | PSE - King County | 4650.537 |  | 89.43 |  | 1 |  | 1 |  | PUGET SOUND ENERGY | 15500 | N | N/A | 2016-10-08 | N/A | SITE_01753 | N/A | N/A | Core | Core | 89.43
BLDG_00468 | Multifamily Building | Apartment Building (3 or fewer floors) | Puget Sound | OLYMPIA | WA | 98502 |  | Thurston | PSE - Non-King County | 3652.7692 |  | 117.83 |  | 1 |  | 1 |  | PUGET SOUND ENERGY | 15500 | N | N/A | 2016-09-13 | N/A | SITE_01754 | N/A | N/A | Core | Core | 117.83
BLDG_00469 | Multifamily Building | Apartment Building (4 to 6 floors) | Puget Sound | SEATTLE | WA | 98125 |  | King | SCL | 2632.6766 |  | 37.08 |  | 1 |  | 1 |  | SEATTLE CITY LIGHT | 16868 | Y | N/A | 2016-09-08 | N/A | SITE_01755 | N/A | N/A | Core | Core | 37.08
BLDG_00470 | Multifamily Building | Apartment Building (3 or fewer floors) | Puget Sound | DES MOINES | WA | 98198 |  | King | PSE - King County | 4650.537 |  | 89.43 |  | 1 |  | 1 |  | PUGET SOUND ENERGY | 15500 | N | N/A | 2016-09-21 | N/A | SITE_01757 | N/A | N/A | Core | Core | 89.43
BLDG_00471 | Multifamily Building | Apartment Building (3 or fewer floors) | Puget Sound | KENT | WA | 98030 |  | King | PSE - King County | 4650.537 |  | 89.43 |  | 1 |  | 1 |  | PUGET SOUND ENERGY | 15500 | N | N/A | 2016-09-09 | N/A | SITE_01758 | N/A | N/A | Core | Core | 89.43
BLDG_00472 | Multifamily Building | Apartment Building (3 or fewer floors) | Puget Sound | KIRKLAND | WA | 98034 |  | King | PSE - King County | 4650.537 |  | 89.43 |  | 1 |  | 1 |  | PUGET SOUND ENERGY | 15500 | N | N/A | 2016-10-31 | N/A | SITE_01759 | N/A | N/A | Core | Core | 89.43
BLDG_00473 | Multifamily Building | Apartment Building (3 or fewer floors) | Puget Sound | KENT | WA | 98031 |  | King | PSE - King County | 4650.537 |  | 89.43 |  | 1 |  | 1 |  | PUGET SOUND ENERGY | 15500 | N | N/A | 2016-09-07 | N/A | SITE_01760 | N/A | N/A | Core | Core | 89.43
BLDG_00474 | Multifamily Building | Apartment Building (3 or fewer floors) | Puget Sound | UNIVERSITY PLACE | WA | 98467 |  | Pierce | BPA | 2434.1153 |  | 162.27 |  | 1 |  | 1 |  | CITY OF TACOMA | 18429 | Y | N/A | 2016-09-10 | N/A | SITE_01762 | N/A | N/A | Core | Core | 162.27
BLDG_00475 | Multifamily Building | Apartment Building (3 or fewer floors) | Puget Sound | EVERETT | WA | 98201 |  | Snohomish | SnoPUD | 2183.1043 |  | 77.97 |  | 1 |  | 1 |  | SNOHOMISH PUD | 17470 | Y | N/A | 2016-09-09 | N/A | SITE_01765 | N/A | N/A | Core | Core | 77.97
BLDG_00476 | Multifamily Building | Apartment Building (3 or fewer floors) | Puget Sound | BELLEVUE | WA | 98007 |  | King | PSE - King County | 4650.537 |  | 89.43 |  | 1 |  | 1 |  | PUGET SOUND ENERGY | 15500 | N | N/A | 2016-09-09 | N/A | SITE_01766 | N/A | N/A | Core | Core | 89.43
BLDG_00477 | Multifamily Building | Apartment Building (4 to 6 floors) | Puget Sound | SEATTLE | WA | 98133 |  | King | SCL | 2632.6766 |  | 37.08 |  | 1 |  | 1 |  | SEATTLE CITY LIGHT | 16868 | Y | N/A | 2016-09-14 | N/A | SITE_01767 | N/A | N/A | Core | Core | 37.08
BLDG_00478 | Multifamily Building | Apartment Building (4 to 6 floors) | Puget Sound | SEATTLE | WA | 98144 |  | King | SCL | 2632.6766 |  | 37.08 |  | 1 |  | 1 |  | SEATTLE CITY LIGHT | 16868 | Y | N/A | 2016-09-09 | N/A | SITE_01768 | N/A | N/A | Core | Core | 37.08
BLDG_00479 | Multifamily Building | Apartment Building (4 to 6 floors) | Western Washington | BREMERTON | WA | 98310 |  | Kitsap | PSE - Non-King County | 291.25 |  | 29.13 |  | 1 |  | 1 |  | PUGET SOUND ENERGY | 15500 | N | N/A | 2017-03-04 | N/A | SITE_01769 | N/A | N/A | Core | Core | 29.13
BLDG_00480 | Multifamily Building | Apartment Building (3 or fewer floors) | Western Washington | BREMERTON | WA | 98310 |  | Kitsap | PSE - Non-King County | 291.25 |  | 29.13 |  | 1 |  | 1 |  | PUGET SOUND ENERGY | 15500 | N | N/A | 2017-03-10 | N/A | SITE_01770 | N/A | N/A | Core | Core | 29.13
BLDG_00481 | Multifamily Building | Apartment Building (3 or fewer floors) | Western Washington | BREMERTON | WA | 98310 |  | Kitsap | PSE - Non-King County | 291.25 |  | 29.13 |  | 1 |  | 1 |  | PUGET SOUND ENERGY | 15500 | N | N/A | 2017-03-25 | N/A | SITE_01771 | N/A | N/A | Core | Core | 29.13
BLDG_00482 | Multifamily Building | Apartment Building (3 or fewer floors) | Western Washington | BREMERTON | WA | 98312 |  | Kitsap | PSE - Non-King County | 291.25 |  | 29.13 |  | 1 |  | 1 |  | PUGET SOUND ENERGY | 15500 | N | N/A | 2017-03-03 | N/A | SITE_01772 | N/A | N/A | Core | Core | 29.13
BLDG_00483 | Multifamily Building | Apartment Building (4 to 6 floors) | Western Washington | PORT ANGELES | WA | 98362 |  | Clallam | BPA | 2181.4713 |  | 41.95 |  | 1 |  | 1 |  | CITY OF PORT ANGELES | 15231 | Y | N/A | 2017-03-24 | N/A | SITE_01773 | SITE_01774 | N/A | Core | Core | 41.95
BLDG_00485 | Multifamily Building | Apartment Building (3 or fewer floors) | Western Washington | PORT ANGELES | WA | 98363 |  | Clallam | BPA | 2181.4713 |  | 41.95 |  | 1 |  | 1 |  | CITY OF PORT ANGELES | 15231 | Y | N/A | 2017-03-23 | N/A | SITE_01775 | N/A | N/A | Core | Core | 41.95
BLDG_00486 | Multifamily Building | Apartment Building (3 or fewer floors) | Western Washington | PORT ORCHARD | WA | 98366 |  | Kitsap | PSE - Non-King County | 291.25 |  | 29.13 |  | 1 |  | 1 |  | PUGET SOUND ENERGY | 15500 | N | N/A | 2017-03-18 | N/A | SITE_01776 | N/A | N/A | Core | Core | 29.13
BLDG_00487 | Multifamily Building | Apartment Building (More than 6 floors) | Puget Sound | SEATTLE | WA | 98121 |  | King | SCL | 2632.6766 |  | 37.08 |  | 1 |  | 1 |  | SEATTLE CITY LIGHT | 16868 | Y | N/A | 2016-09-10 | N/A | SITE_01777 | N/A | N/A | Core | Core | 37.08
BLDG_00488 | Multifamily Building | Apartment Building (3 or fewer floors) | Western Washington | PORT TOWNSEND | WA | 98368 |  | Jefferson | BPA | 2181.4713 |  | 41.95 |  | 1 |  | 1 |  | JEFFERSON COUNTY PUD | 59013 | N | N/A | 2017-03-16 | N/A | SITE_01778 | N/A | N/A | Core | Core | 41.95
BLDG_00489 | Multifamily Building | Apartment Building (3 or fewer floors) | Western Washington | ABERDEEN | WA | 98520 |  | Grays Harbor | BPA | 2181.4713 |  | 41.95 |  | 1 |  | 1 |  | GRAYS HARBOR PUD | 7548 | Y | N/A | 2017-03-21 | N/A | SITE_01779 | N/A | N/A | Core | Core | 41.95
BLDG_00490 | Multifamily Building | Apartment Building (3 or fewer floors) | Puget Sound | LAKEWOOD | WA | 98499 |  | Pierce | BPA | 2434.1153 |  | 162.27 |  | 1 |  | 1 |  | LAKEVIEW POWER & LIGHT | 10627 | Y | N/A | 2016-09-10 | N/A | SITE_01780 | N/A | N/A | Core | Core | 162.27
BLDG_00491 | Multifamily Building | Apartment Building (3 or fewer floors) | Puget Sound | BELLEVUE | WA | 98007 |  | King | PSE - King County | 4650.537 |  | 89.43 |  | 1 |  | 1 |  | PUGET SOUND ENERGY | 15500 | N | N/A | 2016-09-10 | N/A | SITE_01781 | N/A | N/A | Core | Core | 89.43
BLDG_00492 | Multifamily Building | Apartment Building (3 or fewer floors) | Western Washington | KELSO | WA | 98626 |  | Cowlitz | BPA | 2181.4713 |  | 41.95 |  | 1 |  | 1 |  | COWLITZ PUD | 4442 | Y | N/A | 2017-03-09 | N/A | SITE_01783 | N/A | N/A | Core | Core | 41.95
BLDG_00493 | Multifamily Building | Apartment Building (3 or fewer floors) | Puget Sound | FEDERAL WAY | WA | 98023 |  | King | PSE - King County | 4650.537 |  | 89.43 |  | 1 |  | 1 |  | PUGET SOUND ENERGY | 15500 | N | N/A | 2016-09-10 | N/A | SITE_01784 | N/A | N/A | Core | Core | 89.43
BLDG_00495 | Multifamily Building | Apartment Building (3 or fewer floors) | Western Washington | VANCOUVER | WA | 98661 |  | Clark | BPA | 2181.4713 |  | 41.95 |  | 1 |  | 1 |  | CLARK PUD | 3660 | Y | N/A | 2017-03-16 | N/A | SITE_01786 | N/A | N/A | Core | Core | 41.95
BLDG_00496 | Multifamily Building | Apartment Building (3 or fewer floors) | Western Washington | VANCOUVER | WA | 98665 |  | Clark | BPA | 2181.4713 |  | 41.95 |  | 1 |  | 1 |  | CLARK PUD | 3660 | Y | N/A | 2017-03-15 | N/A | SITE_01789 | N/A | N/A | Core | Core | 41.95
BLDG_00497 | Multifamily Building | Apartment Building (3 or fewer floors) | Western Washington | VANCOUVER | WA | 98683 |  | Clark | BPA | 2181.4713 |  | 41.95 |  | 1 |  | 1 |  | CLARK PUD | 3660 | Y | N/A | 2017-03-07 | N/A | SITE_01792 | N/A | N/A | Core | Core | 41.95
BLDG_00498 | Multifamily Building | Apartment Building (3 or fewer floors) | Puget Sound | BELLEVUE | WA | 98008 |  | King | PSE - King County | 4650.537 |  | 89.43 |  | 1 |  | 1 |  | PUGET SOUND ENERGY | 15500 | N | N/A | 2016-11-10 | N/A | SITE_01794 | N/A | N/A | Core | Core | 89.43
BLDG_00499 | Multifamily Building | Apartment Building (3 or fewer floors) | Puget Sound | BOTHELL | WA | 98021 |  | Snohomish | SnoPUD | 2183.1043 |  | 77.97 |  | 1 |  | 1 |  | SNOHOMISH PUD | 17470 | Y | N/A | 2016-11-14 | N/A | SITE_01795 | N/A | N/A | Core | Core | 77.97
BLDG_00500 | Multifamily Building | Apartment Building (3 or fewer floors) | Puget Sound | KENT | WA | 98030 |  | King | PSE - King County | 4650.537 |  | 89.43 |  | 1 |  | 1 |  | PUGET SOUND ENERGY | 15500 | N | N/A | 2016-11-14 | N/A | SITE_01797 | N/A | N/A | Core | Core | 89.43
BLDG_00501 | Multifamily Building | Apartment Building (3 or fewer floors) | Puget Sound | KIRKLAND | WA | 98033 |  | King | PSE - King County | 4650.537 |  | 89.43 |  | 1 |  | 1 |  | PUGET SOUND ENERGY | 15500 | N | N/A | 2016-11-02 | N/A | SITE_01798 | N/A | N/A | Core | Core | 89.43
BLDG_00502 | Multifamily Building | Apartment Building (3 or fewer floors) | Puget Sound | KIRKLAND | WA | 98034 |  | King | PSE - King County | 4650.537 |  | 89.43 |  | 1 |  | 1 |  | PUGET SOUND ENERGY | 15500 | N | N/A | 2016-11-15 | N/A | SITE_01799 | N/A | N/A | Core | Core | 89.43
BLDG_00503 | Multifamily Building | Apartment Building (3 or fewer floors) | Puget Sound | MERCER ISLAND | WA | 98040 |  | King | PSE - King County | 4650.537 |  | 89.43 |  | 1 |  | 1 |  | PUGET SOUND ENERGY | 15500 | N | N/A | 2016-11-11 | N/A | SITE_01800 | N/A | N/A | Core | Core | 89.43
BLDG_00504 | Multifamily Building | Apartment Building (4 to 6 floors) | Puget Sound | RENTON | WA | 98055 |  | King | PSE - King County | 4650.537 |  | 89.43 |  | 1 |  | 1 |  | PUGET SOUND ENERGY | 15500 | N | N/A | 2016-11-04 | N/A | SITE_01801 | N/A | N/A | Core | Core | 89.43
BLDG_00505 | Multifamily Building | Apartment Building (More than 6 floors) | Puget Sound | SEATTLE | WA | 98101 |  | King | SCL | 2632.6766 |  | 37.08 |  | 1 |  | 1 |  | SEATTLE CITY LIGHT | 16868 | Y | N/A | 2016-11-17 | N/A | SITE_01803 | N/A | N/A | Core | Core | 37.08
BLDG_00506 | Multifamily Building | Apartment Building (4 to 6 floors) | Puget Sound | SEATTLE | WA | 98102 |  | King | SCL | 2632.6766 |  | 37.08 |  | 1 |  | 1 |  | SEATTLE CITY LIGHT | 16868 | Y | N/A | 2016-10-20 | N/A | SITE_01804 | N/A | N/A | Core | Core | 37.08
BLDG_00507 | Multifamily Building | Apartment Building (4 to 6 floors) | Puget Sound | SEATTLE | WA | 98109 |  | King | SCL | 2632.6766 |  | 37.08 |  | 1 |  | 1 |  | SEATTLE CITY LIGHT | 16868 | Y | N/A | 2016-11-08 | N/A | SITE_01806 | N/A | N/A | Core | Core | 37.08
BLDG_00508 | Multifamily Building | Apartment Building (4 to 6 floors) | Puget Sound | SEATTLE | WA | 98109 |  | King | SCL | 2632.6766 |  | 37.08 |  | 1 |  | 1 |  | SEATTLE CITY LIGHT | 16868 | Y | N/A | 2016-11-07 | N/A | SITE_01807 | N/A | N/A | Core | Core | 37.08
BLDG_00509 | Multifamily Building | Apartment Building (4 to 6 floors) | Puget Sound | SEATTLE | WA | 98109 |  | King | SCL | 2632.6766 |  | 37.08 |  | 1 |  | 1 |  | SEATTLE CITY LIGHT | 16868 | Y | N/A | 2016-11-14 | N/A | SITE_01808 | N/A | N/A | Core | Core | 37.08
BLDG_00510 | Multifamily Building | Apartment Building (3 or fewer floors) | Puget Sound | SEATTLE | WA | 98119 |  | King | SCL | 2632.6766 |  | 37.08 |  | 1 |  | 1 |  | SEATTLE CITY LIGHT | 16868 | Y | N/A | 2016-11-07 | N/A | SITE_01810 | N/A | N/A | Core | Core | 37.08
BLDG_00511 | Multifamily Building | Apartment Building (4 to 6 floors) | Puget Sound | SEATTLE | WA | 98119 |  | King | SCL | 2632.6766 |  | 37.08 |  | 1 |  | 1 |  | SEATTLE CITY LIGHT | 16868 | Y | N/A | 2016-10-21 | N/A | SITE_01811 | N/A | N/A | Core | Core | 37.08
BLDG_00512 | Multifamily Building | Apartment Building (4 to 6 floors) | Puget Sound | SEATTLE | WA | 98122 |  | King | SCL | 2632.6766 |  | 37.08 |  | 1 |  | 1 |  | SEATTLE CITY LIGHT | 16868 | Y | N/A | 2016-10-22 | N/A | SITE_01812 | N/A | N/A | Core | Core | 37.08
BLDG_00513 | Multifamily Building | Apartment Building (4 to 6 floors) | Puget Sound | SEATTLE | WA | 98122 |  | King | SCL | 2632.6766 |  | 37.08 |  | 1 |  | 1 |  | SEATTLE CITY LIGHT | 16868 | Y | N/A | 2016-10-06 | N/A | SITE_01813 | N/A | N/A | Core | Core | 37.08
BLDG_00514 | Multifamily Building | Apartment Building (4 to 6 floors) | Puget Sound | SEATTLE | WA | 98126 |  | King | SCL | 2632.6766 |  | 37.08 |  | 1 |  | 1 |  | SEATTLE CITY LIGHT | 16868 | Y | N/A | 2016-10-20 | N/A | SITE_01814 | N/A | N/A | Core | Core | 37.08
BLDG_00515 | Multifamily Building | Apartment Building (More than 6 floors) | Puget Sound | SEATTLE | WA | 98144 |  | King | SCL | 2632.6766 |  | 37.08 |  | 1 |  | 1 |  | SEATTLE CITY LIGHT | 16868 | Y | N/A | 2016-11-07 | N/A | SITE_01815 | N/A | N/A | Core | Core | 37.08
BLDG_00516 | Multifamily Building | Apartment Building (4 to 6 floors) | Puget Sound | SEATTLE | WA | 98199 |  | King | SCL | 2632.6766 |  | 37.08 |  | 1 |  | 1 |  | SEATTLE CITY LIGHT | 16868 | Y | N/A | 2016-10-18 | N/A | SITE_01816 | N/A | N/A | Core | Core | 37.08
BLDG_00517 | Multifamily Building | Apartment Building (3 or fewer floors) | Puget Sound | EVERETT | WA | 98203 |  | Snohomish | SnoPUD | 2183.1043 |  | 77.97 |  | 1 |  | 1 |  | SNOHOMISH PUD | 17470 | Y | N/A | 2016-11-09 | N/A | SITE_01817 | N/A | N/A | Core | Core | 77.97
BLDG_00518 | Multifamily Building | Apartment Building (3 or fewer floors) | Puget Sound | MARYSVILLE | WA | 98271 |  | Snohomish | SnoPUD | 2183.1043 |  | 77.97 |  | 1 |  | 1 |  | SNOHOMISH PUD | 17470 | Y | N/A | 2016-11-16 | N/A | SITE_01819 | N/A | N/A | Core | Core | 77.97
BLDG_00520 | Multifamily Building | Apartment Building (4 to 6 floors) | Western Oregon | PORTLAND | OR | 97209 |  | Multnomah | Non-BPA | 12217.3071 |  | 239.56 |  | 1 |  | 2 |  | PORTLAND GENERAL ELECTRIC | 15248 | N | N/A | 2017-04-20 | N/A | SITE_01873 | N/A | N/A | Core | Core | 239.56
BLDG_00521 | Multifamily Building | Apartment Building (3 or fewer floors) | Western Oregon | PORTLAND | OR | 97210 |  | Multnomah | Non-BPA | 12217.3071 |  | 239.56 |  | 1 |  | 2 |  | PORTLAND GENERAL ELECTRIC | 15248 | N | NW NATURAL GAS | 2017-04-21 | N/A | SITE_01874 | N/A | N/A | Core | Core | 239.56
BLDG_00522 | Multifamily Building | Apartment Building (3 or fewer floors) | Western Oregon | PORTLAND | OR | 97225 |  | Washington | Non-BPA | 12217.3071 |  | 239.56 |  | 1 |  | 1 |  | PORTLAND GENERAL ELECTRIC | 15248 | N | N/A | 2017-04-21 | N/A | SITE_01875 | N/A | N/A | Core | Core | 239.56
BLDG_00523 | Multifamily Building | Apartment Building (3 or fewer floors) | Western Oregon | PORTLAND | OR | 97229 |  | Washington | Non-BPA | 12217.3071 |  | 239.56 |  | 1 |  | 1 |  | PORTLAND GENERAL ELECTRIC | 15248 | N | N/A | 2017-04-20 | N/A | SITE_01876 | N/A | N/A | Core | Core | 239.56
BLDG_00524 | Multifamily Building | Apartment Building (3 or fewer floors) | Western Oregon | PORTLAND | OR | 97229 |  | Washington | Non-BPA | 12217.3071 |  | 239.56 |  | 1 |  | 1 |  | PORTLAND GENERAL ELECTRIC | 15248 | N | N/A | 2017-04-20 | N/A | SITE_01877 | N/A | N/A | Core | Core | 239.56
BLDG_00525 | Multifamily Building | Apartment Building (3 or fewer floors) | Western Oregon | PORTLAND | OR | 97229 |  | Washington | Non-BPA | 12217.3071 |  | 239.56 |  | 1 |  | 1 |  | PORTLAND GENERAL ELECTRIC | 15248 | N | N/A | 2017-04-19 | N/A | SITE_01878 | N/A | N/A | Core | Core | 239.56
BLDG_00526 | Multifamily Building | Apartment Building (3 or fewer floors) | Western Oregon | SALEM | OR | 97302 |  | Marion | Non-BPA | 12217.3071 |  | 239.56 |  | 1 |  | 1 |  | PORTLAND GENERAL ELECTRIC | 15248 | N | N/A | 2017-04-07 | N/A | SITE_01880 | N/A | N/A | Core | Core | 239.56
BLDG_00527 | Multifamily Building | Apartment Building (3 or fewer floors) | Western Oregon | SALEM | OR | 97306 |  | Marion | Non-BPA | 12217.3071 |  | 239.56 |  | 1 |  | 1 |  | PORTLAND GENERAL ELECTRIC | 15248 | N | N/A | 2017-04-03 | N/A | SITE_01881 | N/A | N/A | Core | Core | 239.56
BLDG_00528 | Multifamily Building | Apartment Building (3 or fewer floors) | Western Oregon | ALBANY | OR | 97322 |  | Linn | Non-BPA | 12217.3071 |  | 239.56 |  | 1 |  | 1 |  | PACIFIC POWER | 14354 | N | N/A | 2017-04-03 | N/A | SITE_01882 | N/A | N/A | Core | Core | 239.56
BLDG_00529 | Multifamily Building | Apartment Building (3 or fewer floors) | Western Oregon | CORVALLIS | OR | 97333 |  | Benton | Non-BPA | 12217.3071 |  | 239.56 |  | 1 |  | 1 |  | PACIFIC POWER | 14354 | N | N/A | 2017-04-12 | N/A | SITE_01883 | N/A | N/A | Core | Core | 239.56
BLDG_00530 | Multifamily Building | Apartment Building (More than 6 floors) | Western Oregon | EUGENE | OR | 97401 |  | Lane | BPA | 2790.9631 |  | 47.3 |  | 1 |  | 1 |  | EUGENE WATER AND ELECTRIC BOARD | 6013 | Y | N/A | 2017-04-12 | N/A | SITE_01884 | N/A | N/A | Core | Core | 47.3
BLDG_00531 | Multifamily Building | Apartment Building (3 or fewer floors) | Western Oregon | EUGENE | OR | 97401 |  | Lane | BPA | 2790.9631 |  | 47.3 |  | 1 |  | 1 |  | EUGENE WATER AND ELECTRIC BOARD | 6013 | Y | N/A | 2017-04-10 | N/A | SITE_01885 | N/A | N/A | Core | Core | 47.3
BLDG_00532 | Multifamily Building | Apartment Building (3 or fewer floors) | Western Oregon | EUGENE | OR | 97402 |  | Lane | BPA | 2790.9631 |  | 47.3 |  | 1 |  | 1 |  | EUGENE WATER AND ELECTRIC BOARD | 6013 | Y | N/A | 2017-04-14 | N/A | SITE_01886 | N/A | N/A | Core | Core | 47.3
BLDG_00533 | Multifamily Building | Apartment Building (3 or fewer floors) | Western Oregon | EUGENE | OR | 97405 |  | Lane | BPA | 2790.9631 |  | 47.3 |  | 1 |  | 1 |  | EUGENE WATER AND ELECTRIC BOARD | 6013 | Y | N/A | 2017-04-11 | N/A | SITE_01887 | N/A | N/A | Core | Core | 47.3
BLDG_00534 | Multifamily Building | Apartment Building (4 to 6 floors) | Western Oregon | COTTAGE GROVE | OR | 97424 |  | Lane | Non-BPA | 12217.3071 |  | 239.56 |  | 1 |  | 1 |  | PACIFIC POWER | 14354 | N | N/A | 2017-04-05 | N/A | SITE_01888 | N/A | N/A | Core | Core | 239.56
BLDG_00535 | Multifamily Building | Apartment Building (3 or fewer floors) | Western Oregon | SPRINGFIELD | OR | 97477 |  | Lane | BPA | 2790.9631 |  | 47.3 |  | 1 |  | 1 |  | SPRINGFIELD UTILITY BOARD | 17839 | Y | N/A | 2017-04-14 | N/A | SITE_01889 | N/A | N/A | Core | Core | 47.3
BLDG_00536 | Multifamily Building | Apartment Building (3 or fewer floors) | Western Oregon | ASHLAND | OR | 97520 |  | Jackson | BPA | 2790.9631 |  | 47.3 |  | 1 |  | 3 |  | CITY OF ASHLAND | 907 | Y | N/A | 2017-05-03 | N/A | SITE_01890 | N/A | N/A | Core | Core | 47.3
BLDG_00537 | Multifamily Building | Apartment Building (3 or fewer floors) | Eastern Washington | TONASKET | WA | 98855 |  | Okanogan | BPA | 1747.2821 |  | 40.63 |  | 2 |  | 2 |  | PUD NO. 1 OF OKANOGAN COUNTY | 14055 | Y | N/A | 2017-09-30 | N/A | SITE_02068 | N/A | N/A | BPA | Oversample | 40.63
BLDG_00538 | Multifamily Building | Apartment Building (3 or fewer floors) | Eastern Washington | KENNEWICK | WA | 99336 |  | Benton | BPA | 1747.2821 |  | 40.63 |  | 1 |  | 3 |  | BENTON PUD | 1579 | Y | N/A | 2017-06-05 | N/A | SITE_00465 | N/A | N/A | BPA | Oversample | 40.63
BLDG_00539 | Multifamily Building | Apartment Building (3 or fewer floors) | Eastern Washington | CHENEY | WA | 99004 |  | Spokane | BPA | 1747.2821 |  | 40.63 |  | 2 |  | 2 |  | CITY OF CHENEY | 3420 | Y | N/A | 2017-05-31 | N/A | SITE_00496 | N/A | N/A | BPA | Oversample | 40.63
BLDG_00540 | Multifamily Building | Apartment Building (4 to 6 floors) | Puget Sound | SEATTLE | WA | 98178 |  | King | SCL | 2632.6766 |  | 37.08 | [5 empty] | SEATTLE CITY LIGHT | 16868 | Y | N/A | 2017-02-20 | N/A | SITE_00071 | N/A | N/A | BPA | Oversample | 37.08
BLDG_00541 | Multifamily Building | Apartment Building (3 or fewer floors) | Puget Sound | SEATTLE | WA | 98108 |  | King | SCL | 2632.6766 |  | 37.08 |  | 1 |  | 1 |  | SEATTLE CITY LIGHT | 16868 | Y | N/A | 2016-09-16 | N/A | SITE_01747 | N/A | N/A | Core | Core | 37.08
BLDG_00542 | Multifamily Building | Apartment Building (3 or fewer floors) | Western Washington | LONGVIEW | WA | 98632 |  | Cowlitz | BPA | 2181.4713 |  | 41.95 |  | 1 |  | 1 |  | COWLITZ PUD | 4442 | Y | N/A | 2017-03-09 | N/A | SITE_01785 | N/A | N/A | Core | Core | 41.95
BLDG_00543 | Multifamily Building | Apartment Building (3 or fewer floors) | Eastern Washington | SPOKANE VALLEY | WA | 99206 |  | Spokane | Non-BPA, Non-PSE | 3063.5958 |  | 113.47 |  | 2 |  | 2 |  | AVISTA | 20169 | N | N/A | 2017-05-23 | N/A | SITE_00448 | N/A | N/A | Core | Core | 113.47
BLDG_00544 | Multifamily Building | Apartment Building (3 or fewer floors) | Eastern Washington | PASCO | WA | 99301 |  | Franklin | BPA | 1747.2821 |  | 40.63 |  | 1 |  | 3 |  | FRANKLIN PUD | 6716 | Y | N/A | 2017-08-24 | N/A | SITE_00473 | N/A | N/A | BPA | Oversample | 40.63
BLDG_00545 | Multifamily Building | Apartment Building (3 or fewer floors) | Eastern Washington | RICHLAND | WA | 99352 |  | Benton | BPA | 1747.2821 |  | 40.63 |  | 1 |  | 3 |  | CITY OF RICHLAND | 15979 | Y | N/A | 2017-08-26 | N/A | SITE_00486 | N/A | N/A | BPA | Oversample | 40.63
BLDG_00546 | Multifamily Building | Apartment Building (3 or fewer floors) | Western Montana | COLUMBIA FALLS | MT | 59912 |  | Flathead | BPA | 528.9254 |  | 21.16 |  | 3 |  | 1 |  | FLATHEAD ELECTRIC COOPERATIVE | 6395 | Y | N/A | 2017-08-28 | N/A | SITE_00843 | N/A | N/A | BPA | Oversample | 21.16
BLDG_00547 | Multifamily Building | Apartment Building (3 or fewer floors) | Western Montana | WHITEFISH | MT | 59937 |  | Flathead | BPA | 528.9254 |  | 21.16 |  | 3 |  | 1 |  | FLATHEAD ELECTRIC COOPERATIVE | 6395 | Y | NORTHWESTERN ENERGY | 2017-08-28 | N/A | SITE_00840 | N/A | N/A | BPA | Oversample | 21.16
SITE_00001 | Multifamily Residence | Apartment Building (3 or fewer floors) | Western Oregon | EUGENE | OR | 97402 |  | Lane | BPA | 45845 |  | 751.56 |  | 1 |  | 1 |  | EUGENE WATER AND ELECTRIC BOARD | 6013 | Y | N/A | 2017-09-05 | BLDG_00001 | N/A | N/A | N/A | BPA | Oversample | 751.56
SITE_00002 | Manufactured | Double Wide | Puget Sound | MOUNTLAKE TERRACE | WA | 98043 |  | Snohomish | SnoPUD | 16959 |  | 997.59 |  | 1 |  | 1 |  | SNOHOMISH PUD | 17470 | Y | PUGET SOUND ENERGY | 2017-02-28 | N/A | N/A | N/A | N/A | BPA | Oversample | 997.59
SITE_00003 | Manufactured | Double Wide | Puget Sound | GOLD BAR | WA | 98251 |  | Snohomish | SnoPUD | 16959 |  | 997.59 |  | 1 |  | 1 |  | SNOHOMISH PUD | 17470 | Y | N/A | 2017-02-07 | N/A | N/A | N/A | N/A | BPA | Oversample | 997.59
SITE_00004 | Manufactured | Double Wide | Puget Sound | CAMANO ISLAND | WA | 98282 |  | Snohomish | SnoPUD | 16959 |  | 997.59 |  | 1 |  | 1 |  | SNOHOMISH PUD | 17470 | Y | N/A | 2017-03-21 | N/A | N/A | N/A | N/A | BPA | Oversample | 997.59
SITE_00005 | Manufactured | Double Wide | Puget Sound | MARYSVILLE | WA | 98271 |  | Snohomish | SnoPUD | 16959 |  | 997.59 |  | 1 |  | 1 |  | SNOHOMISH PUD | 17470 | Y | N/A | 2017-02-25 | N/A | N/A | N/A | N/A | BPA | Oversample | 997.59
SITE_00006 | Manufactured | Double Wide | Puget Sound | TULALIP | WA | 98271 |  | Snohomish | SnoPUD | 16959 |  | 997.59 |  | 1 |  | 1 |  | SNOHOMISH PUD | 17470 | Y | N/A | 2017-03-24 | N/A | N/A | N/A | N/A | BPA | Oversample | 997.59
SITE_00007 | Manufactured | Double Wide | Puget Sound | SNOHOMISH | WA | 98290 |  | Snohomish | SnoPUD | 16959 |  | 997.59 |  | 1 |  | 1 |  | SNOHOMISH PUD | 17470 | Y | N/A | 2017-02-08 | N/A | N/A | N/A | N/A | BPA | Oversample | 997.59
SITE_00008 | Single Family | Single Family Detached | Puget Sound | SULTAN | WA | 98294 |  | Snohomish | SnoPUD | 228091 |  | 3801.52 |  | 1 |  | 1 |  | SNOHOMISH PUD | 17470 | Y | N/A | 2017-02-07 | N/A | N/A | N/A | N/A | BPA | Oversample | 3955.5333
SITE_00009 | Manufactured | Double Wide | Puget Sound | EATONVILLE | WA | 98328 |  | Pierce | BPA | 11058 |  | 921.5 |  | 1 |  | 1 |  | OHOP MUTUAL LIGHT CO | 14012 | Y | N/A | 2017-03-22 | N/A | N/A | N/A | N/A | BPA | Oversample | 921.5
SITE_00010 | Manufactured | Double Wide | Puget Sound | PUYALLUP | WA | 98372 |  | Pierce | PSE | 51539 |  | 1982.27 |  | 1 |  | 1 |  | PUGET SOUND ENERGY | 15500 | N | N/A | 2017-03-22 | N/A | N/A | N/A | N/A | Core | Core | 1982.27
SITE_00011 | Manufactured | Single Wide | Puget Sound | PUYALLUP | WA | 98375 |  | Pierce | BPA | 11058 |  | 921.5 |  | 1 |  | 1 |  | ELMHURST MUTUAL POWER AND LIGHT | 5832 | Y | N/A | 2017-03-22 | N/A | N/A | N/A | N/A | BPA | Oversample | 921.5
SITE_00012 | Manufactured | Double Wide | Puget Sound | PUYALLUP | WA | 98372 |  | Pierce | PSE | 51539 |  | 1982.27 |  | 1 |  | 1 |  | PUGET SOUND ENERGY | 15500 | N | N/A | 2017-06-07 | N/A | N/A | N/A | N/A | Core | Core | 1982.27
SITE_00013 | Manufactured | Double Wide | Puget Sound | PUYALLUP | WA | 98375 |  | Pierce | BPA | 11058 |  | 921.5 |  | 1 |  | 1 |  | ELMHURST MUTUAL POWER AND LIGHT | 5832 | Y | N/A | 2017-03-24 | N/A | N/A | N/A | N/A | BPA | Oversample | 921.5
SITE_00014 | Manufactured | Double Wide | Puget Sound | GIG HARBOR | WA | 98329 |  | Pierce | BPA | 11058 |  | 921.5 |  | 1 |  | 1 |  | PENINSULA LIGHT COMPANY | 14668 | Y | N/A | 2017-03-27 | N/A | N/A | N/A | N/A | BPA | Oversample | 921.5
SITE_00015 | Manufactured | Triple Wide | Puget Sound | ANDERSON ISLAND | WA | 98303 |  | Pierce | BPA | 11058 |  | 921.5 |  | 1 |  | 1 |  | TANNER ELECTRIC COOP | 18448 | Y | N/A | 2017-06-08 | N/A | N/A | N/A | N/A | BPA | Oversample | 921.5
SITE_00016 | Manufactured | Double Wide | Western Washington | GRAPEVIEW | WA | 98546 |  | Mason | BPA | 40733 |  | 1313.97 |  | 1 |  | 1 |  | MASON COUNTY PUD 3 | 15419 | Y | N/A | 2017-08-26 | N/A | N/A | N/A | N/A | BPA | Oversample | 1313.97
SITE_00017 | Manufactured | Double Wide | Puget Sound | EVERETT | WA | 98203 |  | Snohomish | SnoPUD | 16959 |  | 997.59 |  | 1 |  | 1 |  | SNOHOMISH PUD | 17470 | Y | N/A | 2017-08-25 | N/A | N/A | N/A | N/A | BPA | Oversample | 997.59
SITE_00018 | Manufactured | Double Wide | Puget Sound | EVERETT | WA | 98208 |  | Snohomish | SnoPUD | 16959 |  | 997.59 |  | 1 |  | 1 |  | SNOHOMISH PUD | 17470 | Y | N/A | 2017-03-22 | N/A | N/A | N/A | N/A | BPA | Oversample | 997.59
SITE_00019 | Manufactured | Double Wide | Puget Sound | MARYSVILLE | WA | 98270 |  | Snohomish | SnoPUD | 16959 |  | 997.59 |  | 1 |  | 1 |  | SNOHOMISH PUD | 17470 | Y | N/A | 2017-03-29 | N/A | N/A | N/A | N/A | BPA | Oversample | 997.59
SITE_00020 | Manufactured | Double Wide | Puget Sound | MARYSVILLE | WA | 98271 |  | Snohomish | SnoPUD | 16959 |  | 997.59 |  | 1 |  | 1 |  | SNOHOMISH PUD | 17470 | Y | N/A | 2017-03-28 | N/A | N/A | N/A | N/A | BPA | Oversample | 997.59
SITE_00021 | Single Family | Single Family Detached | Western Washington | WINLOCK | WA | 98596 |  | Lewis | BPA | 292663 |  | 2986.36 |  | 1 |  | 1 |  | LEWIS COUNTY PUD | 10944 | Y | N/A | 2017-07-21 | N/A | N/A | N/A | N/A | BPA | Oversample | 9127
SITE_00022 | Manufactured | Single Wide | Puget Sound | GIG HARBOR | WA | 98332 |  | Pierce | BPA | 11058 |  | 921.5 |  | 1 |  | 1 |  | PENINSULA LIGHT COMPANY | 14668 | Y | N/A | 2017-07-13 | N/A | N/A | N/A | N/A | BPA | Oversample | 921.5
SITE_00023 | Manufactured | Double Wide | Western Washington | SEQUIM | WA | 98382 |  | Clallam | BPA | 40733 |  | 1313.97 |  | 1 |  | 1 |  | CLALLAM COUNTY PUD | 3644 | Y | N/A | 2017-07-17 | N/A | N/A | N/A | N/A | BPA | Oversample | 1313.97
SITE_00024 | Manufactured | Single Wide | Western Washington | SEQUIM | WA | 98382 |  | Clallam | BPA | 40733 |  | 1313.97 |  | 1 |  | 1 |  | CLALLAM COUNTY PUD | 3644 | Y | N/A | 2017-07-14 | N/A | N/A | N/A | N/A | BPA | Oversample | 1313.97
SITE_00025 | Manufactured | Double Wide | Western Washington | SEQUIM | WA | 98382 |  | Clallam | BPA | 40733 |  | 1313.97 |  | 1 |  | 1 |  | CLALLAM COUNTY PUD | 3644 | Y | N/A | 2017-07-17 | N/A | N/A | N/A | N/A | BPA | Oversample | 1313.97
SITE_00026 | Single Family | Single Family Detached | Western Washington | SEQUIM | WA | 98382 |  | Clallam | BPA | 292663 |  | 2986.36 |  | 1 |  | 1 |  | CLALLAM COUNTY PUD | 3644 | Y | N/A | 2017-07-18 | N/A | N/A | N/A | N/A | BPA | Oversample | 3434
SITE_00027 | Manufactured | Single Wide | Western Washington | ELMA | WA | 98541 |  | Grays Harbor | BPA | 40733 |  | 1313.97 |  | 1 |  | 1 |  | GRAYS HARBOR PUD | 7548 | Y | N/A | 2017-07-19 | N/A | N/A | N/A | N/A | BPA | Oversample | 1313.97
SITE_00028 | Manufactured | Single Wide | Western Washington | ELMA | WA | 98541 |  | Grays Harbor | BPA | 40733 |  | 1313.97 |  | 1 |  | 1 |  | GRAYS HARBOR PUD | 7548 | Y | N/A | 2017-07-19 | N/A | N/A | N/A | N/A | BPA | Oversample | 1313.97
SITE_00029 | Manufactured | Single Wide | Western Washington | ELMA | WA | 98541 |  | Grays Harbor | BPA | 40733 |  | 1313.97 |  | 1 |  | 1 |  | GRAYS HARBOR PUD | 7548 | Y | N/A | 2017-07-19 | N/A | N/A | N/A | N/A | BPA | Oversample | 1313.97
SITE_00030 | Manufactured | Single Wide | Western Washington | ELMA | WA | 98541 |  | Grays Harbor | BPA | 40733 |  | 1313.97 |  | 1 |  | 1 |  | GRAYS HARBOR PUD | 7548 | Y | N/A | 2017-07-19 | N/A | N/A | N/A | N/A | BPA | Oversample | 1313.97
SITE_00031 | Manufactured | Double Wide | Western Washington | ELMA | WA | 98541 |  | Grays Harbor | BPA | 40733 |  | 1313.97 |  | 1 |  | 1 |  | GRAYS HARBOR PUD | 7548 | Y | N/A | 2017-07-19 | N/A | N/A | N/A | N/A | BPA | Oversample | 1313.97
SITE_00032 | Manufactured | Double Wide | Western Washington | WASHOUGAL | WA | 98671 |  | Clark | BPA | 40733 |  | 1313.97 |  | 1 |  | 1 |  | CLARK PUD | 3660 | Y | N/A | 2017-07-19 | N/A | N/A | N/A | N/A | BPA | Oversample | 1313.97
SITE_00033 | Manufactured | Double Wide | Western Washington | BATTLE GROUND | WA | 98604 |  | Clark | BPA | 40733 |  | 1313.97 |  | 1 |  | 1 |  | CLARK PUD | 3660 | Y | N/A | 2017-08-23 | N/A | N/A | N/A | N/A | BPA | Oversample | 1313.97
SITE_00034 | Manufactured | Double Wide | Western Washington | BATTLE GROUND | WA | 98604 |  | Clark | BPA | 40733 |  | 1313.97 |  | 1 |  | 1 |  | CLARK PUD | 3660 | Y | N/A | 2017-07-12 | N/A | N/A | N/A | N/A | BPA | Oversample | 1313.97
SITE_00035 | Manufactured | Double Wide | Western Washington | MONTESANO | WA | 98563 |  | Grays Harbor | BPA | 40733 |  | 1313.97 |  | 1 |  | 1 |  | GRAYS HARBOR PUD | 7548 | Y | N/A | 2017-07-20 | N/A | N/A | N/A | N/A | BPA | Oversample | 1313.97
SITE_00036 | Manufactured | Single Wide | Western Washington | RAYMOND | WA | 98577 |  | Pacific | BPA | 40733 |  | 1313.97 |  | 1 |  | 1 |  | PACIFIC COUNTY PUD 2 | 14324 | Y | N/A | 2017-07-19 | N/A | N/A | N/A | N/A | BPA | Oversample | 1313.97
SITE_00037 | Manufactured | Single Wide | Western Washington | SHELTON | WA | 98584 |  | Mason | BPA | 40733 |  | 1313.97 |  | 1 |  | 1 |  | MASON COUNTY PUD 3 | 15419 | Y | N/A | 2017-07-13 | N/A | N/A | N/A | N/A | BPA | Oversample | 1313.97
SITE_00038 | Manufactured | Single Wide | Western Washington | LONGVIEW | WA | 98632 |  | Cowlitz | BPA | 40733 |  | 1313.97 |  | 1 |  | 1 |  | COWLITZ PUD | 4442 | Y | N/A | 2017-08-23 | N/A | N/A | N/A | N/A | BPA | Oversample | 1313.97
SITE_00039 | Manufactured | Double Wide | Western Washington | VANCOUVER | WA | 98682 |  | Clark | BPA | 40733 |  | 1313.97 |  | 1 |  | 1 |  | CLARK PUD | 3660 | Y | N/A | 2017-07-19 | N/A | N/A | N/A | N/A | BPA | Oversample | 1313.97
SITE_00040 | Manufactured | Double Wide | Western Washington | VANCOUVER | WA | 98682 |  | Clark | BPA | 40733 |  | 1313.97 |  | 1 |  | 1 |  | CLARK PUD | 3660 | Y | N/A | 2017-08-23 | N/A | N/A | N/A | N/A | BPA | Oversample | 1313.97
SITE_00041 | Multifamily Residence | Apartment Building (3 or fewer floors) | Puget Sound | EDMONDS | WA | 98026 |  | Snohomish | SnoPUD | 56059 |  | 2002.11 |  | 1 |  | 1 |  | SNOHOMISH PUD | 17470 | Y | N/A | 2017-07-12 | BLDG_00002 | N/A | N/A | N/A | BPA | Oversample | 2002.11
SITE_00042 | Multifamily Residence | Apartment Building (3 or fewer floors) | Puget Sound | LYNNWOOD | WA | 98036 |  | Snohomish | SnoPUD | 56059 |  | 2002.11 |  | 1 |  | 1 |  | SNOHOMISH PUD | 17470 | Y | N/A | 2017-02-10 | BLDG_00003 | N/A | N/A | N/A | BPA | Oversample | 2002.11
SITE_00043 | Multifamily Residence | Apartment Building (3 or fewer floors) | Puget Sound | LYNNWOOD | WA | 98037 |  | Snohomish | SnoPUD | 56059 |  | 2002.11 |  | 1 |  | 1 |  | SNOHOMISH PUD | 17470 | Y | N/A | 2017-02-09 | BLDG_00004 | N/A | N/A | N/A | BPA | Oversample | 2002.11
SITE_00044 | Multifamily Residence | Apartment Building (3 or fewer floors) | Puget Sound | LYNNWOOD | WA | 98087 |  | Snohomish | SnoPUD | 56059 |  | 2002.11 |  | 1 |  | 1 |  | SNOHOMISH PUD | 17470 | Y | N/A | 2017-02-11 | BLDG_00005 | N/A | N/A | N/A | BPA | Oversample | 2002.11
SITE_00045 | Multifamily Residence | Apartment Building (3 or fewer floors) | Puget Sound | SEATTLE | WA | 98101 |  | King | SCL | 148177 |  | 2002.39 |  | 1 |  | 1 |  | SEATTLE CITY LIGHT | 16868 | Y | N/A | 2017-02-10 | BLDG_00006 | N/A | N/A | N/A | BPA | Oversample | 2002.39
SITE_00046 | Multifamily Residence | Apartment Building (3 or fewer floors) | Puget Sound | SEATTLE | WA | 98101 |  | King | SCL | 148177 |  | 2002.39 |  | 1 |  | 1 |  | SEATTLE CITY LIGHT | 16868 | Y | N/A | 2017-02-13 | BLDG_00007 | N/A | N/A | N/A | BPA | Oversample | 2002.39
SITE_00047 | Multifamily Residence | Apartment Building (4 to 6 floors) | Puget Sound | SEATTLE | WA | 98101 |  | King | SCL | 148177 |  | 2002.39 |  | 1 |  | 1 |  | SEATTLE CITY LIGHT | 16868 | Y | N/A | 2017-02-09 | BLDG_00008 | N/A | N/A | N/A | BPA | Oversample | 2002.39
SITE_00048 | Multifamily Residence | Apartment Building (3 or fewer floors) | Puget Sound | SEATTLE | WA | 98102 |  | King | SCL | 148177 |  | 2002.39 |  | 1 |  | 1 |  | SEATTLE CITY LIGHT | 16868 | Y | N/A | 2017-02-17 | BLDG_00009 | N/A | N/A | N/A | BPA | Oversample | 2002.39
SITE_00049 | Single Family | Single Family Detached | Puget Sound | SEATTLE | WA | 98102 |  | King | SCL Not LI or EH | 155883 |  | 2259.17 |  | 1 |  | 1 |  | SEATTLE CITY LIGHT | 16868 | Y | PUGET SOUND ENERGY | 2017-02-13 | N/A | N/A | N/A | N/A | BPA | Oversample | 2471.1038
SITE_00050 | Multifamily Residence | Apartment Building (3 or fewer floors) | Puget Sound | SEATTLE | WA | 98103 |  | King | SCL | 148177 |  | 2002.39 |  | 1 |  | 1 |  | SEATTLE CITY LIGHT | 16868 | Y | N/A | 2017-02-09 | BLDG_00010 | N/A | N/A | N/A | BPA | Oversample | 2002.39
SITE_00051 | Single Family | Duplex, Triplex, or Fourplex | Puget Sound | SEATTLE | WA | 98106 |  | King | SCL EH | 36440 |  | 597.38 |  | 1 |  | 1 |  | SEATTLE CITY LIGHT | 16868 | Y | N/A | 2017-02-23 | N/A | N/A | N/A | N/A | BPA | Oversample | 653.4162
SITE_00052 | Multifamily Residence | Apartment Building (3 or fewer floors) | Puget Sound | SEATTLE | WA | 98109 |  | King | SCL | 148177 |  | 2002.39 |  | 1 |  | 1 |  | SEATTLE CITY LIGHT | 16868 | Y | N/A | 2017-08-22 | BLDG_00011 | N/A | N/A | N/A | BPA | Oversample | 2002.39
SITE_00053 | Multifamily Residence | Apartment Building (3 or fewer floors) | Puget Sound | SEATTLE | WA | 98112 |  | King | SCL | 148177 |  | 2002.39 |  | 1 |  | 1 |  | SEATTLE CITY LIGHT | 16868 | Y | N/A | 2017-02-24 | BLDG_00012 | N/A | N/A | N/A | BPA | Oversample | 2002.39
SITE_00054 | Multifamily Residence | Apartment Building (3 or fewer floors) | Puget Sound | SEATTLE | WA | 98115 |  | King | SCL | 148177 |  | 2002.39 |  | 1 |  | 1 |  | SEATTLE CITY LIGHT | 16868 | Y | N/A | 2017-02-08 | BLDG_00013 | N/A | N/A | N/A | BPA | Oversample | 2002.39
SITE_00055 | Multifamily Residence | Apartment Building (4 to 6 floors) | Puget Sound | SEATTLE | WA | 98115 |  | King | SCL | 148177 |  | 2002.39 |  | 1 |  | 1 |  | SEATTLE CITY LIGHT | 16868 | Y | N/A | 2017-02-15 | BLDG_00014 | N/A | N/A | N/A | BPA | Oversample | 2002.39
SITE_00056 | Multifamily Residence | Apartment Building (4 to 6 floors) | Puget Sound | SEATTLE | WA | 98107 |  | King | SCL | 148177 |  | 2002.39 |  | 1 |  | 1 |  | SEATTLE CITY LIGHT | 16868 | Y | N/A | 2017-02-15 | BLDG_00015 | N/A | N/A | N/A | BPA | Oversample | 2002.39
SITE_00057 | Multifamily Residence | Apartment Building (3 or fewer floors) | Puget Sound | SEATTLE | WA | 98118 |  | King | PSE - King County | 104014 |  | 2000.27 |  | 1 |  | 1 |  | PUGET SOUND ENERGY | 15500 | N | N/A | 2017-02-10 | BLDG_00016 | N/A | N/A | N/A | PSE | Oversample | 2000.27
SITE_00058 | Multifamily Residence | Apartment Building (3 or fewer floors) | Puget Sound | SEATTLE | WA | 98119 |  | King | SCL | 148177 |  | 2002.39 |  | 1 |  | 1 |  | SEATTLE CITY LIGHT | 16868 | Y | N/A | 2017-02-24 | BLDG_00017 | N/A | N/A | N/A | BPA | Oversample | 2002.39
SITE_00059 | Single Family | Single Family Detached | Puget Sound | SEATTLE | WA | 98108 |  | King | SCL Not LI or EH | 155883 |  | 2259.17 |  | 1 |  | 1 |  | SEATTLE CITY LIGHT | 16868 | Y | N/A | 2017-07-11 | N/A | N/A | N/A | N/A | BPA | Oversample | 2471.1038
SITE_00060 | Multifamily Residence | Apartment Building (4 to 6 floors) | Puget Sound | SEATTLE | WA | 98121 |  | King | SCL | 148177 |  | 2002.39 |  | 1 |  | 1 |  | SEATTLE CITY LIGHT | 16868 | Y | N/A | 2017-02-16 | BLDG_00018 | N/A | N/A | N/A | BPA | Oversample | 2002.39
SITE_00061 | Single Family | Duplex, Triplex, or Fourplex | Puget Sound | SEATTLE | WA | 98122 |  | King | SCL EH | 36440 |  | 597.38 |  | 1 |  | 1 |  | SEATTLE CITY LIGHT | 16868 | Y | N/A | 2017-02-10 | N/A | N/A | N/A | N/A | BPA | Oversample | 597.38
SITE_00062 | Single Family | Townhome or Rowhome | Puget Sound | SEATTLE | WA | 98122 |  | King | SCL EH | 36440 |  | 597.38 |  | 1 |  | 1 |  | SEATTLE CITY LIGHT | 16868 | Y | PUGET SOUND ENERGY | 2017-02-24 | N/A | N/A | N/A | N/A | BPA | Oversample | 653.4162
SITE_00063 | Multifamily Residence | Apartment Building (3 or fewer floors) | Puget Sound | SEATTLE | WA | 98125 |  | King | SCL | 148177 |  | 2002.39 |  | 1 |  | 1 |  | SEATTLE CITY LIGHT | 16868 | Y | N/A | 2017-02-09 | BLDG_00019 | N/A | N/A | N/A | BPA | Oversample | 2002.39
SITE_00064 | Multifamily Residence | Apartment Building (3 or fewer floors) | Puget Sound | SEATTLE | WA | 98125 |  | King | SCL | 148177 |  | 2002.39 |  | 1 |  | 1 |  | SEATTLE CITY LIGHT | 16868 | Y | N/A | 2017-06-05 | BLDG_00020 | N/A | N/A | N/A | BPA | Oversample | 2002.39
SITE_00065 | Multifamily Residence | Apartment Building (3 or fewer floors) | Puget Sound | SEATTLE | WA | 98125 |  | King | SCL | 148177 |  | 2002.39 |  | 1 |  | 1 |  | SEATTLE CITY LIGHT | 16868 | Y | N/A | 2017-02-10 | BLDG_00021 | N/A | N/A | N/A | BPA | Oversample | 2002.39
SITE_00066 | Multifamily Residence | Apartment Building (3 or fewer floors) | Puget Sound | LYNNWOOD | WA | 98036 |  | Snohomish | SnoPUD | 56059 |  | 2002.11 |  | 1 |  | 1 |  | SNOHOMISH PUD | 17470 | Y | N/A | 2017-02-07 | BLDG_00022 | N/A | N/A | N/A | BPA | Oversample | 2002.11
SITE_00067 | Single Family | Duplex, Triplex, or Fourplex | Puget Sound | SEATTLE | WA | 98133 |  | King | SCL EH | 36440 |  | 597.38 |  | 1 |  | 1 |  | SEATTLE CITY LIGHT | 16868 | Y | N/A | 2017-02-10 | N/A | N/A | N/A | N/A | BPA | Oversample | 653.4162
SITE_00068 | Multifamily Residence | Apartment Building (3 or fewer floors) | Puget Sound | SEATTLE | WA | 98133 |  | King | SCL | 148177 |  | 2002.39 |  | 1 |  | 1 |  | SEATTLE CITY LIGHT | 16868 | Y | N/A | 2017-07-10 | BLDG_00023 | N/A | N/A | N/A | BPA | Oversample | 2002.39
SITE_00069 | Multifamily Residence | Apartment Building (3 or fewer floors) | Puget Sound | SEATTLE | WA | 98136 |  | King | SCL | 148177 |  | 2002.39 |  | 1 |  | 1 |  | SEATTLE CITY LIGHT | 16868 | Y | N/A | 2017-07-11 | BLDG_00024 | N/A | N/A | N/A | BPA | Oversample | 2002.39
SITE_00070 | Single Family | Single Family Detached | Puget Sound | RENTON | WA | 98057 |  | King | PSE | 679140 |  | 12576.67 |  | 1 |  | 1 |  | PUGET SOUND ENERGY | 15500 | N | PUGET SOUND ENERGY | 2017-02-24 | N/A | N/A | N/A | N/A | Core | Core | 14922.6667
SITE_00071 | Multifamily Residence | Apartment Building (3 or fewer floors) | Puget Sound | SEATTLE | WA | 98104 |  | King | SCL | 148177 |  | 2002.39 |  | 1 |  | 1 |  | SEATTLE CITY LIGHT | 16868 | Y | N/A | 2017-02-20 | BLDG_00540 | N/A | N/A | N/A | BPA | Oversample | 2002.39
SITE_00072 | Multifamily Residence | Apartment Building (3 or fewer floors) | Puget Sound | EVERETT | WA | 98201 |  | Snohomish | SnoPUD | 56059 |  | 2002.11 |  | 1 |  | 1 |  | SNOHOMISH PUD | 17470 | Y | N/A | 2017-02-21 | BLDG_00026 | N/A | N/A | N/A | BPA | Oversample | 2002.11
SITE_00073 | Single Family | Single Family Detached | Puget Sound | EVERETT | WA | 98208 |  | Snohomish | SnoPUD | 228091 |  | 3801.52 |  | 1 |  | 1 |  | SNOHOMISH PUD | 17470 | Y | N/A | 2017-02-11 | N/A | N/A | N/A | N/A | BPA | Oversample | 3955.5333
SITE_00074 | Multifamily Residence | Apartment Building (3 or fewer floors) | Puget Sound | ARLINGTON | WA | 98267 |  | Snohomish | SnoPUD | 56059 |  | 2002.11 |  | 1 |  | 1 |  | SNOHOMISH PUD | 17470 | Y | N/A | 2017-07-20 | BLDG_00027 | N/A | N/A | N/A | BPA | Oversample | 2002.11
SITE_00075 | Multifamily Residence | Apartment Building (3 or fewer floors) | Puget Sound | MONROE | WA | 98272 |  | King | SnoPUD | 56059 |  | 2002.11 |  | 1 |  | 1 |  | SNOHOMISH PUD | 17470 | Y | N/A | 2017-02-07 | BLDG_00028 | N/A | N/A | N/A | BPA | Oversample | 2002.11
SITE_00076 | Multifamily Residence | Apartment Building (4 to 6 floors) | Puget Sound | TACOMA | WA | 98404 |  | Pierce | BPA | 44879 |  | 2804.94 |  | 1 |  | 1 |  | CITY OF TACOMA | 18429 | Y | N/A | 2017-02-21 | BLDG_00029 | N/A | N/A | N/A | BPA | Oversample | 2804.94
SITE_00077 | Multifamily Residence | Apartment Building (3 or fewer floors) | Puget Sound | TACOMA | WA | 98407 |  | Pierce | BPA | 44879 |  | 2804.94 |  | 1 |  | 1 |  | CITY OF TACOMA | 18429 | Y | N/A | 2017-02-04 | BLDG_00030 | N/A | N/A | N/A | BPA | Oversample | 2804.94
SITE_00078 | Multifamily Residence | Apartment Building (3 or fewer floors) | Puget Sound | TACOMA | WA | 98407 |  | Pierce | BPA | 44879 |  | 2804.94 |  | 1 |  | 1 |  | CITY OF TACOMA | 18429 | Y | N/A | 2017-02-04 | BLDG_00030 | N/A | N/A | N/A | BPA | Oversample | 2804.94
SITE_00079 | Multifamily Residence | Apartment Building (3 or fewer floors) | Puget Sound | TACOMA | WA | 98467 |  | Pierce | BPA | 44879 |  | 2804.94 |  | 1 |  | 1 |  | CITY OF TACOMA | 18429 | Y | N/A | 2017-02-21 | BLDG_00031 | N/A | N/A | N/A | BPA | Oversample | 2804.94
SITE_00080 | Multifamily Residence | Apartment Building (3 or fewer floors) | Western Washington | FORKS | WA | 98331 |  | Clallam | BPA | 41409 |  | 739.45 |  | 1 |  | 1 |  | CLALLAM COUNTY PUD | 3644 | Y | N/A | 2017-09-05 | BLDG_00032 | N/A | N/A | N/A | BPA | Oversample | 739.45
SITE_00081 | Single Family | Duplex, Triplex, or Fourplex | Western Washington | PORT ANGELES | WA | 98362 |  | Clallam | BPA | 292663 |  | 2986.36 |  | 1 |  | 1 |  | CITY OF PORT ANGELES | 15231 | Y | N/A | 2017-07-17 | N/A | N/A | N/A | N/A | BPA | Oversample | 3434
SITE_00082 | Multifamily Residence | Apartment Building (3 or fewer floors) | Western Washington | PORT ANGELES | WA | 98362 |  | Clallam | BPA | 41409 |  | 739.45 |  | 1 |  | 1 |  | CITY OF PORT ANGELES | 15231 | Y | N/A | 2017-07-18 | BLDG_00033 | N/A | N/A | N/A | BPA | Oversample | 739.45
SITE_00083 | Multifamily Residence | Apartment Building (3 or fewer floors) | Western Washington | PORT ANGELES | WA | 98362 |  | Clallam | BPA | 41409 |  | 739.45 |  | 1 |  | 1 |  | CITY OF PORT ANGELES | 15231 | Y | N/A | 2017-07-18 | BLDG_00034 | N/A | N/A | N/A | BPA | Oversample | 739.45
SITE_00084 | Multifamily Residence | Apartment Building (3 or fewer floors) | Western Washington | PORT ANGELES | WA | 98363 |  | Clallam | BPA | 41409 |  | 739.45 |  | 1 |  | 1 |  | CITY OF PORT ANGELES | 15231 | Y | N/A | 2017-07-17 | BLDG_00035 | N/A | N/A | N/A | BPA | Oversample | 739.45
SITE_00085 | Multifamily Residence | Apartment Building (3 or fewer floors) | Western Washington | PORT ANGELES | WA | 98363 |  | Clallam | BPA | 41409 |  | 739.45 |  | 1 |  | 1 |  | CITY OF PORT ANGELES | 15231 | Y | N/A | 2017-09-05 | BLDG_00036 | N/A | N/A | N/A | BPA | Oversample | 739.45
SITE_00086 | Multifamily Residence | Apartment Building (3 or fewer floors) | Western Washington | PORT ANGELES | WA | 98363 |  | Clallam | BPA | 41409 |  | 739.45 |  | 1 |  | 1 |  | CITY OF PORT ANGELES | 15231 | Y | N/A | 2017-07-28 | BLDG_00036 | N/A | N/A | N/A | BPA | Oversample | 739.45
SITE_00087 | Multifamily Residence | Apartment Building (3 or fewer floors) | Western Washington | PORT ANGELES | WA | 98363 |  | Clallam | BPA | 41409 |  | 739.45 |  | 1 |  | 1 |  | CITY OF PORT ANGELES | 15231 | Y | N/A | 2017-07-28 | BLDG_00036 | N/A | N/A | N/A | BPA | Oversample | 739.45
SITE_00088 | Multifamily Residence | Apartment Building (3 or fewer floors) | Western Washington | SEQUIM | WA | 98382 |  | Clallam | BPA | 41409 |  | 739.45 |  | 1 |  | 1 |  | CLALLAM COUNTY PUD | 3644 | Y | N/A | 2017-07-18 | BLDG_00037 | N/A | N/A | N/A | BPA | Oversample | 739.45
SITE_00089 | Multifamily Residence | Apartment Building (3 or fewer floors) | Western Washington | SEQUIM | WA | 98382 |  | Clallam | BPA | 41409 |  | 739.45 |  | 1 |  | 1 |  | CLALLAM COUNTY PUD | 3644 | Y | N/A | 2017-07-18 | BLDG_00038 | N/A | N/A | N/A | BPA | Oversample | 739.45
SITE_00090 | Single Family | Duplex, Triplex, or Fourplex | Western Washington | ABERDEEN | WA | 98520 |  | Grays Harbor | BPA | 292663 |  | 2986.36 |  | 1 |  | 1 |  | GRAYS HARBOR PUD | 7548 | Y | N/A | 2017-07-20 | N/A | N/A | N/A | N/A | BPA | Oversample | 9127
SITE_00091 | Multifamily Residence | Apartment Building (3 or fewer floors) | Western Washington | ABERDEEN | WA | 98520 |  | Grays Harbor | BPA | 41409 |  | 739.45 |  | 1 |  | 1 |  | GRAYS HARBOR PUD | 7548 | Y | N/A | 2017-07-20 | BLDG_00039 | N/A | N/A | N/A | BPA | Oversample | 739.45
SITE_00092 | Multifamily Residence | Apartment Building (3 or fewer floors) | Western Washington | CENTRALIA | WA | 98531 |  | Lewis | BPA | 41409 |  | 739.45 |  | 1 |  | 1 |  | CITY OF CENTRALIA | 3295 | Y | N/A | 2017-07-25 | BLDG_00040 | N/A | N/A | N/A | BPA | Oversample | 739.45
SITE_00093 | Multifamily Residence | Apartment Building (3 or fewer floors) | Western Washington | CENTRALIA | WA | 98531 |  | Lewis | BPA | 41409 |  | 739.45 |  | 1 |  | 1 |  | CITY OF CENTRALIA | 3295 | Y | N/A | 2017-07-11 | BLDG_00041 | N/A | N/A | N/A | BPA | Oversample | 739.45
SITE_00094 | Multifamily Residence | Apartment Building (3 or fewer floors) | Western Washington | CENTRALIA | WA | 98531 |  | Lewis | BPA | 41409 |  | 739.45 |  | 1 |  | 1 |  | CITY OF CENTRALIA | 3295 | Y | N/A | 2017-09-07 | BLDG_00042 | N/A | N/A | N/A | BPA | Oversample | 739.45
SITE_00095 | Multifamily Residence | Apartment Building (3 or fewer floors) | Western Washington | ELMA | WA | 98541 |  | Grays Harbor | BPA | 41409 |  | 739.45 |  | 1 |  | 1 |  | GRAYS HARBOR PUD | 7548 | Y | N/A | 2017-09-28 | BLDG_00043 | N/A | N/A | N/A | BPA | Oversample | 739.45
SITE_00096 | Multifamily Residence | Apartment Building (3 or fewer floors) | Western Washington | ELMA | WA | 98541 |  | Grays Harbor | BPA | 41409 |  | 739.45 |  | 1 |  | 1 |  | GRAYS HARBOR PUD | 7548 | Y | N/A | 2017-07-20 | BLDG_00044 | N/A | N/A | N/A | BPA | Oversample | 739.45
SITE_00097 | Multifamily Residence | Apartment Building (3 or fewer floors) | Western Washington | HOQUIAM | WA | 98550 |  | Grays Harbor | BPA | 41409 |  | 739.45 |  | 1 |  | 1 |  | GRAYS HARBOR PUD | 7548 | Y | N/A | 2017-07-19 | BLDG_00045 | N/A | N/A | N/A | BPA | Oversample | 739.45
SITE_00098 | Multifamily Residence | Apartment Building (3 or fewer floors) | Western Washington | SHELTON | Wa | 98584 |  | Mason | BPA | 41409 |  | 739.45 |  | 1 |  | 1 |  | MASON COUNTY PUD 3 | 15419 | Y | N/A | 2017-09-08 | BLDG_00046 | N/A | N/A | N/A | BPA | Oversample | 739.45
SITE_00099 | Multifamily Residence | Apartment Building (3 or fewer floors) | Western Washington | KELSO | WA | 98047 |  | Cowlitz | BPA | 41409 |  | 739.45 |  | 1 |  | 1 |  | COWLITZ PUD | 4442 | Y | N/A | 2017-09-29 | BLDG_00047 | N/A | N/A | N/A | BPA | Oversample | 739.45
SITE_00100 | Multifamily Residence | Apartment Building (3 or fewer floors) | Western Washington | KELSO | Wa | 98626 |  | Cowlitz | BPA | 41409 |  | 739.45 |  | 1 |  | 1 |  | COWLITZ PUD | 4442 | Y | N/A | 2017-09-08 | BLDG_00048 | N/A | N/A | N/A | BPA | Oversample | 739.45
SITE_00101 | Multifamily Residence | Apartment Building (3 or fewer floors) | Western Washington | LONGVIEW | WA | 98632 |  | Cowlitz | BPA | 41409 |  | 739.45 |  | 1 |  | 1 |  | COWLITZ PUD | 4442 | Y | N/A | 2017-07-21 | BLDG_00049 | N/A | N/A | N/A | BPA | Oversample | 739.45
SITE_00102 | Multifamily Residence | Apartment Building (3 or fewer floors) | Western Washington | LONGVIEW | WA | 98632 |  | Cowlitz | BPA | 41409 |  | 739.45 |  | 1 |  | 1 |  | COWLITZ PUD | 4442 | Y | N/A | 2017-07-22 | BLDG_00050 | N/A | N/A | N/A | BPA | Oversample | 739.45
SITE_00103 | Multifamily Residence | Apartment Building (3 or fewer floors) | Western Washington | LONGVIEW | WA | 98632 |  | Cowlitz | BPA | 41409 |  | 739.45 |  | 1 |  | 1 |  | COWLITZ PUD | 4442 | Y | N/A | 2017-07-13 | BLDG_00051 | N/A | N/A | N/A | BPA | Oversample | 739.45
SITE_00104 | Multifamily Residence | Apartment Building (3 or fewer floors) | Western Washington | LONGVIEW | WA | 98632 |  | Cowlitz | BPA | 41409 |  | 739.45 |  | 1 |  | 1 |  | COWLITZ PUD | 4442 | Y | N/A | 2017-07-14 | BLDG_00052 | N/A | N/A | N/A | BPA | Oversample | 739.45
SITE_00105 | Multifamily Residence | Apartment Building (3 or fewer floors) | Western Washington | LONGVIEW | WA | 98632 |  | Cowlitz | BPA | 41409 |  | 739.45 |  | 1 |  | 1 |  | COWLITZ PUD | 4442 | Y | N/A | 2017-07-24 | BLDG_00053 | N/A | N/A | N/A | BPA | Oversample | 739.45
SITE_00106 | Multifamily Residence | Apartment Building (3 or fewer floors) | Western Washington | LONGVIEW | WA | 98632 |  | Cowlitz | BPA | 41409 |  | 739.45 |  | 1 |  | 1 |  | COWLITZ PUD | 4442 | Y | N/A | 2017-07-10 | BLDG_00054 | N/A | N/A | N/A | BPA | Oversample | 739.45
SITE_00107 | Multifamily Residence | Apartment Building (3 or fewer floors) | Western Washington | LONGVIEW | WA | 98632 |  | Cowlitz | BPA | 41409 |  | 739.45 |  | 1 |  | 1 |  | COWLITZ PUD | 4442 | Y | N/A | 2017-07-11 | BLDG_00055 | N/A | N/A | N/A | BPA | Oversample | 739.45
SITE_00108 | Single Family | Duplex, Triplex, or Fourplex | Western Washington | VANCOUVER | WA | 98660 |  | Clark | BPA | 292663 |  | 2986.36 |  | 1 |  | 1 |  | CLARK PUD | 3660 | Y | N/A | 2017-07-11 | N/A | N/A | N/A | N/A | BPA | Oversample | 2986.36
SITE_00109 | Multifamily Residence | Apartment Building (3 or fewer floors) | Western Washington | VANCOUVER | WA | 98660 |  | Clark | BPA | 41409 |  | 739.45 |  | 1 |  | 1 |  | CLARK PUD | 3660 | Y | N/A | 2017-09-29 | BLDG_00056 | N/A | N/A | N/A | BPA | Oversample | 739.45
SITE_00110 | Multifamily Residence | Apartment Building (3 or fewer floors) | Western Washington | VANCOUVER | WA | 98661 |  | Clark | BPA | 41409 |  | 739.45 |  | 1 |  | 1 |  | CLARK PUD | 3660 | Y | NW NATURAL GAS | 2017-07-26 | BLDG_00057 | N/A | N/A | N/A | BPA | Oversample | 739.45
SITE_00111 | Multifamily Residence | Apartment Building (3 or fewer floors) | Western Washington | VANCOUVER | WA | 98661 |  | Clark | BPA | 41409 |  | 739.45 |  | 1 |  | 1 |  | CLARK PUD | 3660 | Y | N/A | 2017-07-12 | BLDG_00058 | N/A | N/A | N/A | BPA | Oversample | 739.45
SITE_00112 | Multifamily Residence | Apartment Building (3 or fewer floors) | Western Washington | VANCOUVER | WA | 98661 |  | Clark | BPA | 41409 |  | 739.45 |  | 1 |  | 1 |  | CLARK PUD | 3660 | Y | N/A | 2017-08-23 | BLDG_00059 | N/A | N/A | N/A | BPA | Oversample | 739.45
SITE_00113 | Multifamily Residence | Apartment Building (3 or fewer floors) | Western Washington | VANCOUVER | WA | 98660 |  | Clark | BPA | 41409 |  | 739.45 |  | 1 |  | 1 |  | CLARK PUD | 3660 | Y | N/A | 2017-07-12 | BLDG_00060 | N/A | N/A | N/A | BPA | Oversample | 739.45
SITE_00114 | Multifamily Residence | Apartment Building (3 or fewer floors) | Western Washington | VANCOUVER | WA | 98661 |  | Clark | BPA | 41409 |  | 739.45 |  | 1 |  | 1 |  | CLARK PUD | 3660 | Y | N/A | 2017-09-29 | BLDG_00061 | N/A | N/A | N/A | BPA | Oversample | 739.45
SITE_00115 | Multifamily Residence | Apartment Building (3 or fewer floors) | Western Washington | VANCOUVER | WA | 98661 |  | Clark | BPA | 41409 |  | 739.45 |  | 1 |  | 1 |  | CLARK PUD | 3660 | Y | N/A | 2017-07-11 | BLDG_00062 | N/A | N/A | N/A | BPA | Oversample | 739.45
SITE_00116 | Single Family | Duplex, Triplex, or Fourplex | Western Washington | VANCOUVER | WA | 98661 |  | Clark | BPA | 292663 |  | 2986.36 |  | 1 |  | 1 |  | CLARK PUD | 3660 | Y | N/A | 2017-07-20 | N/A | N/A | N/A | N/A | BPA | Oversample | 2346.7937
SITE_00117 | Multifamily Residence | Apartment Building (3 or fewer floors) | Western Washington | VANCOUVER | WA | 98661 |  | Clark | BPA | 41409 |  | 739.45 |  | 1 |  | 1 |  | CLARK PUD | 3660 | Y | N/A | 2017-07-18 | BLDG_00063 | N/A | N/A | N/A | BPA | Oversample | 739.45
SITE_00118 | Multifamily Residence | Apartment Building (3 or fewer floors) | Western Washington | VANCOUVER | WA | 98661 |  | Clark | BPA | 41409 |  | 739.45 |  | 1 |  | 1 |  | CLARK PUD | 3660 | Y | N/A | 2017-07-12 | BLDG_00064 | N/A | N/A | N/A | BPA | Oversample | 739.45
SITE_00119 | Multifamily Residence | Apartment Building (3 or fewer floors) | Western Washington | VANCOUVER | WA | 98665 |  | Clark | BPA | 41409 |  | 739.45 |  | 1 |  | 1 |  | CLARK PUD | 3660 | Y | N/A | 2017-07-15 | BLDG_00065 | N/A | N/A | N/A | BPA | Oversample | 739.45
SITE_00120 | Multifamily Residence | Apartment Building (3 or fewer floors) | Western Washington | VANCOUVER | WA | 98663 |  | Clark | BPA | 41409 |  | 739.45 |  | 1 |  | 1 |  | CLARK PUD | 3660 | Y | NW NATURAL GAS | 2017-07-25 | BLDG_00066 | N/A | N/A | N/A | BPA | Oversample | 739.45
SITE_00121 | Multifamily Residence | Apartment Building (3 or fewer floors) | Western Washington | VANCOUVER | WA | 98663 |  | Clark | BPA | 41409 |  | 739.45 |  | 1 |  | 1 |  | CLARK PUD | 3660 | Y | N/A | 2017-07-24 | BLDG_00067 | N/A | N/A | N/A | BPA | Oversample | 739.45
SITE_00122 | Multifamily Residence | Apartment Building (3 or fewer floors) | Western Washington | VANCOUVER | WA | 98664 |  | Clark | BPA | 41409 |  | 739.45 |  | 1 |  | 1 |  | CLARK PUD | 3660 | Y | NW NATURAL GAS | 2017-07-15 | BLDG_00068 | N/A | N/A | N/A | BPA | Oversample | 739.45
SITE_00123 | Multifamily Residence | Apartment Building (3 or fewer floors) | Western Washington | VANCOUVER | WA | 98664 |  | Clark | BPA | 41409 |  | 739.45 |  | 1 |  | 1 |  | CLARK PUD | 3660 | Y | N/A | 2017-07-19 | BLDG_00069 | N/A | N/A | N/A | BPA | Oversample | 739.45
SITE_00124 | Single Family | Townhome or Rowhome | Western Washington | VANCOUVER | WA | 98665 |  | Clark | BPA | 292663 |  | 2986.36 |  | 1 |  | 1 |  | CLARK PUD | 3660 | Y | NW NATURAL GAS | 2017-07-13 | N/A | N/A | N/A | N/A | BPA | Oversample | 2346.7937
SITE_00125 | Multifamily Residence | Apartment Building (3 or fewer floors) | Western Washington | VANCOUVER | WA | 98665 |  | Clark | BPA | 41409 |  | 739.45 |  | 1 |  | 1 |  | CLARK PUD | 3660 | Y | N/A | 2017-07-11 | BLDG_00070 | N/A | N/A | N/A | BPA | Oversample | 739.45
SITE_00126 | Multifamily Residence | Apartment Building (3 or fewer floors) | Western Washington | VANCOUVER | WA | 98665 |  | Clark | BPA | 41409 |  | 739.45 |  | 1 |  | 1 |  | CLARK PUD | 3660 | Y | N/A | 2017-07-18 | BLDG_00070 | N/A | N/A | N/A | BPA | Oversample | 739.45
SITE_00127 | Single Family | Duplex, Triplex, or Fourplex | Western Washington | WASHOUGAL | WA | 98671 |  | Clark | BPA | 292663 |  | 2986.36 |  | 1 |  | 1 |  | CLARK PUD | 3660 | Y | N/A | 2017-07-22 | N/A | N/A | N/A | N/A | BPA | Oversample | 2346.7937
SITE_00128 | Multifamily Residence | Apartment Building (3 or fewer floors) | Western Washington | WOODLAND | WA | 98674 |  | Cowlitz | BPA | 41409 |  | 739.45 |  | 1 |  | 1 |  | COWLITZ PUD | 4442 | Y | N/A | 2017-07-25 | BLDG_00071 | N/A | N/A | N/A | BPA | Oversample | 739.45
SITE_00129 | Multifamily Residence | Apartment Building (3 or fewer floors) | Western Washington | LONGVIEW | WA | 98632 |  | Cowlitz | BPA | 41409 |  | 739.45 |  | 1 |  | 1 |  | COWLITZ PUD | 4442 | Y | N/A | 2017-07-13 | BLDG_00072 | N/A | N/A | N/A | BPA | Oversample | 739.45
SITE_00130 | Multifamily Residence | Apartment Building (3 or fewer floors) | Western Washington | VANCOUVER | Wa | 98683 |  | Clark | BPA | 41409 |  | 739.45 |  | 1 |  | 1 |  | CLARK PUD | 3660 | Y | N/A | 2017-09-06 | BLDG_00073 | N/A | N/A | N/A | BPA | Oversample | 739.45
SITE_00131 | Multifamily Residence | Apartment Building (3 or fewer floors) | Western Washington | VANCOUVER | WA | 98683 |  | Clark | BPA | 41409 |  | 739.45 |  | 1 |  | 1 |  | CLARK PUD | 3660 | Y | N/A | 2017-07-20 | BLDG_00074 | N/A | N/A | N/A | BPA | Oversample | 739.45
SITE_00133 | Single Family | Single Family Detached | Puget Sound | SEATTLE | WA | 98125 |  | King | SCL Not LI or EH | 155883 |  | 2259.17 |  | 1 |  | 1 |  | SEATTLE CITY LIGHT | 16868 | Y | PUGET SOUND ENERGY | 2017-02-28 | N/A | N/A | N/A | N/A | BPA | Oversample | 2471.1038
SITE_00134 | Single Family | Townhome or Rowhome | Puget Sound | SEATTLE | WA | 98136 |  | King | SCL Not LI or EH | 155883 |  | 2259.17 |  | 1 |  | 1 |  | SEATTLE CITY LIGHT | 16868 | Y | PUGET SOUND ENERGY | 2017-03-02 | N/A | N/A | N/A | N/A | BPA | Oversample | 2471.1038
SITE_00135 | Single Family | Single Family Detached | Puget Sound | SEATTLE | WA | 98133 |  | King | SCL Not LI or EH | 155883 |  | 2259.17 |  | 1 |  | 1 |  | SEATTLE CITY LIGHT | 16868 | Y | N/A | 2017-02-14 | N/A | N/A | N/A | N/A | BPA | Oversample | 2471.1038
SITE_00136 | Manufactured | Double Wide | Puget Sound | ANDERSON ISLAND | WA | 98303 |  | Pierce | BPA | 11058 |  | 921.5 |  | 1 |  | 1 |  | TANNER ELECTRIC COOP | 18448 | Y | N/A | 2017-03-29 | N/A | N/A | N/A | N/A | BPA | Oversample | 921.5
SITE_00137 | Single Family | Single Family Detached | Puget Sound | EDMONDS | WA | 98026 |  | Snohomish | SnoPUD | 228091 |  | 3801.52 |  | 1 |  | 1 |  | SNOHOMISH PUD | 17470 | Y | PUGET SOUND ENERGY | 2017-03-02 | N/A | N/A | N/A | N/A | BPA | Oversample | 3955.5333
SITE_00138 | Single Family | Single Family Detached | Puget Sound | SEATTLE | WA | 98116 |  | King | SCL Not LI or EH | 155883 |  | 2259.17 |  | 1 |  | 1 |  | SEATTLE CITY LIGHT | 16868 | Y | N/A | 2017-03-21 | N/A | N/A | N/A | N/A | BPA | Oversample | 2471.1038
SITE_00139 | Single Family | Single Family Detached | Puget Sound | STANWOOD | WA | 98292 |  | Snohomish | SnoPUD | 228091 |  | 3801.52 |  | 1 |  | 1 |  | SNOHOMISH PUD | 17470 | Y | N/A | 2017-03-24 | N/A | N/A | N/A | N/A | BPA | Oversample | 3955.5333
SITE_00140 | Single Family | Single Family Detached | Puget Sound | SEATTLE | WA | 98107 |  | King | SCL Not LI or EH | 155883 |  | 2259.17 |  | 1 |  | 1 |  | SEATTLE CITY LIGHT | 16868 | Y | PUGET SOUND ENERGY | 2017-02-27 | N/A | N/A | N/A | N/A | BPA | Oversample | 2471.1038
SITE_00141 | Single Family | Single Family Detached | Puget Sound | STANWOOD | WA | 98292 |  | Snohomish | SnoPUD | 228091 |  | 3801.52 |  | 1 |  | 1 |  | SNOHOMISH PUD | 17470 | Y | N/A | 2017-03-21 | N/A | N/A | N/A | N/A | BPA | Oversample | 3955.5333
SITE_00142 | Single Family | Single Family Detached | Puget Sound | SEATTLE | WA | 98112 |  | King | SCL Not LI or EH | 155883 |  | 2259.17 |  | 1 |  | 1 |  | SEATTLE CITY LIGHT | 16868 | Y | PUGET SOUND ENERGY | 2017-07-10 | N/A | N/A | N/A | N/A | BPA | Oversample | 2471.1038
SITE_00143 | Single Family | Single Family Detached | Puget Sound | SEATTLE | WA | 98144 |  | King | SCL Not LI or EH | 155883 |  | 2259.17 |  | 1 |  | 1 |  | SEATTLE CITY LIGHT | 16868 | Y | PUGET SOUND ENERGY | 2017-06-07 | N/A | N/A | N/A | N/A | BPA | Oversample | 2471.1038
SITE_00144 | Single Family | Single Family Detached | Puget Sound | SEATTLE | WA | 98106 |  | King | SCL Not LI or EH | 155883 |  | 2259.17 |  | 1 |  | 1 |  | SEATTLE CITY LIGHT | 16868 | Y | PUGET SOUND ENERGY | 2017-02-16 | N/A | N/A | N/A | N/A | BPA | Oversample | 2471.1038
SITE_00145 | Single Family | Single Family Detached | Puget Sound | GIG HARBOR | WA | 98329 |  | Pierce | BPA | 184669 |  | 10259.39 |  | 1 |  | 1 |  | PENINSULA LIGHT COMPANY | 14668 | Y | N/A | 2017-03-08 | N/A | N/A | N/A | N/A | BPA | Oversample | 10259.39
SITE_00146 | Single Family | Single Family Detached | Puget Sound | SEATTLE | WA | 98109 |  | King | SCL Not LI or EH | 155883 |  | 2259.17 |  | 1 |  | 1 |  | SEATTLE CITY LIGHT | 16868 | Y | PUGET SOUND ENERGY | 2017-02-17 | N/A | N/A | N/A | N/A | BPA | Oversample | 2471.1038
SITE_00147 | Single Family | Single Family Detached | Puget Sound | EATONVILLE | WA | 98328 |  | Pierce | BPA | 184669 |  | 10259.39 |  | 1 |  | 1 |  | OHOP MUTUAL LIGHT CO | 14012 | Y | N/A | 2017-02-22 | N/A | N/A | N/A | N/A | BPA | Oversample | 10381.2619
SITE_00148 | Single Family | Single Family Detached | Puget Sound | SEATTLE | WA | 98118 |  | King | SCL EH | 36440 |  | 597.38 |  | 1 |  | 1 |  | SEATTLE CITY LIGHT | 16868 | Y | N/A | 2017-03-08 | N/A | N/A | N/A | N/A | BPA | Oversample | 653.4162
SITE_00149 | Single Family | Single Family Detached | Puget Sound | SEATTLE | WA | 98199 |  | King | SCL Not LI or EH | 155883 |  | 2259.17 |  | 1 |  | 1 |  | SEATTLE CITY LIGHT | 16868 | Y | PUGET SOUND ENERGY | 2017-03-09 | N/A | N/A | N/A | N/A | BPA | Oversample | 2471.1038
SITE_00150 | Single Family | Single Family Detached | Puget Sound | SEATTLE | WA | 98116 |  | King | SCL Not LI or EH | 155883 |  | 2259.17 |  | 1 |  | 1 |  | SEATTLE CITY LIGHT | 16868 | Y | N/A | 2017-04-01 | N/A | N/A | N/A | N/A | BPA | Oversample | 2471.1038
SITE_00151 | Single Family | Single Family Detached | Puget Sound | SEATTLE | WA | 98118 |  | King | SCL LI and EH | 1822 |  | 72.88 |  | 1 |  | 1 |  | SEATTLE CITY LIGHT | 16868 | Y | N/A | 2017-02-10 | N/A | N/A | N/A | N/A | BPA | Oversample | 79.7168
SITE_00152 | Single Family | Single Family Detached | Puget Sound | EVERETT | WA | 98203 |  | Snohomish | SnoPUD | 228091 |  | 3801.52 |  | 1 |  | 1 |  | SNOHOMISH PUD | 17470 | Y | N/A | 2017-07-12 | N/A | N/A | N/A | N/A | BPA | Oversample | 3955.5333
SITE_00153 | Single Family | Single Family Detached | Puget Sound | SEATTLE | WA | 98144 |  | King | SCL LI | 10122 |  | 235.4 |  | 1 |  | 1 |  | SEATTLE CITY LIGHT | 16868 | Y | N/A | 2017-03-23 | N/A | N/A | N/A | N/A | BPA | Oversample | 257.4775
SITE_00154 | Single Family | Single Family Detached | Puget Sound | SEATTLE | WA | 98108 |  | King | SCL Not LI or EH | 155883 |  | 2259.17 |  | 1 |  | 1 |  | SEATTLE CITY LIGHT | 16868 | Y | PUGET SOUND ENERGY | 2017-02-16 | N/A | N/A | N/A | N/A | BPA | Oversample | 2471.1038
SITE_00155 | Single Family | Single Family Detached | Puget Sound | EDMONDS | WA | 98026 |  | Snohomish | SnoPUD | 228091 |  | 3801.52 |  | 1 |  | 1 |  | SNOHOMISH PUD | 17470 | Y | N/A | 2017-03-30 | N/A | N/A | N/A | N/A | BPA | Oversample | 3955.5333
SITE_00156 | Single Family | Single Family Detached | Puget Sound | TACOMA | WA | 98465 |  | Pierce | BPA | 184669 |  | 10259.39 |  | 1 |  | 1 |  | CITY OF TACOMA | 18429 | Y | N/A | 2017-02-22 | N/A | N/A | N/A | N/A | BPA | Oversample | 10381.2619
SITE_00158 | Single Family | Single Family Detached | Puget Sound | TACOMA | WA | 98445 |  | Pierce | BPA | 184669 |  | 10259.39 |  | 1 |  | 1 |  | CITY OF TACOMA | 18429 | Y | PUGET SOUND ENERGY | 2017-02-23 | N/A | N/A | N/A | N/A | BPA | Oversample | 10381.2619
SITE_00159 | Single Family | Single Family Detached | Puget Sound | SNOHOMISH | WA | 98290 |  | Snohomish | SnoPUD | 228091 |  | 3801.52 |  | 1 |  | 1 |  | SNOHOMISH PUD | 17470 | Y | N/A | 2017-02-21 | N/A | N/A | N/A | N/A | BPA | Oversample | 3955.5333
SITE_00160 | Single Family | Single Family Detached | Puget Sound | SEATTLE | WA | 98116 |  | King | SCL Not LI or EH | 155883 |  | 2259.17 |  | 1 |  | 1 |  | SEATTLE CITY LIGHT | 16868 | Y | PUGET SOUND ENERGY | 2017-02-28 | N/A | N/A | N/A | N/A | BPA | Oversample | 2471.1038
SITE_00161 | Multifamily Residence | Apartment Building (3 or fewer floors) | Puget Sound | LYNNWOOD | WA | 98036 |  | Snohomish | SnoPUD | 56059 |  | 2002.11 |  | 1 |  | 1 |  | SNOHOMISH PUD | 17470 | Y | N/A | 2017-03-24 | BLDG_00075 | N/A | N/A | N/A | BPA | Oversample | 2002.11
SITE_00162 | Single Family | Single Family Detached | Puget Sound | SNOHOMISH | WA | 98290 |  | Snohomish | SnoPUD | 228091 |  | 3801.52 |  | 1 |  | 1 |  | SNOHOMISH PUD | 17470 | Y | N/A | 2017-03-03 | N/A | N/A | N/A | N/A | BPA | Oversample | 3955.5333
SITE_00163 | Single Family | Single Family Detached | Puget Sound | SEATTLE | WA | 98136 |  | King | SCL Not LI or EH | 155883 |  | 2259.17 |  | 1 |  | 1 |  | SEATTLE CITY LIGHT | 16868 | Y | PUGET SOUND ENERGY | 2017-03-17 | N/A | N/A | N/A | N/A | BPA | Oversample | 2471.1038
SITE_00164 | Single Family | Single Family Detached | Puget Sound | UNIVERSITY PLACE | WA | 98466 |  | Pierce | BPA | 184669 |  | 10259.39 |  | 1 |  | 1 |  | CITY OF TACOMA | 18429 | Y | PUGET SOUND ENERGY | 2017-02-22 | N/A | N/A | N/A | N/A | BPA | Oversample | 10381.2619
SITE_00165 | Single Family | Single Family Detached | Puget Sound | SHORELINE | WA | 98155 |  | King | SCL Not LI or EH | 155883 |  | 2259.17 |  | 1 |  | 1 |  | SEATTLE CITY LIGHT | 16868 | Y | PUGET SOUND ENERGY | 2017-06-06 | N/A | N/A | N/A | N/A | BPA | Oversample | 2471.1038
SITE_00166 | Single Family | Single Family Detached | Puget Sound | WOODINVILLE | WA | 98077 |  | King | PSE | 679140 |  | 12576.67 |  | 1 |  | 1 |  | PUGET SOUND ENERGY | 15500 | N | PUGET SOUND ENERGY | 2017-02-28 | N/A | N/A | N/A | N/A | Core | Core | 14922.6667
SITE_00167 | Single Family | Duplex, Triplex, or Fourplex | Puget Sound | SEATTLE | WA | 98133 |  | King | SCL EH | 36440 |  | 597.38 |  | 1 |  | 1 |  | SEATTLE CITY LIGHT | 16868 | Y | N/A | 2017-03-02 | N/A | N/A | N/A | N/A | BPA | Oversample | 653.4162
SITE_00168 | Single Family | Single Family Detached | Puget Sound | SEATTLE | WA | 98136 |  | King | SCL EH | 36440 |  | 597.38 |  | 1 |  | 1 |  | SEATTLE CITY LIGHT | 16868 | Y | N/A | 2017-02-28 | N/A | N/A | N/A | N/A | BPA | Oversample | 653.4162
SITE_00169 | Single Family | Single Family Detached | Puget Sound | SEATTLE | WA | 98177 |  | King | SCL Not LI or EH | 155883 |  | 2259.17 |  | 1 |  | 1 |  | SEATTLE CITY LIGHT | 16868 | Y | PUGET SOUND ENERGY | 2017-02-09 | N/A | N/A | N/A | N/A | BPA | Oversample | 2471.1038
SITE_00170 | Single Family | Single Family Detached | Puget Sound | STANWOOD | WA | 98292 |  | Snohomish | SnoPUD | 228091 |  | 3801.52 |  | 1 |  | 1 |  | SNOHOMISH PUD | 17470 | Y | N/A | 2017-02-15 | N/A | N/A | N/A | N/A | BPA | Oversample | 3955.5333
SITE_00171 | Single Family | Single Family Detached | Puget Sound | SEATTLE | WA | 98115 |  | King | SCL Not LI or EH | 155883 |  | 2259.17 |  | 1 |  | 1 |  | SEATTLE CITY LIGHT | 16868 | Y | PUGET SOUND ENERGY | 2017-03-15 | N/A | N/A | N/A | N/A | BPA | Oversample | 2471.1038
SITE_00172 | Single Family | Single Family Detached | Puget Sound | ARLINGTON | WA | 98223 |  | Snohomish | SnoPUD | 228091 |  | 3801.52 |  | 1 |  | 1 |  | SNOHOMISH PUD | 17470 | Y | N/A | 2017-02-18 | N/A | N/A | N/A | N/A | BPA | Oversample | 3955.5333
SITE_00173 | Single Family | Single Family Detached | Puget Sound | SEATTLE | WA | 98115 |  | King | SCL Not LI or EH | 155883 |  | 2259.17 |  | 1 |  | 1 |  | SEATTLE CITY LIGHT | 16868 | Y | PUGET SOUND ENERGY | 2017-02-13 | N/A | N/A | N/A | N/A | BPA | Oversample | 2471.1038
SITE_00174 | Single Family | Single Family Detached | Puget Sound | BRIER | WA | 98036 |  | Snohomish | SnoPUD | 228091 |  | 3801.52 |  | 1 |  | 1 |  | SNOHOMISH PUD | 17470 | Y | PUGET SOUND ENERGY | 2017-02-11 | N/A | N/A | N/A | N/A | BPA | Oversample | 3955.5333
SITE_00176 | Single Family | Single Family Detached | Puget Sound | EVERETT | WA | 98208 |  | Snohomish | SnoPUD | 228091 |  | 3801.52 |  | 1 |  | 1 |  | SNOHOMISH PUD | 17470 | Y | PUGET SOUND ENERGY | 2017-02-10 | N/A | N/A | N/A | N/A | BPA | Oversample | 3955.5333
SITE_00177 | Single Family | Single Family Detached | Puget Sound | MARYSVILLE | WA | 98271 |  | Snohomish | SnoPUD | 228091 |  | 3801.52 |  | 1 |  | 1 |  | SNOHOMISH PUD | 17470 | Y | N/A | 2017-03-28 | N/A | N/A | N/A | N/A | BPA | Oversample | 3955.5333
SITE_00178 | Manufactured | Double Wide | Western Washington | BELFAIR | WA | 98528 |  | Mason | BPA | 40733 |  | 1313.97 |  | 1 |  | 1 |  | MASON COUNTY PUD 3 | 15419 | Y | N/A | 2017-07-14 | N/A | N/A | N/A | N/A | BPA | Oversample | 1313.97
SITE_00179 | Multifamily Residence | Apartment Building (3 or fewer floors) | Eastern Washington | RICHLAND | WA | 99352 |  | Benton | BPA | 31641 |  | 687.85 |  | 1 |  | 3 |  | CITY OF RICHLAND | 15979 | Y | N/A | 2017-09-28 | BLDG_00156 | N/A | N/A | N/A | BPA | Oversample | 687.85
SITE_00180 | Single Family | Duplex, Triplex, or Fourplex | Idaho | BOISE | ID | 83703 |  | Ada | Non-BPA | 456392 |  | 4610.02 |  | 1 |  | 3 |  | IDAHO POWER CO | 9191 | N | INTERMOUNTAIN GAS | 2016-02-24 | N/A | N/A | N/A | N/A | Core | Core | 4219.8431
SITE_00181 | Multifamily Residence | Apartment Building (3 or fewer floors) | Idaho | BOISE | ID | 83702 |  | Ada | Non-BPA | 43178 |  | 2272.53 |  | 1 |  | 3 |  | IDAHO POWER CO | 9191 | N | N/A | 2016-02-25 | BLDG_00076 | N/A | N/A | N/A | Core | Core | 2272.53
SITE_00182 | Single Family | Single Family Detached | Idaho | NAMPA | ID | 83686 |  | Canyon | Non-BPA | 456392 |  | 4610.02 |  | 1 |  | 3 |  | IDAHO POWER CO | 9191 | N | N/A | 2016-02-25 | N/A | N/A | N/A | N/A | Core | Core | 4219.8431
SITE_00183 | Single Family | Single Family Detached | Idaho | EMMETT | ID | 83617 |  | Gem | Non-BPA | 456392 |  | 4610.02 |  | 1 |  | 3 |  | IDAHO POWER CO | 9191 | N | N/A | 2016-02-25 | N/A | N/A | N/A | N/A | Core | Core | 4610.02
SITE_00184 | Single Family | Single Family Detached | Idaho | STAR | ID | 83669 |  | Ada | Non-BPA | 456392 |  | 4610.02 |  | 1 |  | 3 |  | IDAHO POWER CO | 9191 | N | INTERMOUNTAIN GAS | 2016-02-24 | N/A | N/A | N/A | N/A | Core | Core | 4219.8431
SITE_00185 | Single Family | Single Family Detached | Idaho | EAGLE | ID | 83616 |  | Ada | Non-BPA | 456392 |  | 4610.02 |  | 1 |  | 3 |  | IDAHO POWER CO | 9191 | N | INTERMOUNTAIN GAS | 2016-06-27 | N/A | N/A | N/A | N/A | Core | Core | 4219.8431
SITE_00186 | Single Family | Single Family Detached | Idaho | MERIDIAN | ID | 83646 |  | Ada | Non-BPA | 456392 |  | 4610.02 |  | 1 |  | 3 |  | IDAHO POWER CO | 9191 | N | INTERMOUNTAIN GAS | 2016-02-24 | N/A | N/A | N/A | N/A | Core | Core | 4219.8431
SITE_00187 | Single Family | Single Family Detached | Idaho | CALDWELL | ID | 83607 |  | Canyon | Non-BPA | 456392 |  | 4610.02 |  | 1 |  | 3 |  | IDAHO POWER CO | 9191 | N | INTERMOUNTAIN GAS | 2016-02-24 | N/A | N/A | N/A | N/A | Core | Core | 4219.8431
SITE_00188 | Single Family | Single Family Detached | Idaho | BOISE | ID | 83705 |  | Ada | Non-BPA | 456392 |  | 4610.02 |  | 1 |  | 3 |  | IDAHO POWER CO | 9191 | N | INTERMOUNTAIN GAS | 2016-02-25 | N/A | N/A | N/A | N/A | Core | Core | 4219.8431
SITE_00189 | Single Family | Single Family Detached | Idaho | BOISE | ID | 83709 |  | Ada | Non-BPA | 456392 |  | 4610.02 |  | 1 |  | 3 |  | IDAHO POWER CO | 9191 | N | INTERMOUNTAIN GAS | 2016-02-25 | N/A | N/A | N/A | N/A | Core | Core | 4219.8431
SITE_00190 | Single Family | Single Family Detached | Idaho | EAGLE | ID | 83616 |  | Ada | Non-BPA | 456392 |  | 4610.02 |  | 1 |  | 3 |  | IDAHO POWER CO | 9191 | N | INTERMOUNTAIN GAS | 2016-02-26 | N/A | N/A | N/A | N/A | Core | Core | 4219.8431
SITE_00191 | Single Family | Single Family Detached | Idaho | BOISE | ID | 83704 |  | Ada | Non-BPA | 456392 |  | 4610.02 |  | 1 |  | 3 |  | IDAHO POWER CO | 9191 | N | INTERMOUNTAIN GAS | 2016-06-29 | N/A | N/A | N/A | N/A | Core | Core | 4219.8431
SITE_00192 | Single Family | Single Family Detached | Idaho | BOISE | ID | 83709 |  | Ada | Non-BPA | 456392 |  | 4610.02 |  | 1 |  | 3 |  | IDAHO POWER CO | 9191 | N | INTERMOUNTAIN GAS | 2016-02-26 | N/A | N/A | N/A | N/A | Core | Core | 4219.8431
SITE_00193 | Single Family | Single Family Detached | Idaho | BONNERS FERRY | ID | 83805 |  | Boundary | BPA | 103448 |  | 4702.18 |  | 2 |  | 1 |  | CITY OF BONNERS FERRY | 1956 | Y | N/A | 2017-08-11 | N/A | N/A | N/A | N/A | BPA | Oversample | 4862.5455
SITE_00194 | Multifamily Residence | Apartment Building (4 to 6 floors) | Idaho | BURLEY | ID | 83318 |  | Cassia | BPA | 11604 |  | 773.6 |  | 2 |  | 2 |  | CITY OF BURLEY | 2545 | Y | N/A | 2017-06-14 | BLDG_00077 | N/A | N/A | N/A | BPA | Oversample | 773.6
SITE_00195 | Multifamily Residence | Apartment Building (3 or fewer floors) | Idaho | BURLEY | ID | 83318 |  | Cassia | BPA | 11604 |  | 773.6 |  | 2 |  | 2 |  | CITY OF BURLEY | 2545 | Y | N/A | 2017-06-13 | BLDG_00078 | N/A | N/A | N/A | BPA | Oversample | 773.6
SITE_00196 | Single Family | Duplex, Triplex, or Fourplex | Idaho | IDAHO FALLS | ID | 83401 |  | Bonneville | BPA | 103448 |  | 4702.18 |  | 3 |  | 2 |  | CITY OF IDAHO FALLS - (ID) | 9187 | Y | N/A | 2017-06-14 | N/A | N/A | N/A | N/A | BPA | Oversample | 4862.5455
SITE_00197 | Multifamily Residence | Apartment Building (3 or fewer floors) | Idaho | IDAHO FALLS | ID | 83401 |  | Bonneville | BPA | 11604 |  | 773.6 |  | 3 |  | 2 |  | CITY OF IDAHO FALLS - (ID) | 9187 | Y | INTERMOUNTAIN GAS | 2017-06-13 | BLDG_00079 | N/A | N/A | N/A | BPA | Oversample | 773.6
SITE_00198 | Single Family | Duplex, Triplex, or Fourplex | Idaho | REXBURG | ID | 83440 |  | Madison | Non-BPA | 456392 |  | 4610.02 |  | 3 |  | 1 |  | ROCKY MOUNTAIN POWER | 14354 | N | INTERMOUNTAIN GAS | 2017-06-13 | N/A | N/A | N/A | N/A | Core | Core | 7205.25
SITE_00199 | Multifamily Residence | Apartment Building (3 or fewer floors) | Idaho | REXBURG | ID | 83440 |  | Madison | Non-BPA | 43178 |  | 2272.53 |  | 3 |  | 1 |  | ROCKY MOUNTAIN POWER | 14354 | N | INTERMOUNTAIN GAS | 2017-06-15 | BLDG_00080 | N/A | N/A | N/A | Core | Core | 2272.53
SITE_00200 | Single Family | Single Family Detached | Idaho | IDAHO FALLS | ID | 83402 |  | Bonneville | BPA | 103448 |  | 4702.18 |  | 3 |  | 2 |  | CITY OF IDAHO FALLS - (ID) | 9187 | Y | N/A | 2017-06-14 | N/A | N/A | N/A | N/A | BPA | Oversample | 4862.5455
SITE_00201 | Multifamily Residence | Apartment Building (3 or fewer floors) | Idaho | REXBURG | ID | 83440 |  | Madison | Non-BPA | 43178 |  | 2272.53 |  | 3 |  | 1 |  | ROCKY MOUNTAIN POWER | 14354 | N | INTERMOUNTAIN GAS | 2017-06-12 | BLDG_00081 | N/A | N/A | N/A | Core | Core | 2272.53
SITE_00202 | Single Family | Single Family Detached | Idaho | SAINT ANTHONY | ID | 83445 |  | Fremont | Non-BPA | 456392 |  | 4610.02 |  | 3 |  | 1 |  | ROCKY MOUNTAIN POWER | 14354 | N | INTERMOUNTAIN GAS | 2017-06-14 | N/A | N/A | N/A | N/A | Core | Core | 7205.25
SITE_00203 | Multifamily Residence | Apartment Building (3 or fewer floors) | Idaho | REXBURG | ID | 83440 |  | Madison | Non-BPA | 43178 |  | 2272.53 |  | 3 |  | 1 |  | ROCKY MOUNTAIN POWER | 14354 | N | INTERMOUNTAIN GAS | 2017-06-12 | BLDG_00082 | N/A | N/A | N/A | Core | Core | 2272.53
SITE_00204 | Single Family | Duplex, Triplex, or Fourplex | Idaho | MOSCOW | ID | 83843 |  | Latah | Non-BPA | 456392 |  | 4610.02 |  | 2 |  | 1 |  | AVISTA | 20169 | N | N/A | 2017-06-28 | N/A | N/A | N/A | N/A | Core | Core | 5927.3
SITE_00205 | Single Family | Duplex, Triplex, or Fourplex | Idaho | POST FALLS | ID | 83854 |  | Kootenai | Non-BPA | 456392 |  | 4610.02 |  | 2 |  | 2 |  | AVISTA | 20169 | N | N/A | 2017-06-29 | N/A | N/A | N/A | N/A | Core | Core | 5927.3
SITE_00206 | Multifamily Residence | Apartment Building (3 or fewer floors) | Idaho | HEYBURN | ID | 83336 |  | Minidoka | BPA | 11604 |  | 773.6 |  | 2 |  | 2 |  | CITY OF HEYBURN - (ID) | 8532 | Y | N/A | 2017-08-19 | BLDG_00083 | N/A | N/A | N/A | BPA | Oversample | 773.6
SITE_00207 | Multifamily Residence | Apartment Building (3 or fewer floors) | Idaho | IDAHO FALLS | ID | 83401 |  | Bonneville | BPA | 11604 |  | 773.6 |  | 3 |  | 2 |  | CITY OF IDAHO FALLS - (ID) | 9187 | Y | N/A | 2017-08-17 | BLDG_00084 | N/A | N/A | N/A | BPA | Oversample | 773.6
SITE_00208 | Multifamily Residence | Apartment Building (3 or fewer floors) | Idaho | IDAHO FALLS | ID | 83401 |  | Bonneville | BPA | 11604 |  | 773.6 |  | 3 |  | 2 |  | CITY OF IDAHO FALLS - (ID) | 9187 | Y | N/A | 2017-08-16 | BLDG_00085 | N/A | N/A | N/A | BPA | Oversample | 773.6
SITE_00209 | Multifamily Residence | Apartment Building (3 or fewer floors) | Idaho | VICTOR | ID | 83455 |  | Teton | BPA | 11604 |  | 773.6 |  | 3 |  | 1 |  | FALL RIVER RURAL ELECTRIC COOP | 6169 | Y | N/A | 2017-08-24 | BLDG_00086 | N/A | N/A | N/A | BPA | Oversample | 773.6
SITE_00210 | Multifamily Residence | Apartment Building (3 or fewer floors) | Idaho | RUPERT | ID | 83350 |  | Minidoka | BPA | 11604 |  | 773.6 |  | 2 |  | 2 |  | CITY OF RUPERT | 16416 | Y | N/A | 2017-08-15 | BLDG_00087 | N/A | N/A | N/A | BPA | Oversample | 773.6
SITE_00211 | Single Family | Duplex, Triplex, or Fourplex | Idaho | RUPERT | ID | 83350 |  | Minidoka | BPA | 103448 |  | 4702.18 |  | 2 |  | 2 |  | CITY OF RUPERT | 16416 | Y | N/A | 2017-08-15 | N/A | N/A | N/A | N/A | BPA | Oversample | 4862.5455
SITE_00212 | Multifamily Residence | Apartment Building (3 or fewer floors) | Idaho | POST FALLS | ID | 83854 |  | Kootenai | BPA | 11604 |  | 773.6 |  | 2 |  | 2 |  | KOOTENAI ELECTRIC COOPERATIVE | 57272 | Y | N/A | 2017-09-01 | BLDG_00088 | N/A | N/A | N/A | BPA | Oversample | 773.6
SITE_00213 | Multifamily Residence | Apartment Building (3 or fewer floors) | Idaho | POST FALLS | ID | 83854 |  | Kootenai | BPA | 11604 |  | 773.6 |  | 2 |  | 2 |  | KOOTENAI ELECTRIC COOPERATIVE | 57272 | Y | N/A | 2017-09-09 | BLDG_00089 | N/A | N/A | N/A | BPA | Oversample | 773.6
SITE_00214 | Multifamily Residence | Apartment Building (3 or fewer floors) | Idaho | RATHDRUM | ID | 83858 |  | Kootenai | BPA | 11604 |  | 773.6 |  | 2 |  | 2 |  | KOOTENAI ELECTRIC COOPERATIVE | 57272 | Y | N/A | 2017-08-08 | BLDG_00090 | N/A | N/A | N/A | BPA | Oversample | 773.6
SITE_00215 | Multifamily Residence | Apartment Building (3 or fewer floors) | Idaho | POST FALLS | ID | 83854 |  | Kootenai | BPA | 11604 |  | 773.6 |  | 2 |  | 2 |  | KOOTENAI ELECTRIC COOPERATIVE | 57272 | Y | N/A | 2017-08-07 | BLDG_00091 | N/A | N/A | N/A | BPA | Oversample | 773.6
SITE_00216 | Single Family | Duplex, Triplex, or Fourplex | Idaho | SANDPOINT | ID | 83864 |  | Bonner | BPA | 103448 |  | 4702.18 |  | 3 |  | 1 |  | NORTHERN LIGHTS, INC | 13758 | Y | N/A | 2017-09-01 | N/A | N/A | N/A | N/A | BPA | Oversample | 4862.5455
SITE_00217 | Multifamily Residence | Apartment Building (3 or fewer floors) | Idaho | SANDPOINT | ID | 83864 |  | Bonner | BPA | 11604 |  | 773.6 |  | 3 |  | 1 |  | NORTHERN LIGHTS, INC | 13758 | Y | N/A | 2017-08-09 | BLDG_00092 | N/A | N/A | N/A | BPA | Oversample | 773.6
SITE_00218 | Single Family | Single Family Detached | Idaho | AMMON | ID | 83401 |  | Bonneville | Non-BPA | 456392 |  | 4610.02 |  | 3 |  | 2 |  | ROCKY MOUNTAIN POWER | 14354 | N | INTERMOUNTAIN GAS | 2017-06-15 | N/A | N/A | N/A | N/A | Core | Core | 4255.3636
SITE_00219 | Single Family | Single Family Detached | Idaho | SAINT ANTHONY | ID | 83445 |  | Fremont | BPA | 103448 |  | 4702.18 |  | 3 |  | 1 |  | FALL RIVER RURAL ELECTRIC COOP | 6169 | Y | N/A | 2017-06-30 | N/A | N/A | N/A | N/A | BPA | Oversample | 4862.5455
SITE_00220 | Single Family | Single Family Detached | Idaho | HAYDEN | ID | 83835 |  | Kootenai | Non-BPA | 456392 |  | 4610.02 |  | 2 |  | 2 |  | AVISTA | 20169 | N | AVISTA | 2017-06-29 | N/A | N/A | N/A | N/A | Core | Core | 5927.3
SITE_00221 | Manufactured | Single Wide | Idaho | SAINT MARIES | ID | 83861 |  | Benewah | Non-BPA | 45077 |  | 626.07 |  | 2 |  | 2 |  | AVISTA | 20169 | N | N/A | 2017-06-28 | N/A | N/A | N/A | N/A | Core | Core | 626.07
SITE_00222 | Manufactured | Double Wide | Idaho | COEUR D'ALENE | ID | 83815 |  | Kootenai | BPA | 14271 |  | 1097.77 |  | 2 |  | 2 |  | KOOTENAI ELECTRIC COOPERATIVE | 57272 | Y | AVISTA | 2017-06-27 | N/A | N/A | N/A | N/A | BPA | Oversample | 1097.77
SITE_00223 | Manufactured | Double Wide | Idaho | BONNERS FERRY | ID | 83847 |  | Boundary | BPA | 14271 |  | 1097.77 |  | 2 |  | 1 |  | NORTHERN LIGHTS, INC | 13758 | Y | AVISTA | 2017-08-09 | N/A | N/A | N/A | N/A | Core | Core | 1097.77
SITE_00224 | Single Family | Single Family Detached | Idaho | MOYIE SPRINGS | ID | 83845 |  | Boundary | BPA | 103448 |  | 4702.18 |  | 2 |  | 1 |  | CITY OF BONNERS FERRY | 1956 | Y | AVISTA | 2017-08-09 | N/A | N/A | N/A | N/A | BPA | Oversample | 4862.5455
SITE_00225 | Single Family | Single Family Detached | Idaho | BONNERS FERRY | ID | 83805 |  | Boundary | BPA | 103448 |  | 4702.18 |  | 2 |  | 1 |  | CITY OF BONNERS FERRY | 1956 | Y | N/A | 2017-08-11 | N/A | N/A | N/A | N/A | BPA | Oversample | 4862.5455
SITE_00226 | Single Family | Single Family Detached | Idaho | IDAHO FALLS | ID | 83401 |  | Bonneville | BPA | 103448 |  | 4702.18 |  | 3 |  | 2 |  | CITY OF IDAHO FALLS - (ID) | 9187 | Y | INTERMOUNTAIN GAS | 2017-08-15 | N/A | N/A | N/A | N/A | BPA | Oversample | 4862.5455
SITE_00227 | Single Family | Single Family Detached | Idaho | HEYBURN | ID | 83336 |  | Minidoka | BPA | 103448 |  | 4702.18 |  | 2 |  | 2 |  | CITY OF HEYBURN - (ID) | 8532 | Y | INTERMOUNTAIN GAS | 2017-08-16 | N/A | N/A | N/A | N/A | BPA | Oversample | 4862.5455
SITE_00228 | Single Family | Single Family Detached | Idaho | POST FALLS | ID | 83854 |  | Kootenai | BPA | 103448 |  | 4702.18 |  | 2 |  | 2 |  | KOOTENAI ELECTRIC COOPERATIVE | 57272 | Y | AVISTA | 2017-08-11 | N/A | N/A | N/A | N/A | BPA | Oversample | 4862.5455
SITE_00229 | Single Family | Single Family Detached | Idaho | POST FALLS | ID | 83854 |  | Kootenai | Non-BPA | 456392 |  | 4610.02 |  | 2 |  | 2 |  | AVISTA | 20169 | N | AVISTA | 2017-08-07 | N/A | N/A | N/A | N/A | Core | Core | 5927.3
SITE_00230 | Single Family | Single Family Detached | Idaho | POST FALLS | ID | 83854 |  | Kootenai | BPA | 103448 |  | 4702.18 |  | 2 |  | 2 |  | KOOTENAI ELECTRIC COOPERATIVE | 57272 | Y | AVISTA | 2017-08-07 | N/A | N/A | N/A | N/A | BPA | Oversample | 4862.5455
SITE_00231 | Single Family | Single Family Detached | Idaho | POST FALLS | ID | 83854 |  | Kootenai | BPA | 103448 |  | 4702.18 |  | 2 |  | 2 |  | KOOTENAI ELECTRIC COOPERATIVE | 57272 | Y | AVISTA | 2017-08-08 | N/A | N/A | N/A | N/A | BPA | Oversample | 4862.5455
SITE_00232 | Single Family | Single Family Detached | Idaho | SANDPOINT | ID | 83864 |  | Bonner | BPA | 103448 |  | 4702.18 |  | 3 |  | 1 |  | NORTHERN LIGHTS, INC | 13758 | Y | N/A | 2017-08-08 | N/A | N/A | N/A | N/A | BPA | Oversample | 4862.5455
SITE_00233 | Manufactured | Triple Wide | Idaho | BLACKFOOT | ID | 83221 |  | Bingham | Non-BPA | 45077 |  | 626.07 |  | 2 |  | 2 |  | IDAHO POWER CO | 9191 | N | N/A | 2016-06-07 | N/A | N/A | N/A | N/A | Core | Core | 626.07
SITE_00234 | Manufactured | Single Wide | Idaho | BLACKFOOT | ID | 83221 |  | Bingham | Non-BPA | 45077 |  | 626.07 |  | 2 |  | 2 |  | IDAHO POWER CO | 9191 | N | N/A | 2016-06-09 | N/A | N/A | N/A | N/A | Core | Core | 626.07
SITE_00235 | Single Family | Single Family Detached | Idaho | CHUBBUCK | ID | 83202 |  | Bannock | Non-BPA | 456392 |  | 4610.02 |  | 2 |  | 2 |  | IDAHO POWER CO | 9191 | N | INTERMOUNTAIN GAS | 2016-06-16 | N/A | N/A | N/A | N/A | Core | Core | 4255.3636
SITE_00236 | Manufactured | Double Wide | Idaho | MALAD CITY | ID | 83252 |  | Oneida | Non-BPA | 45077 |  | 626.07 |  | 2 |  | 2 |  | ROCKY MOUNTAIN POWER | 14354 | N | N/A | 2016-06-10 | N/A | N/A | N/A | N/A | Core | Core | 626.07
SITE_00237 | Manufactured | Double Wide | Idaho | PRESTON | ID | 83263 |  | Franklin | Non-BPA | 45077 |  | 626.07 |  | 2 |  | 2 |  | ROCKY MOUNTAIN POWER | 14354 | N | QUESTAR GAS | 2016-06-11 | N/A | N/A | N/A | N/A | Core | Core | 626.07
SITE_00238 | Manufactured | Double Wide | Idaho | TWIN FALLS | ID | 83301 |  | Twin Falls | Non-BPA | 45077 |  | 626.07 |  | 2 |  | 2 |  | IDAHO POWER CO | 9191 | N | INTERMOUNTAIN GAS | 2016-07-02 | N/A | N/A | N/A | N/A | Core | Core | 626.07
SITE_00239 | Manufactured | Double Wide | Idaho | TWIN FALLS | ID | 83301 |  | Twin Falls | Non-BPA | 45077 |  | 626.07 |  | 2 |  | 2 |  | IDAHO POWER CO | 9191 | N | N/A | 2016-06-17 | N/A | N/A | N/A | N/A | Core | Core | 626.07
SITE_00240 | Manufactured | Double Wide | Idaho | BURLEY | ID | 83318 |  | Cassia | BPA | 14271 |  | 1097.77 |  | 2 |  | 2 |  | UNITED ELECTRIC CO-OP, INC - (ID) | 19502 | Y | N/A | 2016-06-16 | N/A | N/A | N/A | N/A | Core | Core | 1097.77
SITE_00241 | Manufactured | Double Wide | Idaho | FILER | ID | 83328 |  | Twin Falls | Non-BPA | 45077 |  | 626.07 |  | 2 |  | 2 |  | IDAHO POWER CO | 9191 | N | N/A | 2016-07-01 | N/A | N/A | N/A | N/A | Core | Core | 626.07
SITE_00242 | Manufactured | Double Wide | Idaho | HAGERMAN | ID | 83332 |  | Gooding | Non-BPA | 45077 |  | 626.07 |  | 2 |  | 3 |  | IDAHO POWER CO | 9191 | N | N/A | 2016-06-17 | N/A | N/A | N/A | N/A | Core | Core | 626.07
SITE_00243 | Single Family | Single Family Detached | Idaho | KINGSTON | ID | 83839 |  | Shoshone | Non-BPA | 456392 |  | 4610.02 |  | 2 |  | 1 |  | AVISTA | 20169 | N | N/A | 2016-06-23 | N/A | N/A | N/A | N/A | Core | Core | 5927.3
SITE_00244 | Manufactured | Double Wide | Idaho | RIGBY | ID | 83442 |  | Jefferson | Non-BPA | 45077 |  | 626.07 |  | 3 |  | 1 |  | ROCKY MOUNTAIN POWER | 14354 | N | INTERMOUNTAIN GAS | 2016-06-28 | N/A | N/A | N/A | N/A | Core | Core | 626.07
SITE_00245 | Manufactured | Double Wide | Idaho | COTTONWOOD | ID | 83522 |  | Idaho | Non-BPA | 45077 |  | 626.07 |  | 2 |  | 1 |  | AVISTA | 20169 | N | N/A | 2016-06-22 | N/A | N/A | N/A | N/A | Core | Core | 626.07
SITE_00246 | Manufactured | Triple Wide | Idaho | CALDWELL | ID | 83607 |  | Canyon | Non-BPA | 45077 |  | 626.07 |  | 1 |  | 3 |  | IDAHO POWER CO | 9191 | N | N/A | 2016-06-08 | N/A | N/A | N/A | N/A | Core | Core | 626.07
SITE_00247 | Manufactured | Double Wide | Idaho | FRUITLAND | ID | 83619 |  | Payette | Non-BPA | 45077 |  | 626.07 |  | 1 |  | 3 |  | IDAHO POWER CO | 9191 | N | N/A | 2016-06-17 | N/A | N/A | N/A | N/A | Core | Core | 626.07
SITE_00248 | Manufactured | Triple Wide | Idaho | HOMEDALE | ID | 83628 |  | Owyhee | Non-BPA | 45077 |  | 626.07 |  | 1 |  | 3 |  | IDAHO POWER CO | 9191 | N | N/A | 2016-06-30 | N/A | N/A | N/A | N/A | Core | Core | 626.07
SITE_00249 | Manufactured | Double Wide | Idaho | MOUNTAIN HOME | ID | 83647 |  | Elmore | Non-BPA | 45077 |  | 626.07 |  | 2 |  | 3 |  | IDAHO POWER CO | 9191 | N | N/A | 2016-06-29 | N/A | N/A | N/A | N/A | Core | Core | 626.07
SITE_00250 | Manufactured | Double Wide | Idaho | WEISER | ID | 83672 |  | Washington | BPA | 14271 |  | 1097.77 |  | 2 |  | 2 |  | CITY OF WEISER | 20297 | Y | N/A | 2016-06-15 | N/A | N/A | N/A | N/A | Core | Core | 1097.77
SITE_00251 | Manufactured | Double Wide | Idaho | NAMPA | ID | 83686 |  | Canyon | Non-BPA | 45077 |  | 626.07 |  | 1 |  | 3 |  | IDAHO POWER CO | 9191 | N | N/A | 2016-06-15 | N/A | N/A | N/A | N/A | Core | Core | 626.07
SITE_00252 | Manufactured | Single Wide | Idaho | NAMPA | ID | 83687 |  | Canyon | Non-BPA | 45077 |  | 626.07 |  | 1 |  | 3 |  | IDAHO POWER CO | 9191 | N | N/A | 2016-06-15 | N/A | N/A | N/A | N/A | Core | Core | 626.07
SITE_00253 | Manufactured | Double Wide | Idaho | BOISE | ID | 83709 |  | Ada | Non-BPA | 45077 |  | 626.07 |  | 1 |  | 3 |  | IDAHO POWER CO | 9191 | N | N/A | 2016-06-27 | N/A | N/A | N/A | N/A | Core | Core | 626.07
SITE_00254 | Manufactured | Single Wide | Idaho | BOISE | ID | 83713 |  | Ada | Non-BPA | 45077 |  | 626.07 |  | 1 |  | 3 |  | IDAHO POWER CO | 9191 | N | INTERMOUNTAIN GAS | 2016-06-13 | N/A | N/A | N/A | N/A | Core | Core | 626.07
SITE_00255 | Manufactured | Double Wide | Idaho | BOISE | ID | 83713 |  | Ada | Non-BPA | 45077 |  | 626.07 |  | 1 |  | 3 |  | IDAHO POWER CO | 9191 | N | N/A | 2016-06-27 | N/A | N/A | N/A | N/A | Core | Core | 626.07
SITE_00256 | Manufactured | Double Wide | Idaho | BOISE | ID | 83716 |  | Ada | Non-BPA | 45077 |  | 626.07 |  | 1 |  | 3 |  | IDAHO POWER CO | 9191 | N | INTERMOUNTAIN GAS | 2016-06-09 | N/A | N/A | N/A | N/A | Core | Core | 626.07
SITE_00257 | Manufactured | Double Wide | Idaho | BOISE | ID | 83716 |  | Ada | Non-BPA | 45077 |  | 626.07 |  | 1 |  | 3 |  | IDAHO POWER CO | 9191 | N | INTERMOUNTAIN GAS | 2016-06-29 | N/A | N/A | N/A | N/A | Core | Core | 626.07
SITE_00258 | Manufactured | Double Wide | Idaho | BOISE | ID | 83716 |  | Ada | Non-BPA | 45077 |  | 626.07 |  | 1 |  | 3 |  | IDAHO POWER CO | 9191 | N | N/A | 2016-06-07 | N/A | N/A | N/A | N/A | Core | Core | 626.07
SITE_00259 | Manufactured | Double Wide | Idaho | ATHOL | ID | 83801 |  | Kootenai | Non-BPA | 45077 |  | 626.07 |  | 2 |  | 2 |  | AVISTA | 20169 | N | N/A | 2016-06-06 | N/A | N/A | N/A | N/A | Core | Core | 626.07
SITE_00260 | Manufactured | Double Wide | Idaho | ATHOL | ID | 83801 |  | Kootenai | BPA | 14271 |  | 1097.77 |  | 2 |  | 2 |  | KOOTENAI ELECTRIC COOPERATIVE | 57272 | Y | N/A | 2016-06-30 | N/A | N/A | N/A | N/A | Core | Core | 1097.77
SITE_00261 | Manufactured | Double Wide | Idaho | BLANCHARD | ID | 83804 |  | Bonner | BPA | 14271 |  | 1097.77 |  | 3 |  | 1 |  | INLAND POWER | 8699 | Y | N/A | 2016-06-08 | N/A | N/A | N/A | N/A | Core | Core | 1097.77
SITE_00262 | Manufactured | Double Wide | Idaho | MENAN | ID | 83434 |  | Jefferson | Non-BPA | 45077 |  | 626.07 |  | 3 |  | 1 |  | ROCKY MOUNTAIN POWER | 14354 | N | INTERMOUNTAIN GAS | 2016-06-08 | N/A | N/A | N/A | N/A | Core | Core | 626.07
SITE_00263 | Single Family | Single Family Detached | Idaho | DEARY | ID | 83823 |  | Latah | Non-BPA | 456392 |  | 4610.02 |  | 2 |  | 1 |  | AVISTA | 20169 | N | N/A | 2016-06-20 | N/A | N/A | N/A | N/A | Core | Core | 5927.3
SITE_00264 | Manufactured | Double Wide | Idaho | HAYDEN | ID | 83835 |  | Kootenai | Non-BPA | 45077 |  | 626.07 |  | 2 |  | 2 |  | AVISTA | 20169 | N | N/A | 2016-06-21 | N/A | N/A | N/A | N/A | Core | Core | 626.07
SITE_00265 | Manufactured | Double Wide | Idaho | WORLEY | ID | 83876 |  | Kootenai | BPA | 14271 |  | 1097.77 |  | 2 |  | 2 |  | KOOTENAI ELECTRIC COOPERATIVE | 57272 | Y | N/A | 2016-06-08 | N/A | N/A | N/A | N/A | Core | Core | 1097.77
SITE_00266 | Manufactured | Double Wide | Idaho | POST FALLS | ID | 83854 |  | Kootenai | Non-BPA | 45077 |  | 626.07 |  | 2 |  | 2 |  | AVISTA | 20169 | N | INTERMOUNTAIN GAS | 2016-06-21 | N/A | N/A | N/A | N/A | Core | Core | 626.07
SITE_00267 | Manufactured | Double Wide | Idaho | POST FALLS | ID | 83854 |  | Kootenai | Non-BPA | 45077 |  | 626.07 |  | 2 |  | 2 |  | AVISTA | 20169 | N | INTERMOUNTAIN GAS | 2016-06-07 | N/A | N/A | N/A | N/A | Core | Core | 626.07
SITE_00268 | Manufactured | Triple Wide | Idaho | REXBURG | ID | 83440 |  | Madison | Non-BPA | 45077 |  | 626.07 |  | 3 |  | 1 |  | ROCKY MOUNTAIN POWER | 14354 | N | INTERMOUNTAIN GAS | 2016-06-07 | N/A | N/A | N/A | N/A | Core | Core | 626.07
SITE_00269 | Manufactured | Double Wide | Idaho | COEUR D'ALENE | ID | 83815 |  | Kootenai | Non-BPA | 45077 |  | 626.07 |  | 2 |  | 2 |  | AVISTA | 20169 | N | INTERMOUNTAIN GAS | 2016-06-21 | N/A | N/A | N/A | N/A | Core | Core | 626.07
SITE_00270 | Manufactured | Double Wide | Idaho | MOSCOW | ID | 83843 |  | Latah | BPA | 14271 |  | 1097.77 |  | 2 |  | 1 |  | CLEARWATER POWER COMPANY | 56225 | Y | N/A | 2016-06-10 | N/A | N/A | N/A | N/A | Core | Core | 1097.77
SITE_00271 | Manufactured | Single Wide | Idaho | SPIRIT LAKE | ID | 83869 |  | Bonner | BPA | 14271 |  | 1097.77 |  | 3 |  | 1 |  | NORTHERN LIGHTS, INC | 13758 | Y | N/A | 2016-06-30 | N/A | N/A | N/A | N/A | Core | Core | 1097.77
SITE_00272 | Manufactured | Single Wide | Idaho | MOSCOW | ID | 83843 |  | Latah | Non-BPA | 45077 |  | 626.07 |  | 2 |  | 1 |  | AVISTA | 20169 | N | N/A | 2016-06-20 | N/A | N/A | N/A | N/A | Core | Core | 626.07
SITE_00273 | Manufactured | Single Wide | Idaho | MOSCOW | ID | 83843 |  | Latah | Non-BPA | 45077 |  | 626.07 |  | 2 |  | 1 |  | AVISTA | 20169 | N | N/A | 2016-06-20 | N/A | N/A | N/A | N/A | Core | Core | 626.07
SITE_00274 | Manufactured | Double Wide | Idaho | SPIRIT LAKE | ID | 83869 |  | Bonner | Non-BPA | 45077 |  | 626.07 |  | 3 |  | 1 |  | AVISTA | 20169 | N | N/A | 2016-06-07 | N/A | N/A | N/A | N/A | Core | Core | 626.07
SITE_00275 | Manufactured | Double Wide | Idaho | HAYDEN | ID | 83835 |  | Kootenai | Non-BPA | 45077 |  | 626.07 |  | 2 |  | 2 |  | AVISTA | 20169 | N | N/A | 2016-06-06 | N/A | N/A | N/A | N/A | Core | Core | 626.07
SITE_00276 | Manufactured | Double Wide | Idaho | LEWISTON | ID | 83501 |  | Nez Perce | Non-BPA | 45077 |  | 626.07 |  | 1 |  | 3 |  | AVISTA | 20169 | N | INTERMOUNTAIN GAS | 2016-07-01 | N/A | N/A | N/A | N/A | Core | Core | 626.07
SITE_00277 | Manufactured | Double Wide | Idaho | RATHDRUM | ID | 83858 |  | Kootenai | Non-BPA | 45077 |  | 626.07 |  | 2 |  | 2 |  | AVISTA | 20169 | N | INTERMOUNTAIN GAS | 2016-06-06 | N/A | N/A | N/A | N/A | Core | Core | 626.07
SITE_00278 | Multifamily Residence | Apartment Building (3 or fewer floors) | Idaho | BOISE | ID | 83706 |  | Ada | Non-BPA | 43178 |  | 2272.53 |  | 1 |  | 3 |  | IDAHO POWER CO | 9191 | N | N/A | 2016-06-11 | BLDG_00093 | N/A | N/A | N/A | Core | Core | 2272.53
SITE_00279 | Multifamily Residence | Apartment Building (3 or fewer floors) | Idaho | REXBURG | ID | 83440 |  | Madison | Non-BPA | 43178 |  | 2272.53 |  | 3 |  | 1 |  | ROCKY MOUNTAIN POWER | 14354 | N | N/A | 2016-06-29 | BLDG_00094 | N/A | N/A | N/A | Core | Core | 2272.53
SITE_00280 | Multifamily Residence | Apartment Building (3 or fewer floors) | Idaho | BOISE | ID | 83714 |  | Ada | Non-BPA | 43178 |  | 2272.53 |  | 1 |  | 3 |  | IDAHO POWER CO | 9191 | N | N/A | 2016-06-10 | BLDG_00095 | N/A | N/A | N/A | Core | Core | 2272.53
SITE_00281 | Multifamily Residence | Apartment Building (3 or fewer floors) | Idaho | BOISE | ID | 83713 |  | Ada | Non-BPA | 43178 |  | 2272.53 |  | 1 |  | 3 |  | IDAHO POWER CO | 9191 | N | INTERMOUNTAIN GAS | 2016-06-10 | BLDG_00096 | N/A | N/A | N/A | Core | Core | 2272.53
SITE_00282 | Multifamily Residence | Apartment Building (4 to 6 floors) | Idaho | REXBURG | ID | 83440 |  | Madison | Non-BPA | 43178 |  | 2272.53 |  | 3 |  | 1 |  | ROCKY MOUNTAIN POWER | 14354 | N | N/A | 2016-06-10 | BLDG_00097 | N/A | N/A | N/A | Core | Core | 2272.53
SITE_00283 | Multifamily Residence | Apartment Building (4 to 6 floors) | Idaho | POCATELLO | ID | 83201 |  | Bannock | Non-BPA | 43178 |  | 2272.53 |  | 2 |  | 2 |  | IDAHO POWER CO | 9191 | N | N/A | 2016-06-09 | BLDG_00098 | N/A | N/A | N/A | Core | Core | 2272.53
SITE_00284 | Multifamily Residence | Apartment Building (More than 6 floors) | Idaho | REXBURG | ID | 83440 |  | Madison | Non-BPA | 43178 |  | 2272.53 |  | 3 |  | 1 |  | ROCKY MOUNTAIN POWER | 14354 | N | INTERMOUNTAIN GAS | 2016-06-10 | BLDG_00099 | N/A | N/A | N/A | Core | Core | 2272.53
SITE_00285 | Multifamily Residence | Apartment Building (More than 6 floors) | Idaho | MOUNTAIN HOME | ID | 83647 |  | Elmore | Non-BPA | 43178 |  | 2272.53 |  | 2 |  | 3 |  | IDAHO POWER CO | 9191 | N | INTERMOUNTAIN GAS | 2016-06-14 | BLDG_00100 | N/A | N/A | N/A | Core | Core | 2272.53
SITE_00286 | Multifamily Residence | Apartment Building (4 to 6 floors) | Idaho | MOUNTAIN HOME | ID | 83647 |  | Elmore | Non-BPA | 43178 |  | 2272.53 |  | 2 |  | 3 |  | IDAHO POWER CO | 9191 | N | INTERMOUNTAIN GAS | 2016-06-14 | BLDG_00101 | N/A | N/A | N/A | Core | Core | 2272.53
SITE_00287 | Multifamily Residence | Apartment Building (3 or fewer floors) | Idaho | IDAHO FALLS | ID | 83402 |  | Bonneville | BPA | 11604 |  | 773.6 |  | 3 |  | 2 |  | CITY OF IDAHO FALLS - (ID) | 9187 | Y | N/A | 2016-06-08 | BLDG_00102 | N/A | N/A | N/A | Core | Core | 773.6
SITE_00288 | Multifamily Residence | Apartment Building (3 or fewer floors) | Idaho | REXBURG | ID | 83440 |  | Madison | Non-BPA | 43178 |  | 2272.53 |  | 3 |  | 1 |  | ROCKY MOUNTAIN POWER | 14354 | N | INTERMOUNTAIN GAS | 2016-06-10 | BLDG_00103 | N/A | N/A | N/A | Core | Core | 2272.53
SITE_00289 | Multifamily Residence | Apartment Building (3 or fewer floors) | Idaho | REXBURG | ID | 83440 |  | Madison | Non-BPA | 43178 |  | 2272.53 |  | 3 |  | 1 |  | ROCKY MOUNTAIN POWER | 14354 | N | INTERMOUNTAIN GAS | 2016-06-10 | BLDG_00103 | N/A | N/A | N/A | Core | Core | 2272.53
SITE_00290 | Multifamily Residence | Apartment Building (More than 6 floors) | Idaho | IDAHO FALLS | ID | 83401 |  | Bonneville | BPA | 11604 |  | 773.6 |  | 3 |  | 2 |  | CITY OF IDAHO FALLS - (ID) | 9187 | Y | INTERMOUNTAIN GAS | 2016-06-08 | BLDG_00105 | N/A | N/A | N/A | Core | Core | 773.6
SITE_00291 | Multifamily Residence | Apartment Building (3 or fewer floors) | Idaho | LEWISTON | ID | 83501 |  | Nez Perce | Non-BPA | 43178 |  | 2272.53 |  | 1 |  | 3 |  | AVISTA | 20169 | N | N/A | 2016-06-24 | BLDG_00106 | N/A | N/A | N/A | Core | Core | 2272.53
SITE_00292 | Multifamily Residence | Apartment Building (4 to 6 floors) | Idaho | GRANGEVILLE | ID | 83530 |  | Idaho | Non-BPA | 43178 |  | 2272.53 |  | 2 |  | 1 |  | AVISTA | 20169 | N | N/A | 2016-06-22 | BLDG_00107 | N/A | N/A | N/A | Core | Core | 2272.53
SITE_00293 | Multifamily Residence | Apartment Building (4 to 6 floors) | Idaho | LEWISTON | ID | 83501 |  | Nez Perce | Non-BPA | 43178 |  | 2272.53 |  | 1 |  | 3 |  | AVISTA | 20169 | N | N/A | 2016-06-22 | BLDG_00108 | N/A | N/A | N/A | Core | Core | 2272.53
SITE_00294 | Multifamily Residence | Apartment Building (More than 6 floors) | Idaho | LEWISTON | ID | 83501 |  | Nez Perce | Non-BPA | 43178 |  | 2272.53 |  | 1 |  | 3 |  | AVISTA | 20169 | N | AVISTA | 2016-06-24 | BLDG_00109 | N/A | N/A | N/A | Core | Core | 2272.53
SITE_00295 | Manufactured | Double Wide | Idaho | NAMPA | ID | 83651 |  | Canyon | Non-BPA | 45077 |  | 626.07 |  | 1 |  | 3 |  | IDAHO POWER CO | 9191 | N | N/A | 2017-06-20 | N/A | N/A | N/A | N/A | Core | Core | 626.07
SITE_00296 | Manufactured | Double Wide | Idaho | EMMETT | ID | 83617 |  | Gem | Non-BPA | 45077 |  | 626.07 |  | 1 |  | 3 |  | IDAHO POWER CO | 9191 | N | N/A | 2017-06-22 | N/A | N/A | N/A | N/A | Core | Core | 626.07
SITE_00297 | Single Family | Single Family Detached | Idaho | COEUR D'ALENE | ID | 83814 |  | Kootenai | Non-BPA | 456392 |  | 4610.02 |  | 2 |  | 2 |  | AVISTA | 20169 | N | N/A | 2017-06-29 | N/A | N/A | N/A | N/A | Core | Core | 5927.3
SITE_00298 | Single Family | Single Family Detached | Idaho | PAUL | ID | 83347 |  | Minidoka | BPA | 103448 |  | 4702.18 |  | 2 |  | 2 |  | UNITED ELECTRIC CO-OP, INC - (ID) | 19502 | Y | N/A | 2017-06-14 | N/A | N/A | N/A | N/A | Core | Core | 4862.5455
SITE_00299 | Manufactured | Double Wide | Idaho | PAUL | ID | 83347 |  | Minidoka | BPA | 14271 |  | 1097.77 |  | 2 |  | 2 |  | UNITED ELECTRIC CO-OP, INC - (ID) | 19502 | Y | N/A | 2017-06-20 | N/A | N/A | N/A | N/A | Core | Core | 1097.77
SITE_00300 | Manufactured | Modular / Prefab | Idaho | LEWISTON | ID | 83501 |  | Nez Perce | Non-BPA | 45077 |  | 626.07 |  | 1 |  | 3 |  | AVISTA | 20169 | N | AVISTA | 2017-06-30 | N/A | N/A | N/A | N/A | Core | Core | 626.07
SITE_00301 | Manufactured | Double Wide | Idaho | LEWISTON | ID | 83501 |  | Nez Perce | Non-BPA | 45077 |  | 626.07 |  | 1 |  | 3 |  | AVISTA | 20169 | N | AVISTA | 2017-07-01 | N/A | N/A | N/A | N/A | Core | Core | 626.07
SITE_00302 | Manufactured | Double Wide | Idaho | BUHL | ID | 83316 |  | Twin Falls | Non-BPA | 45077 |  | 626.07 |  | 2 |  | 2 |  | IDAHO POWER CO | 9191 | N | N/A | 2017-06-13 | N/A | N/A | N/A | N/A | Core | Core | 626.07
SITE_00303 | Manufactured | Single WIde | Idaho | GARDEN CITY | ID | 83714 |  | Ada | Non-BPA | 45077 |  | 626.07 |  | 1 |  | 3 |  | IDAHO POWER CO | 9191 | N | INTERMOUNTAIN GAS | 2017-08-09 | N/A | N/A | N/A | N/A | Core | Core | 626.07
SITE_00304 | Manufactured | Single Wide | Idaho | KIMBERLY | ID | 83341 |  | Twin Falls | Non-BPA | 45077 |  | 626.07 |  | 2 |  | 2 |  | IDAHO POWER CO | 9191 | N | INTERMOUNTAIN GAS | 2017-09-06 | N/A | N/A | N/A | N/A | Core | Core | 626.07
SITE_00305 | Manufactured | Double Wide | Idaho | BUHL | ID | 83316 |  | Twin Falls | Non-BPA | 45077 |  | 626.07 |  | 2 |  | 2 |  | IDAHO POWER CO | 9191 | N | N/A | 2017-09-06 | N/A | N/A | N/A | N/A | Core | Core | 626.07
SITE_00306 | Manufactured | Double Wide | Idaho | BOISE | ID | 83705 |  | Ada | Non-BPA | 45077 |  | 626.07 |  | 1 |  | 3 |  | IDAHO POWER CO | 9191 | N | N/A | 2017-08-08 | N/A | N/A | N/A | N/A | Core | Core | 626.07
SITE_00307 | Manufactured | Single Wide | Idaho | CALDWELL | ID | 83607 |  | Canyon | Non-BPA | 45077 |  | 626.07 |  | 1 |  | 3 |  | IDAHO POWER CO | 9191 | N | N/A | 2017-08-07 | N/A | N/A | N/A | N/A | Core | Core | 626.07
SITE_00308 | Manufactured | Single Wide | Idaho | LEWISTON | ID | 83501 |  | Nez Perce | Non-BPA | 45077 |  | 626.07 |  | 1 |  | 3 |  | AVISTA | 20169 | N | AVISTA | 2017-08-26 | N/A | N/A | N/A | N/A | Core | Core | 626.07
SITE_00309 | Manufactured | Double Wide | Idaho | MIDDLETON | ID | 83644 |  | Canyon | Non-BPA | 45077 |  | 626.07 |  | 1 |  | 3 |  | IDAHO POWER CO | 9191 | N | N/A | 2017-08-07 | N/A | N/A | N/A | N/A | Core | Core | 626.07
SITE_00310 | Manufactured | Single WIde | Idaho | GARDEN CITY | ID | 83714 |  | Ada | Non-BPA | 45077 |  | 626.07 |  | 1 |  | 3 |  | IDAHO POWER CO | 9191 | N | N/A | 2017-08-25 | N/A | N/A | N/A | N/A | Core | Core | 626.07
SITE_00311 | Manufactured | Double Wide | Idaho | BOISE | ID | 83709 |  | Ada | Non-BPA | 45077 |  | 626.07 |  | 1 |  | 3 |  | IDAHO POWER CO | 9191 | N | N/A | 2017-08-08 | N/A | N/A | N/A | N/A | Core | Core | 626.07
SITE_00312 | Manufactured | Double Wide | Idaho | MOSCOW | ID | 83843 |  | Latah | BPA | 14271 |  | 1097.77 |  | 2 |  | 1 |  | CLEARWATER POWER COMPANY | 56225 | Y | N/A | 2017-08-10 | N/A | N/A | N/A | N/A | Core | Core | 1097.77
SITE_00313 | Manufactured | Double Wide | Idaho | LEWISTON | ID | 83501 |  | Nez Perce | BPA | 14271 |  | 1097.77 |  | 1 |  | 3 |  | CLEARWATER POWER COMPANY | 56225 | Y | N/A | 2017-08-26 | N/A | N/A | N/A | N/A | Core | Core | 1097.77
SITE_00314 | Manufactured | Double Wide | Idaho | GARDEN CITY | ID | 83714 |  | Ada | Non-BPA | 45077 |  | 626.07 |  | 1 |  | 3 |  | IDAHO POWER CO | 9191 | N | INTERMOUNTAIN GAS | 2017-08-10 | N/A | N/A | N/A | N/A | Core | Core | 626.07
SITE_00315 | Manufactured | Single Wide | Idaho | GARDEN CITY | ID | 83714 |  | Ada | Non-BPA | 45077 |  | 626.07 |  | 1 |  | 3 |  | IDAHO POWER CO | 9191 | N | N/A | 2017-08-19 | N/A | N/A | N/A | N/A | Core | Core | 626.07
SITE_00316 | Manufactured | Single Wide | Idaho | MERIDIAN | ID | 83642 |  | Ada | Non-BPA | 45077 |  | 626.07 |  | 1 |  | 3 |  | IDAHO POWER CO | 9191 | N | N/A | 2017-08-10 | N/A | N/A | N/A | N/A | Core | Core | 626.07
SITE_00317 | Manufactured | Single Wide | Idaho | CALDWELL | ID | 83607 |  | Canyon | Non-BPA | 45077 |  | 626.07 |  | 1 |  | 3 |  | IDAHO POWER CO | 9191 | N | N/A | 2017-08-09 | N/A | N/A | N/A | N/A | Core | Core | 626.07
SITE_00318 | Manufactured | Single Wide | Idaho | CALDWELL | ID | 83607 |  | Canyon | Non-BPA | 45077 |  | 626.07 |  | 1 |  | 3 |  | IDAHO POWER CO | 9191 | N | N/A | 2017-08-18 | N/A | N/A | N/A | N/A | Core | Core | 626.07
SITE_00319 | Manufactured | Single Wide | Idaho | MERIDIAN | ID | 83642 |  | Ada | Non-BPA | 45077 |  | 626.07 |  | 1 |  | 3 |  | IDAHO POWER CO | 9191 | N | N/A | 2017-08-10 | N/A | N/A | N/A | N/A | Core | Core | 626.07
SITE_00320 | Manufactured | Single Wide | Idaho | BOISE | ID | 83714 |  | Ada | Non-BPA | 45077 |  | 626.07 |  | 1 |  | 3 |  | IDAHO POWER CO | 9191 | N | N/A | 2017-08-10 | N/A | N/A | N/A | N/A | Core | Core | 626.07
SITE_00321 | Manufactured | Single Wide | Idaho | CALDWELL | ID | 83607 |  | Canyon | Non-BPA | 45077 |  | 626.07 |  | 1 |  | 3 |  | IDAHO POWER CO | 9191 | N | N/A | 2017-08-11 | N/A | N/A | N/A | N/A | Core | Core | 626.07
SITE_00322 | Manufactured | Single Wide | Idaho | HAUSER | ID | 83854 |  | Kootenai | BPA | 14271 |  | 1097.77 |  | 2 |  | 2 |  | KOOTENAI ELECTRIC COOPERATIVE | 57272 | Y | AVISTA | 2017-08-11 | N/A | N/A | N/A | N/A | Core | Core | 1097.77
SITE_00323 | Manufactured | Single Wide | Idaho | MOSCOW | ID | 83843 |  | Latah | Non-BPA | 45077 |  | 626.07 |  | 2 |  | 1 |  | AVISTA | 20169 | N | N/A | 2017-08-10 | N/A | N/A | N/A | N/A | Core | Core | 626.07
SITE_00324 | Manufactured | Single Wide | Idaho | LEWISTON | ID | 83501 |  | Nez Perce | Non-BPA | 45077 |  | 626.07 |  | 1 |  | 3 |  | AVISTA | 20169 | N | AVISTA | 2017-09-11 | N/A | N/A | N/A | N/A | Core | Core | 626.07
SITE_00325 | Manufactured | Single Wide | Idaho | MOSCOW | ID | 83843 |  | Latah | Non-BPA | 45077 |  | 626.07 |  | 2 |  | 1 |  | AVISTA | 20169 | N | N/A | 2017-08-10 | N/A | N/A | N/A | N/A | Core | Core | 626.07
SITE_00326 | Manufactured | Double Wide | Idaho | BOISE | ID | 83705 |  | Ada | Non-BPA | 45077 |  | 626.07 |  | 1 |  | 3 |  | IDAHO POWER CO | 9191 | N | INTERMOUNTAIN GAS | 2017-08-07 | N/A | N/A | N/A | N/A | Core | Core | 626.07
SITE_00327 | Manufactured | Single Wide | Idaho | MOSCOW | ID | 83843 |  | Latah | Non-BPA | 45077 |  | 626.07 |  | 2 |  | 1 |  | AVISTA | 20169 | N | N/A | 2017-08-10 | N/A | N/A | N/A | N/A | Core | Core | 626.07
SITE_00328 | Manufactured | Single Wide | Idaho | POCATELLO | ID | 83201 |  | Bannock | Non-BPA | 45077 |  | 626.07 |  | 2 |  | 2 |  | IDAHO POWER CO | 9191 | N | N/A | 2017-09-07 | N/A | N/A | N/A | N/A | Core | Core | 626.07
SITE_00329 | Manufactured | Single Wide | Idaho | LEWISTON | ID | 83501 |  | Nez Perce | Non-BPA | 45077 |  | 626.07 |  | 1 |  | 3 |  | AVISTA | 20169 | N | N/A | 2017-09-11 | N/A | N/A | N/A | N/A | Core | Core | 626.07
SITE_00330 | Manufactured | Double Wide | Idaho | NAMPA | ID | 83687 |  | Canyon | Non-BPA | 45077 |  | 626.07 |  | 1 |  | 3 |  | IDAHO POWER CO | 9191 | N | N/A | 2017-08-11 | N/A | N/A | N/A | N/A | Core | Core | 626.07
SITE_00331 | Single Family | Single Family Detached | Idaho | KUNA | ID | 83634 |  | Ada | Non-BPA | 456392 |  | 4610.02 |  | 1 |  | 3 |  | IDAHO POWER CO | 9191 | N | N/A | 2016-06-14 | N/A | N/A | N/A | N/A | Core | Core | 4219.8431
SITE_00332 | Manufactured | Double Wide | Idaho | ABERDEEN | ID | 83210 |  | Bingham | Non-BPA | 45077 |  | 626.07 |  | 2 |  | 2 |  | IDAHO POWER CO | 9191 | N | N/A | 2016-06-07 | N/A | N/A | N/A | N/A | Core | Core | 626.07
SITE_00333 | Single Family | Single Family Detached | Idaho | BOISE | ID | 83702 |  | Ada | Non-BPA | 456392 |  | 4610.02 |  | 1 |  | 3 |  | IDAHO POWER CO | 9191 | N | INTERMOUNTAIN GAS | 2016-06-28 | N/A | N/A | N/A | N/A | Core | Core | 4219.8431
SITE_00334 | Single Family | Single Family Detached | Idaho | TWIN FALLS | ID | 83301 |  | Twin Falls | Non-BPA | 456392 |  | 4610.02 |  | 2 |  | 2 |  | IDAHO POWER CO | 9191 | N | INTERMOUNTAIN GAS | 2016-06-17 | N/A | N/A | N/A | N/A | Core | Core | 4255.3636
SITE_00335 | Single Family | Single Family Detached | Idaho | BOISE | ID | 83709 |  | Ada | Non-BPA | 456392 |  | 4610.02 |  | 1 |  | 3 |  | IDAHO POWER CO | 9191 | N | INTERMOUNTAIN GAS | 2016-06-10 | N/A | N/A | N/A | N/A | Core | Core | 4219.8431
SITE_00336 | Single Family | Single Family Detached | Idaho | INKOM | ID | 83245 |  | Bannock | Non-BPA | 456392 |  | 4610.02 |  | 2 |  | 2 |  | IDAHO POWER CO | 9191 | N | N/A | 2016-06-10 | N/A | N/A | N/A | N/A | Core | Core | 4255.3636
SITE_00337 | Manufactured | Double Wide | Idaho | BOISE | ID | 83704 |  | Ada | Non-BPA | 45077 |  | 626.07 |  | 1 |  | 3 |  | IDAHO POWER CO | 9191 | N | N/A | 2016-06-13 | N/A | N/A | N/A | N/A | Core | Core | 626.07
SITE_00338 | Single Family | Single Family Detached | Idaho | IDAHO FALLS | ID | 83402 |  | Bonneville | BPA | 103448 |  | 4702.18 |  | 3 |  | 2 |  | CITY OF IDAHO FALLS - (ID) | 9187 | Y | N/A | 2016-06-08 | N/A | N/A | N/A | N/A | Core | Core | 4862.5455
SITE_00339 | Single Family | Single Family Detached | Idaho | CALDWELL | ID | 83605 |  | Canyon | Non-BPA | 456392 |  | 4610.02 |  | 1 |  | 3 |  | IDAHO POWER CO | 9191 | N | N/A | 2016-06-07 | N/A | N/A | N/A | N/A | Core | Core | 4219.8431
SITE_00340 | Single Family | Single Family Detached | Idaho | NEW MEADOWS | ID | 83654 |  | Adams | Non-BPA | 456392 |  | 4610.02 |  | 2 |  | 2 |  | IDAHO POWER CO | 9191 | N | N/A | 2016-06-16 | N/A | N/A | N/A | N/A | Core | Core | 7205.25
SITE_00341 | Single Family | Single Family Detached | Idaho | STAR | ID | 83669 |  | Ada | Non-BPA | 456392 |  | 4610.02 |  | 1 |  | 3 |  | IDAHO POWER CO | 9191 | N | INTERMOUNTAIN GAS | 2016-06-11 | N/A | N/A | N/A | N/A | Core | Core | 4219.8431
SITE_00342 | Single Family | Single Family Detached | Idaho | IDAHO FALLS | ID | 83402 |  | Bonneville | BPA | 103448 |  | 4702.18 |  | 3 |  | 2 |  | CITY OF IDAHO FALLS - (ID) | 9187 | Y | N/A | 2016-06-08 | N/A | N/A | N/A | N/A | Core | Core | 4862.5455
SITE_00343 | Single Family | Single Family Detached | Idaho | BOISE | ID | 83702 |  | Ada | Non-BPA | 456392 |  | 4610.02 |  | 1 |  | 3 |  | IDAHO POWER CO | 9191 | N | INTERMOUNTAIN GAS | 2016-06-11 | N/A | N/A | N/A | N/A | Core | Core | 4219.8431
SITE_00344 | Single Family | Single Family Detached | Idaho | IDAHO FALLS | ID | 83401 |  | Bonneville | Non-BPA | 456392 |  | 4610.02 |  | 3 |  | 2 |  | ROCKY MOUNTAIN POWER | 14354 | N | N/A | 2016-06-15 | N/A | N/A | N/A | N/A | Core | Core | 4255.3636
SITE_00345 | Single Family | Single Family Detached | Idaho | NAMPA | ID | 83651 |  | Canyon | Non-BPA | 456392 |  | 4610.02 |  | 1 |  | 3 |  | IDAHO POWER CO | 9191 | N | INTERMOUNTAIN GAS | 2016-06-08 | N/A | N/A | N/A | N/A | Core | Core | 4219.8431
SITE_00346 | Single Family | Single Family Detached | Idaho | SALMON | ID | 83467 |  | Lemhi | Non-BPA | 456392 |  | 4610.02 |  | 2 |  | 2 |  | IDAHO POWER CO | 9191 | N | N/A | 2016-06-13 | N/A | N/A | N/A | N/A | Core | Core | 7205.25
SITE_00347 | Single Family | Single Family Detached | Idaho | MOUNTAIN HOME | ID | 83647 |  | Elmore | Non-BPA | 456392 |  | 4610.02 |  | 2 |  | 3 |  | IDAHO POWER CO | 9191 | N | INTERMOUNTAIN GAS | 2016-06-28 | N/A | N/A | N/A | N/A | Core | Core | 7205.25
SITE_00348 | Single Family | Single Family Detached | Idaho | BLACKFOOT | ID | 83221 |  | Bingham | Non-BPA | 456392 |  | 4610.02 |  | 2 |  | 2 |  | IDAHO POWER CO | 9191 | N | INTERMOUNTAIN GAS | 2016-06-29 | N/A | N/A | N/A | N/A | Core | Core | 4255.3636
SITE_00349 | Single Family | Single Family Detached | Idaho | MIDDLETON | ID | 83644 |  | Canyon | Non-BPA | 456392 |  | 4610.02 |  | 1 |  | 3 |  | IDAHO POWER CO | 9191 | N | N/A | 2016-06-17 | N/A | N/A | N/A | N/A | Core | Core | 4219.8431
SITE_00350 | Single Family | Single Family Detached | Idaho | BOISE | ID | 83709 |  | Ada | Non-BPA | 456392 |  | 4610.02 |  | 1 |  | 3 |  | IDAHO POWER CO | 9191 | N | INTERMOUNTAIN GAS | 2016-06-13 | N/A | N/A | N/A | N/A | Core | Core | 4219.8431
SITE_00351 | Single Family | Single Family Detached | Idaho | GARDEN VALLEY | ID | 83622 |  | Boise | Non-BPA | 456392 |  | 4610.02 |  | 3 |  | 1 |  | IDAHO POWER CO | 9191 | N | N/A | 2016-06-16 | N/A | N/A | N/A | N/A | Core | Core | 7205.25
SITE_00352 | Single Family | Single Family Detached | Idaho | BOISE | ID | 83709 |  | Ada | Non-BPA | 456392 |  | 4610.02 |  | 1 |  | 3 |  | IDAHO POWER CO | 9191 | N | INTERMOUNTAIN GAS | 2016-06-27 | N/A | N/A | N/A | N/A | Core | Core | 4219.8431
SITE_00353 | Single Family | Single Family Detached | Idaho | KUNA | ID | 83634 |  | Ada | Non-BPA | 456392 |  | 4610.02 |  | 1 |  | 3 |  | IDAHO POWER CO | 9191 | N | N/A | 2016-06-09 | N/A | N/A | N/A | N/A | Core | Core | 4219.8431
SITE_00354 | Single Family | Single Family Detached | Idaho | BOISE | ID | 83706 |  | Ada | Non-BPA | 456392 |  | 4610.02 |  | 1 |  | 3 |  | IDAHO POWER CO | 9191 | N | INTERMOUNTAIN GAS | 2016-06-16 | N/A | N/A | N/A | N/A | Core | Core | 4219.8431
SITE_00355 | Single Family | Single Family Detached | Idaho | POCATELLO | ID | 83204 |  | Bannock | Non-BPA | 456392 |  | 4610.02 |  | 2 |  | 2 |  | IDAHO POWER CO | 9191 | N | N/A | 2016-06-09 | N/A | N/A | N/A | N/A | Core | Core | 4255.3636
SITE_00356 | Single Family | Single Family Detached | Idaho | BOISE | ID | 83702 |  | Ada | Non-BPA | 456392 |  | 4610.02 |  | 1 |  | 3 |  | IDAHO POWER CO | 9191 | N | INTERMOUNTAIN GAS | 2016-07-01 | N/A | N/A | N/A | N/A | Core | Core | 4219.8431
SITE_00357 | Single Family | Single Family Detached | Idaho | BUHL | ID | 83316 |  | Twin Falls | Non-BPA | 456392 |  | 4610.02 |  | 2 |  | 2 |  | IDAHO POWER CO | 9191 | N | N/A | 2016-06-15 | N/A | N/A | N/A | N/A | Core | Core | 4255.3636
SITE_00358 | Single Family | Single Family Detached | Idaho | NAMPA | ID | 83686 |  | Canyon | Non-BPA | 456392 |  | 4610.02 |  | 1 |  | 3 |  | IDAHO POWER CO | 9191 | N | INTERMOUNTAIN GAS | 2016-06-13 | N/A | N/A | N/A | N/A | Core | Core | 4219.8431
SITE_00359 | Single Family | Single Family Detached | Idaho | BOISE | ID | 83713 |  | Ada | Non-BPA | 456392 |  | 4610.02 |  | 1 |  | 3 |  | IDAHO POWER CO | 9191 | N | INTERMOUNTAIN GAS | 2016-06-30 | N/A | N/A | N/A | N/A | Core | Core | 4219.8431
SITE_00360 | Single Family | Single Family Detached | Idaho | SUGAR CITY | ID | 83448 |  | Madison | Non-BPA | 456392 |  | 4610.02 |  | 3 |  | 1 |  | ROCKY MOUNTAIN POWER | 14354 | N | N/A | 2016-06-14 | N/A | N/A | N/A | N/A | Core | Core | 7205.25
SITE_00361 | Single Family | Single Family Detached | Idaho | NAMPA | ID | 83686 |  | Canyon | Non-BPA | 456392 |  | 4610.02 |  | 1 |  | 3 |  | IDAHO POWER CO | 9191 | N | INTERMOUNTAIN GAS | 2016-06-28 | N/A | N/A | N/A | N/A | Core | Core | 4219.8431
SITE_00362 | Single Family | Single Family Detached | Idaho | CALDWELL | ID | 83607 |  | Canyon | Non-BPA | 456392 |  | 4610.02 |  | 1 |  | 3 |  | IDAHO POWER CO | 9191 | N | N/A | 2016-07-01 | N/A | N/A | N/A | N/A | Core | Core | 4219.8431
SITE_00363 | Single Family | Single Family Detached | Idaho | AMMON | ID | 83406 |  | Bonneville | Non-BPA | 456392 |  | 4610.02 |  | 3 |  | 2 |  | ROCKY MOUNTAIN POWER | 14354 | N | INTERMOUNTAIN GAS | 2016-06-15 | N/A | N/A | N/A | N/A | Core | Core | 4255.3636
SITE_00364 | Single Family | Duplex, Triplex, or Fourplex | Idaho | MERIDIAN | ID | 83642 |  | Ada | Non-BPA | 456392 |  | 4610.02 |  | 1 |  | 3 |  | IDAHO POWER CO | 9191 | N | INTERMOUNTAIN GAS | 2016-06-14 | N/A | N/A | N/A | N/A | Core | Core | 4219.8431
SITE_00365 | Single Family | Single Family Detached | Idaho | BOISE | ID | 83703 |  | Ada | Non-BPA | 456392 |  | 4610.02 |  | 1 |  | 3 |  | IDAHO POWER CO | 9191 | N | INTERMOUNTAIN GAS | 2016-06-29 | N/A | N/A | N/A | N/A | Core | Core | 4219.8431
SITE_00366 | Single Family | Single Family Detached | Idaho | NAMPA | ID | 83686 |  | Canyon | Non-BPA | 456392 |  | 4610.02 |  | 1 |  | 3 |  | IDAHO POWER CO | 9191 | N | INTERMOUNTAIN GAS | 2016-06-15 | N/A | N/A | N/A | N/A | Core | Core | 4219.8431
SITE_00367 | Single Family | Single Family Detached | Idaho | EAGLE | ID | 83616 |  | Ada | Non-BPA | 456392 |  | 4610.02 |  | 1 |  | 3 |  | IDAHO POWER CO | 9191 | N | INTERMOUNTAIN GAS | 2016-06-13 | N/A | N/A | N/A | N/A | Core | Core | 4219.8431
SITE_00368 | Single Family | Single Family Detached | Idaho | NAMPA | ID | 83686 |  | Canyon | Non-BPA | 456392 |  | 4610.02 |  | 1 |  | 3 |  | IDAHO POWER CO | 9191 | N | INTERMOUNTAIN GAS | 2016-06-13 | N/A | N/A | N/A | N/A | Core | Core | 4219.8431
SITE_00369 | Single Family | Single Family Detached | Idaho | MOUNTAIN HOME | ID | 83647 |  | Elmore | Non-BPA | 456392 |  | 4610.02 |  | 2 |  | 3 |  | IDAHO POWER CO | 9191 | N | INTERMOUNTAIN GAS | 2016-06-28 | N/A | N/A | N/A | N/A | Core | Core | 7205.25
SITE_00370 | Single Family | Single Family Detached | Idaho | BLACKFOOT | ID | 83221 |  | Bingham | Non-BPA | 456392 |  | 4610.02 |  | 2 |  | 2 |  | IDAHO POWER CO | 9191 | N | INTERMOUNTAIN GAS | 2016-06-16 | N/A | N/A | N/A | N/A | Core | Core | 4255.3636
SITE_00371 | Single Family | Single Family Detached | Idaho | MOUNTAIN HOME | ID | 83647 |  | Elmore | Non-BPA | 456392 |  | 4610.02 |  | 2 |  | 3 |  | IDAHO POWER CO | 9191 | N | N/A | 2016-06-14 | N/A | N/A | N/A | N/A | Core | Core | 7205.25
SITE_00372 | Single Family | Single Family Detached | Idaho | PRESTON | ID | 83263 |  | Franklin | Non-BPA | 456392 |  | 4610.02 |  | 2 |  | 2 |  | ROCKY MOUNTAIN POWER | 14354 | N | N/A | 2016-06-30 | N/A | N/A | N/A | N/A | Core | Core | 7205.25
SITE_00373 | Single Family | Single Family Detached | Idaho | CALDWELL | ID | 83605 |  | Canyon | Non-BPA | 456392 |  | 4610.02 |  | 1 |  | 3 |  | IDAHO POWER CO | 9191 | N | INTERMOUNTAIN GAS | 2016-06-13 | N/A | N/A | N/A | N/A | Core | Core | 4219.8431
SITE_00374 | Single Family | Single Family Detached | Idaho | JEROME | ID | 83338 |  | Jerome | Non-BPA | 456392 |  | 4610.02 |  | 2 |  | 3 |  | IDAHO POWER CO | 9191 | N | INTERMOUNTAIN GAS | 2016-07-01 | N/A | N/A | N/A | N/A | Core | Core | 7205.25
SITE_00375 | Single Family | Single Family Detached | Idaho | TWIN FALLS | ID | 83301 |  | Twin Falls | Non-BPA | 456392 |  | 4610.02 |  | 2 |  | 2 |  | IDAHO POWER CO | 9191 | N | INTERMOUNTAIN GAS | 2016-06-15 | N/A | N/A | N/A | N/A | Core | Core | 4255.3636
SITE_00376 | Manufactured | Single Wide | Idaho | POCATELLO | ID | 83204 |  | Bannock | Non-BPA | 45077 |  | 626.07 |  | 2 |  | 2 |  | IDAHO POWER CO | 9191 | N | INTERMOUNTAIN GAS | 2016-06-10 | N/A | N/A | N/A | N/A | Core | Core | 626.07
SITE_00377 | Single Family | Single Family Detached | Idaho | NAMPA | ID | 83687 |  | Canyon | Non-BPA | 456392 |  | 4610.02 |  | 1 |  | 3 |  | IDAHO POWER CO | 9191 | N | INTERMOUNTAIN GAS | 2016-06-28 | N/A | N/A | N/A | N/A | Core | Core | 4219.8431
SITE_00378 | Manufactured | Double Wide | Idaho | TWIN FALLS | ID | 83301 |  | Twin Falls | Non-BPA | 45077 |  | 626.07 |  | 2 |  | 2 |  | IDAHO POWER CO | 9191 | N | N/A | 2016-06-15 | N/A | N/A | N/A | N/A | Core | Core | 626.07
SITE_00379 | Single Family | Single Family Detached | Idaho | POCATELLO | ID | 83201 |  | Bannock | Non-BPA | 456392 |  | 4610.02 |  | 2 |  | 2 |  | IDAHO POWER CO | 9191 | N | INTERMOUNTAIN GAS | 2016-06-16 | N/A | N/A | N/A | N/A | Core | Core | 4255.3636
SITE_00380 | Single Family | Single Family Detached | Idaho | CALDWELL | ID | 83607 |  | Canyon | Non-BPA | 456392 |  | 4610.02 |  | 1 |  | 3 |  | IDAHO POWER CO | 9191 | N | N/A | 2016-06-15 | N/A | N/A | N/A | N/A | Core | Core | 4219.8431
SITE_00381 | Single Family | Single Family Detached | Idaho | MENAN | ID | 83434 |  | Madison | Non-BPA | 456392 |  | 4610.02 |  | 3 |  | 1 |  | ROCKY MOUNTAIN POWER | 14354 | N | N/A | 2016-06-14 | N/A | N/A | N/A | N/A | Core | Core | 7205.25
SITE_00382 | Single Family | Single Family Detached | Idaho | NAMPA | ID | 83687 |  | Canyon | Non-BPA | 456392 |  | 4610.02 |  | 1 |  | 3 |  | IDAHO POWER CO | 9191 | N | INTERMOUNTAIN GAS | 2016-06-13 | N/A | N/A | N/A | N/A | Core | Core | 4219.8431
SITE_00383 | Single Family | Townhome or Rowhome | Idaho | AMMON | ID | 83406 |  | Bonneville | Non-BPA | 456392 |  | 4610.02 |  | 3 |  | 2 |  | ROCKY MOUNTAIN POWER | 14354 | N | INTERMOUNTAIN GAS | 2016-06-17 | N/A | N/A | N/A | N/A | Core | Core | 4255.3636
SITE_00384 | Single Family | Single Family Detached | Idaho | MONTPELIER | ID | 83254 |  | Bear Lake | Non-BPA | 456392 |  | 4610.02 |  | 3 |  | 1 |  | ROCKY MOUNTAIN POWER | 14354 | N | INTERMOUNTAIN GAS | 2016-06-09 | N/A | N/A | N/A | N/A | Core | Core | 7205.25
SITE_00385 | Single Family | Single Family Detached | Idaho | HEYBURN | ID | 83336 |  | Minidoka | BPA | 103448 |  | 4702.18 |  | 2 |  | 2 |  | CITY OF HEYBURN - (ID) | 8532 | Y | INTERMOUNTAIN GAS | 2016-06-16 | N/A | N/A | N/A | N/A | Core | Core | 4862.5455
SITE_00386 | Single Family | Single Family Detached | Idaho | PINGREE | ID | 83262 |  | Bingham | Non-BPA | 456392 |  | 4610.02 |  | 2 |  | 2 |  | IDAHO POWER CO | 9191 | N | N/A | 2016-06-29 | N/A | N/A | N/A | N/A | Core | Core | 4255.3636
SITE_00387 | Single Family | Single Family Detached | Idaho | NAMPA | ID | 83686 |  | Canyon | Non-BPA | 456392 |  | 4610.02 |  | 1 |  | 3 |  | IDAHO POWER CO | 9191 | N | INTERMOUNTAIN GAS | 2016-07-01 | N/A | N/A | N/A | N/A | Core | Core | 4219.8431
SITE_00388 | Single Family | Single Family Detached | Idaho | MOSCOW | ID | 83843 |  | Latah | Non-BPA | 456392 |  | 4610.02 |  | 2 |  | 1 |  | AVISTA | 20169 | N | INTERMOUNTAIN GAS | 2016-06-09 | N/A | N/A | N/A | N/A | Core | Core | 5927.3
SITE_00389 | Single Family | Single Family Detached | Idaho | SAINT MARIES | ID | 83861 |  | Benewah | BPA | 103448 |  | 4702.18 |  | 2 |  | 2 |  | CLEARWATER POWER COMPANY | 56225 | Y | N/A | 2016-06-09 | N/A | N/A | N/A | N/A | Core | Core | 4862.5455
SITE_00390 | Single Family | Single Family Detached | Idaho | MERIDIAN | ID | 83646 |  | Ada | Non-BPA | 456392 |  | 4610.02 |  | 1 |  | 3 |  | IDAHO POWER CO | 9191 | N | INTERMOUNTAIN GAS | 2017-06-23 | N/A | N/A | N/A | N/A | Core | Core | 4219.8431
SITE_00391 | Single Family | Duplex, Triplex, or Fourplex | Idaho | BOISE | ID | 83706 |  | Ada | Non-BPA | 456392 |  | 4610.02 |  | 1 |  | 3 |  | IDAHO POWER CO | 9191 | N | INTERMOUNTAIN GAS | 2017-06-27 | N/A | N/A | N/A | N/A | Core | Core | 4219.8431
SITE_00392 | Single Family | Single Family Detached | Idaho | MOUNTAIN HOME | ID | 83647 |  | Elmore | Non-BPA | 456392 |  | 4610.02 |  | 2 |  | 3 |  | IDAHO POWER CO | 9191 | N | INTERMOUNTAIN GAS | 2017-06-24 | N/A | N/A | N/A | N/A | Core | Core | 7205.25
SITE_00393 | Single Family | Single Family Detached | Idaho | BOISE | ID | 83706 |  | Ada | Non-BPA | 456392 |  | 4610.02 |  | 1 |  | 3 |  | IDAHO POWER CO | 9191 | N | INTERMOUNTAIN GAS | 2017-06-23 | N/A | N/A | N/A | N/A | Core | Core | 4219.8431
SITE_00394 | Single Family | Single Family Detached | Idaho | MERIDIAN | ID | 83642 |  | Ada | Non-BPA | 456392 |  | 4610.02 |  | 1 |  | 3 |  | IDAHO POWER CO | 9191 | N | INTERMOUNTAIN GAS | 2017-06-24 | N/A | N/A | N/A | N/A | Core | Core | 4219.8431
SITE_00395 | Single Family | Duplex, Triplex, or Fourplex | Idaho | CALDWELL | ID | 83605 |  | Canyon | Non-BPA | 456392 |  | 4610.02 |  | 1 |  | 3 |  | IDAHO POWER CO | 9191 | N | N/A | 2017-06-23 | N/A | N/A | N/A | N/A | Core | Core | 4219.8431
SITE_00396 | Single Family | Single Family Detached | Idaho | AMMON | ID | 83406 |  | Bonneville | Non-BPA | 456392 |  | 4610.02 |  | 3 |  | 2 |  | ROCKY MOUNTAIN POWER | 14354 | N | INTERMOUNTAIN GAS | 2017-06-15 | N/A | N/A | N/A | N/A | Core | Core | 4255.3636
SITE_00397 | Single Family | Single Family Detached | Idaho | MERIDIAN | ID | 83646 |  | Ada | Non-BPA | 456392 |  | 4610.02 |  | 1 |  | 3 |  | IDAHO POWER CO | 9191 | N | INTERMOUNTAIN GAS | 2017-06-21 | N/A | N/A | N/A | N/A | Core | Core | 4219.8431
SITE_00398 | Single Family | Single Family Detached | Idaho | DRIGGS | ID | 83422 |  | Teton | BPA | 103448 |  | 4702.18 |  | 3 |  | 1 |  | FALL RIVER RURAL ELECTRIC COOP | 6169 | Y | N/A | 2017-06-23 | N/A | N/A | N/A | N/A | Core | Core | 4862.5455
SITE_00399 | Single Family | Single Family Detached | Idaho | INKOM | ID | 83245 |  | Bannock | Non-BPA | 456392 |  | 4610.02 |  | 2 |  | 2 |  | IDAHO POWER CO | 9191 | N | N/A | 2017-06-30 | N/A | N/A | N/A | N/A | Core | Core | 4255.3636
SITE_00400 | Single Family | Single Family Detached | Idaho | MERIDIAN | ID | 83646 |  | Ada | Non-BPA | 456392 |  | 4610.02 |  | 1 |  | 3 |  | IDAHO POWER CO | 9191 | N | INTERMOUNTAIN GAS | 2017-06-28 | N/A | N/A | N/A | N/A | Core | Core | 4219.8431
SITE_00401 | Single Family | Single Family Detached | Idaho | TWIN FALLS | ID | 83301 |  | Twin Falls | Non-BPA | 456392 |  | 4610.02 |  | 2 |  | 2 |  | IDAHO POWER CO | 9191 | N | N/A | 2017-09-06 | N/A | N/A | N/A | N/A | Core | Core | 4255.3636
SITE_00402 | Single Family | Single Family Detached | Idaho | KIMBERLY | ID | 83341 |  | Twin Falls | Non-BPA | 456392 |  | 4610.02 |  | 2 |  | 2 |  | IDAHO POWER CO | 9191 | N | INTERMOUNTAIN GAS | 2017-06-14 | N/A | N/A | N/A | N/A | Core | Core | 4255.3636
SITE_00403 | Single Family | Single Family Detached | Idaho | BOISE | ID | 83709 |  | Ada | Non-BPA | 456392 |  | 4610.02 |  | 1 |  | 3 |  | IDAHO POWER CO | 9191 | N | INTERMOUNTAIN GAS | 2017-06-22 | N/A | N/A | N/A | N/A | Core | Core | 4219.8431
SITE_00404 | Single Family | Single Family Detached | Idaho | FIRTH | ID | 83236 |  | Bingham | Non-BPA | 456392 |  | 4610.02 |  | 2 |  | 2 |  | ROCKY MOUNTAIN POWER | 14354 | N | INTERMOUNTAIN GAS | 2017-06-20 | N/A | N/A | N/A | N/A | Core | Core | 4255.3636
SITE_00405 | Single Family | Single Family Detached | Idaho | TWIN FALLS | ID | 83301 |  | Twin Falls | Non-BPA | 456392 |  | 4610.02 |  | 2 |  | 2 |  | IDAHO POWER CO | 9191 | N | INTERMOUNTAIN GAS | 2017-06-13 | N/A | N/A | N/A | N/A | Core | Core | 4255.3636
SITE_00406 | Single Family | Single Family Detached | Idaho | MIDDLETON | ID | 83644 |  | Canyon | Non-BPA | 456392 |  | 4610.02 |  | 1 |  | 3 |  | IDAHO POWER CO | 9191 | N | N/A | 2017-06-21 | N/A | N/A | N/A | N/A | Core | Core | 4219.8431
SITE_00407 | Single Family | Duplex, Triplex, or Fourplex | Idaho | BOISE | ID | 83704 |  | Ada | Non-BPA | 456392 |  | 4610.02 |  | 1 |  | 3 |  | IDAHO POWER CO | 9191 | N | INTERMOUNTAIN GAS | 2017-06-27 | N/A | N/A | N/A | N/A | Core | Core | 4219.8431
SITE_00408 | Single Family | Duplex, Triplex, or Fourplex | Idaho | NAMPA | ID | 83686 |  | Canyon | Non-BPA | 456392 |  | 4610.02 |  | 1 |  | 3 |  | IDAHO POWER CO | 9191 | N | INTERMOUNTAIN GAS | 2017-06-27 | N/A | N/A | N/A | N/A | Core | Core | 4219.8431
SITE_00409 | Single Family | Single Family Detached | Idaho | CALDWELL | ID | 83605 |  | Canyon | Non-BPA | 456392 |  | 4610.02 |  | 1 |  | 3 |  | IDAHO POWER CO | 9191 | N | INTERMOUNTAIN GAS | 2017-06-21 | N/A | N/A | N/A | N/A | Core | Core | 4219.8431
SITE_00410 | Single Family | Single Family Detached | Idaho | RUPERT | ID | 83350 |  | Minidoka | BPA | 103448 |  | 4702.18 |  | 2 |  | 2 |  | CITY OF RUPERT | 16416 | Y | N/A | 2017-07-01 | N/A | N/A | N/A | N/A | Core | Core | 4862.5455
SITE_00411 | Manufactured | Double Wide | Idaho | BUHL | ID | 83316 |  | Twin Falls | Non-BPA | 45077 |  | 626.07 |  | 2 |  | 2 |  | IDAHO POWER CO | 9191 | N | N/A | 2017-07-01 | N/A | N/A | N/A | N/A | Core | Core | 626.07
SITE_00412 | Single Family | Single Family Detached | Idaho | BOISE | ID | 83704 |  | Ada | Non-BPA | 456392 |  | 4610.02 |  | 1 |  | 3 |  | IDAHO POWER CO | 9191 | N | INTERMOUNTAIN GAS | 2017-08-08 | N/A | N/A | N/A | N/A | Core | Core | 4219.8431
SITE_00413 | Single Family | Single Family Detached | Idaho | MONTPELIER | ID | 83254 |  | Bear Lake | Non-BPA | 456392 |  | 4610.02 |  | 3 |  | 1 |  | ROCKY MOUNTAIN POWER | 14354 | N | INTERMOUNTAIN GAS | 2017-06-16 | N/A | N/A | N/A | N/A | Core | Core | 7205.25
SITE_00414 | Single Family | Single Family Detached | Idaho | POCATELLO | ID | 83201 |  | Bannock | Non-BPA | 456392 |  | 4610.02 |  | 2 |  | 2 |  | IDAHO POWER CO | 9191 | N | N/A | 2017-07-01 | N/A | N/A | N/A | N/A | Core | Core | 4255.3636
SITE_00415 | Single Family | Single Family Detached | Idaho | POCATELLO | ID | 83204 |  | Bannock | Non-BPA | 456392 |  | 4610.02 |  | 2 |  | 2 |  | IDAHO POWER CO | 9191 | N | INTERMOUNTAIN GAS | 2017-06-16 | N/A | N/A | N/A | N/A | Core | Core | 4255.3636
SITE_00416 | Single Family | Single Family Detached | Idaho | POST FALLS | ID | 83854 |  | Kootenai | BPA | 103448 |  | 4702.18 |  | 2 |  | 2 |  | KOOTENAI ELECTRIC COOPERATIVE | 57272 | Y | AVISTA | 2017-06-27 | N/A | N/A | N/A | N/A | Core | Core | 4862.5455
SITE_00417 | Single Family | Single Family Detached | Idaho | COEUR D'ALENE | ID | 83815 |  | Kootenai | Non-BPA | 456392 |  | 4610.02 |  | 2 |  | 2 |  | AVISTA | 20169 | N | AVISTA | 2017-06-27 | N/A | N/A | N/A | N/A | Core | Core | 5927.3
SITE_00418 | Single Family | Single Family Detached | Idaho | MOSCOW | ID | 83843 |  | Latah | Non-BPA | 456392 |  | 4610.02 |  | 2 |  | 1 |  | AVISTA | 20169 | N | AVISTA | 2017-06-28 | N/A | N/A | N/A | N/A | Core | Core | 5927.3
SITE_00419 | Manufactured | Double Wide | Eastern Washington | PROSSER | WA | 99350 |  | Yakima | BPA | 29194 |  | 1824.63 |  | 1 |  | 2 |  | BENTON PUD | 1579 | Y | N/A | 2017-05-08 | N/A | N/A | N/A | N/A | BPA | Oversample | 1824.63
SITE_00420 | Manufactured | Double Wide | Eastern Washington | DAVENPORT | WA | 99122 |  | Lincoln | Non-BPA, Non-PSE | 42352 |  | 1628.92 |  | 2 |  | 2 |  | AVISTA | 20169 | N | AVISTA | 2017-05-22 | N/A | N/A | N/A | N/A | Core | Core | 1628.92
SITE_00421 | Manufactured | Double Wide | Eastern Washington | ROCKFORD | WA | 99030 |  | Spokane | Non-BPA, Non-PSE | 42352 |  | 1628.92 |  | 2 |  | 2 |  | AVISTA | 20169 | N | N/A | 2017-05-26 | N/A | N/A | N/A | N/A | Core | Core | 1628.92
SITE_00422 | Manufactured | Double Wide | Eastern Washington | CASHMERE | WA | 98815 |  | Chelan | Non-BPA, Non-PSE | 42352 |  | 1628.92 |  | 1 |  | 3 |  | CHELAN COUNTY PUD | 3413 | N | N/A | 2017-05-12 | N/A | N/A | N/A | N/A | Core | Core | 1628.92
SITE_00423 | Manufactured | Double Wide | Eastern Washington | CHENEY | WA | 99004 |  | Spokane | BPA | 29194 |  | 1824.63 |  | 2 |  | 2 |  | INLAND POWER | 8699 | Y | N/A | 2017-08-30 | N/A | N/A | N/A | N/A | BPA | Oversample | 1824.63
SITE_00424 | Manufactured | Double Wide | Eastern Washington | CHENEY | WA | 99004 |  | Spokane | BPA | 29194 |  | 1824.63 |  | 2 |  | 2 |  | INLAND POWER | 8699 | Y | N/A | 2017-08-30 | N/A | N/A | N/A | N/A | BPA | Oversample | 1824.63
SITE_00425 | Manufactured | Triple Wide | Eastern Washington | WHITE SALMON | WA | 98672 |  | Klickitat | BPA | 29194 |  | 1824.63 |  | 1 |  | 1 |  | KLICKITAT COUNTY PUD | 10393 | Y | N/A | 2017-09-11 | N/A | N/A | N/A | N/A | BPA | Oversample | 1824.63
SITE_00426 | Manufactured | Single Wide | Eastern Washington | BURBANK | WA | 99323 |  | Walla Walla | Non-BPA, Non-PSE | 42352 |  | 1628.92 |  | 1 |  | 3 |  | PACIFIC POWER | 14354 | N | N/A | 2017-05-16 | N/A | N/A | N/A | N/A | Core | Core | 1628.92
SITE_00427 | Manufactured | Triple Wide | Eastern Washington | BURBANK | WA | 99323 |  | Walla Walla | BPA | 29194 |  | 1824.63 |  | 1 |  | 3 |  | COLUMBIA REA | 4041 | Y | N/A | 2017-05-11 | N/A | N/A | N/A | N/A | BPA | Oversample | 1824.63
SITE_00428 | Manufactured | Double Wide | Eastern Washington | ELLENSBURG | WA | 98926 |  | Kittitas | BPA | 29194 |  | 1824.63 |  | 2 |  | 2 |  | CITY OF ELLENSBURG | 6149 | Y | N/A | 2017-05-23 | N/A | N/A | N/A | N/A | BPA | Oversample | 1824.63
SITE_00429 | Manufactured | Double Wide | Eastern Washington | WEST RICHLAND | WA | 99353 |  | Benton | BPA | 29194 |  | 1824.63 |  | 1 |  | 3 |  | BENTON REA | 1625 | Y | N/A | 2017-05-10 | N/A | N/A | N/A | N/A | BPA | Oversample | 1824.63
SITE_00430 | Multifamily Residence | Apartment Building (4 to 6 floors) | Eastern Washington | OMAK | WA | 98841 |  | Okanogan | BPA | 31641 |  | 687.85 |  | 2 |  | 2 |  | PUD NO. 1 OF OKANOGAN COUNTY | 14055 | Y | N/A | 2017-06-03 | BLDG_00110 | N/A | N/A | N/A | BPA | Oversample | 687.85
SITE_00431 | Multifamily Residence | Apartment Building (3 or fewer floors) | Eastern Washington | OMAK | WA | 98841 |  | Okanogan | BPA | 31641 |  | 687.85 |  | 2 |  | 2 |  | PUD NO. 1 OF OKANOGAN COUNTY | 14055 | Y | N/A | 2017-06-03 | BLDG_00110 | N/A | N/A | N/A | BPA | Oversample | 687.85
SITE_00432 | Multifamily Residence | Apartment Building (4 to 6 floors) | Eastern Washington | ELLENSBURG | WA | 98926 |  | Kittitas | BPA | 31641 |  | 687.85 |  | 2 |  | 2 |  | CITY OF ELLENSBURG | 6149 | Y | N/A | 2017-05-23 | BLDG_00111 | N/A | N/A | N/A | BPA | Oversample | 687.85
SITE_00433 | Multifamily Residence | Apartment Building (4 to 6 floors) | Eastern Washington | ELLENSBURG | WA | 98926 |  | Kittitas | BPA | 31641 |  | 687.85 |  | 2 |  | 2 |  | CITY OF ELLENSBURG | 6149 | Y | N/A | 2017-05-30 | BLDG_00112 | N/A | N/A | N/A | BPA | Oversample | 687.85
SITE_00434 | Multifamily Residence | Apartment Building (4 to 6 floors) | Eastern Washington | ELLENSBURG | WA | 98926 |  | Kittitas | BPA | 31641 |  | 687.85 |  | 2 |  | 2 |  | CITY OF ELLENSBURG | 6149 | Y | N/A | 2017-05-23 | BLDG_00113 | N/A | N/A | N/A | BPA | Oversample | 687.85
SITE_00435 | Single Family | Single Family Detached | Eastern Washington | ELLENSBURG | WA | 98926 |  | Kittitas | BPA | 184785 |  | 3931.6 |  | 2 |  | 2 |  | CITY OF ELLENSBURG | 6149 | Y | CITY OF ELLENSBURG | 2017-05-26 | N/A | N/A | N/A | N/A | BPA | Oversample | 9106.6154
SITE_00436 | Single Family | Duplex, Triplex, or Fourplex | Eastern Washington | ELLENSBURG | WA | 98926 |  | Kittitas | BPA | 184785 |  | 3931.6 |  | 2 |  | 2 |  | CITY OF ELLENSBURG | 6149 | Y | CITY OF ELLENSBURG | 2017-05-25 | N/A | N/A | N/A | N/A | BPA | Oversample | 9106.6154
SITE_00437 | Multifamily Residence | Apartment Building (3 or fewer floors) | Eastern Washington | SUNNYSIDE | WA | 98944 |  | Yakima | Non-BPA, Non-PSE | 49131 |  | 1819.67 |  | 1 |  | 2 |  | PACIFIC POWER | 14354 | N | N/A | 2017-05-25 | BLDG_00114 | N/A | N/A | N/A | Core | Core | 1819.67
SITE_00438 | Multifamily Residence | Apartment Building (3 or fewer floors) | Eastern Washington | SUNNYSIDE | WA | 98944 |  | Yakima | Non-BPA, Non-PSE | 49131 |  | 1819.67 |  | 1 |  | 2 |  | PACIFIC POWER | 14354 | N | N/A | 2017-05-10 | BLDG_00115 | N/A | N/A | N/A | Core | Core | 1819.67
SITE_00439 | Single Family | Single Family Detached | Eastern Washington | WAPATO | WA | 98951 |  | Yakima | Non-BPA, Non-PSE | 281607 |  | 3805.5 |  | 1 |  | 2 |  | PACIFIC POWER | 14354 | N | N/A | 2017-05-25 | N/A | N/A | N/A | N/A | Core | Core | 7381.5
SITE_00440 | Multifamily Residence | Apartment Building (3 or fewer floors) | Eastern Washington | CHENEY | WA | 99004 |  | Spokane | BPA | 31641 |  | 687.85 |  | 2 |  | 2 |  | CITY OF CHENEY | 3420 | Y | N/A | 2017-05-25 | BLDG_00117 | N/A | N/A | N/A | BPA | Oversample | 687.85
SITE_00441 | Multifamily Residence | Apartment Building (3 or fewer floors) | Eastern Washington | CHEWELAH | WA | 99109 |  | Stevens | BPA | 31641 |  | 687.85 |  | 2 |  | 1 |  | CITY OF CHEWELAH | 3459 | Y | N/A | 2017-06-10 | BLDG_00118 | N/A | N/A | N/A | BPA | Oversample | 687.85
SITE_00442 | Multifamily Residence | Apartment Building (More than 6 floors) | Eastern Washington | NEWPORT | WA | 99156 |  | Pend Oreille | BPA | 31641 |  | 687.85 |  | 2 |  | 1 |  | PEND OREILLE PUD | 14653 | Y | N/A | 2017-05-25 | BLDG_00119 | N/A | N/A | N/A | BPA | Oversample | 687.85
SITE_00443 | Multifamily Residence | Apartment Building (3 or fewer floors) | Eastern Washington | WILBUR | WA | 99185 |  | Lincoln | Non-BPA, Non-PSE | 49131 |  | 1819.67 |  | 2 |  | 2 |  | AVISTA | 20169 | N | N/A | 2017-05-23 | BLDG_00120 | N/A | N/A | N/A | Core | Core | 1819.67
SITE_00444 | Multifamily Residence | Apartment Building (More than 6 floors) | Eastern Washington | SPOKANE VALLEY | WA | 99206 |  | Spokane | BPA | 31641 |  | 687.85 |  | 2 |  | 2 |  | MODERN ELECTRIC WATER COMPANY | 12744 | Y | N/A | 2017-06-01 | BLDG_00121 | N/A | N/A | N/A | BPA | Oversample | 687.85
SITE_00445 | Multifamily Residence | Apartment Building (3 or fewer floors) | Eastern Washington | SPOKANE | WA | 99206 |  | Spokane | BPA | 31641 |  | 687.85 |  | 2 |  | 2 |  | VERA WATER AND POWER | 19784 | Y | N/A | 2017-05-19 | BLDG_00122 | N/A | N/A | N/A | BPA | Oversample | 687.85
SITE_00446 | Multifamily Residence | Apartment Building (3 or fewer floors) | Eastern Washington | SPOKANE VALLEY | WA | 99206 |  | Spokane | BPA | 31641 |  | 687.85 |  | 2 |  | 2 |  | MODERN ELECTRIC WATER COMPANY | 12744 | Y | N/A | 2017-05-08 | BLDG_00123 | N/A | N/A | N/A | BPA | Oversample | 687.85
SITE_00447 | Multifamily Residence | Apartment Building (3 or fewer floors) | Eastern Washington | SPOKANE VALLEY | WA | 99206 |  | Spokane | Non-BPA, Non-PSE | 49131 |  | 1819.67 |  | 2 |  | 2 |  | AVISTA | 20169 | N | N/A | 2017-05-08 | BLDG_00124 | N/A | N/A | N/A | Core | Core | 1819.67
SITE_00448 | Multifamily Residence | Apartment Building (3 or fewer floors) | Eastern Washington | SPOKANE VALLEY | WA | 99206 |  | Spokane | Non-BPA, Non-PSE | 49131 |  | 1819.67 |  | 2 |  | 2 |  | AVISTA | 20169 | N | N/A | 2017-05-23 | BLDG_00124 | N/A | N/A | N/A | Core | Core | 1819.67
SITE_00449 | Multifamily Residence | Apartment Building (4 to 6 floors) | Eastern Washington | SPOKANE | WA | 99206 |  | Spokane | Non-BPA, Non-PSE | 49131 |  | 1819.67 |  | 2 |  | 2 |  | AVISTA | 20169 | N | AVISTA | 2017-05-24 | BLDG_00126 | N/A | N/A | N/A | Core | Core | 1819.67
SITE_00450 | Multifamily Residence | Apartment Building (3 or fewer floors) | Eastern Washington | SPOKANE VALLEY | WA | 99206 |  | Spokane | Non-BPA, Non-PSE | 49131 |  | 1819.67 |  | 2 |  | 2 |  | AVISTA | 20169 | N | N/A | 2017-05-17 | BLDG_00127 | N/A | N/A | N/A | Core | Core | 1819.67
SITE_00451 | Single Family | Duplex, Triplex, or Fourplex | Eastern Washington | SPOKANE | WA | 99205 |  | Spokane | Non-BPA, Non-PSE | 281607 |  | 3805.5 |  | 2 |  | 2 |  | AVISTA | 20169 | N | N/A | 2017-05-17 | N/A | N/A | N/A | N/A | Core | Core | 3805.5
SITE_00452 | Single Family | Duplex, Triplex, or Fourplex | Eastern Washington | SPOKANE | WA | 99208 |  | Spokane | Non-BPA, Non-PSE | 281607 |  | 3805.5 |  | 2 |  | 2 |  | AVISTA | 20169 | N | N/A | 2017-05-24 | N/A | N/A | N/A | N/A | Core | Core | 2880.3393
SITE_00453 | Multifamily Residence | Apartment Building (4 to 6 floors) | Eastern Washington | SPOKANE | WA | 99217 |  | Spokane | Non-BPA, Non-PSE | 49131 |  | 1819.67 |  | 2 |  | 2 |  | AVISTA | 20169 | N | N/A | 2017-05-05 | BLDG_00128 | N/A | N/A | N/A | Core | Core | 1819.67
SITE_00454 | Multifamily Residence | Apartment Building (3 or fewer floors) | Eastern Washington | PASCO | WA | 99301 |  | Franklin | BPA | 31641 |  | 687.85 |  | 1 |  | 3 |  | FRANKLIN PUD | 6716 | Y | N/A | 2017-06-15 | BLDG_00129 | N/A | N/A | N/A | BPA | Oversample | 687.85
SITE_00455 | Multifamily Residence | Apartment Building (3 or fewer floors) | Eastern Washington | PASCO | WA | 99301 |  | Franklin | BPA | 31641 |  | 687.85 |  | 1 |  | 3 |  | FRANKLIN PUD | 6716 | Y | N/A | 2017-06-16 | BLDG_00130 | N/A | N/A | N/A | BPA | Oversample | 687.85
SITE_00456 | Multifamily Residence | Apartment Building (3 or fewer floors) | Eastern Washington | PASCO | WA | 99301 |  | Franklin | BPA | 31641 |  | 687.85 |  | 1 |  | 3 |  | FRANKLIN PUD | 6716 | Y | N/A | 2017-06-15 | BLDG_00131 | N/A | N/A | N/A | BPA | Oversample | 687.85
SITE_00457 | Manufactured | Single Wide | Eastern Washington | WALLA WALLA | WA | 99362 |  | Walla Walla | Non-BPA, Non-PSE | 42352 |  | 1628.92 |  | 1 |  | 3 |  | PACIFIC POWER | 14354 | N | N/A | 2017-05-24 | N/A | N/A | N/A | N/A | Core | Core | 1628.92
SITE_00458 | Manufactured | Double Wide | Eastern Washington | RICHLAND | WA | 99354 |  | Benton | BPA | 29194 |  | 1824.63 |  | 1 |  | 3 |  | CITY OF RICHLAND | 15979 | Y | N/A | 2017-05-30 | N/A | N/A | N/A | N/A | BPA | Oversample | 1824.63
SITE_00459 | Multifamily Residence | Apartment Building (3 or fewer floors) | Eastern Washington | KENNEWICK | WA | 99336 |  | Benton | BPA | 31641 |  | 687.85 |  | 1 |  | 3 |  | BENTON PUD | 1579 | Y | N/A | 2017-06-15 | BLDG_00132 | N/A | N/A | N/A | BPA | Oversample | 687.85
SITE_00460 | Multifamily Residence | Apartment Building (3 or fewer floors) | Eastern Washington | KENNEWICK | WA | 99336 |  | Benton | BPA | 31641 |  | 687.85 |  | 1 |  | 3 |  | BENTON PUD | 1579 | Y | N/A | 2017-05-22 | BLDG_00133 | N/A | N/A | N/A | BPA | Oversample | 687.85
SITE_00461 | Multifamily Residence | Apartment Building (4 to 6 floors) | Eastern Washington | SUNNYSIDE | WA | 98944 |  | Yakima | Non-BPA, Non-PSE | 49131 |  | 1819.67 |  | 1 |  | 2 |  | PACIFIC POWER | 14354 | N | N/A | 2017-06-09 | BLDG_00134 | N/A | N/A | N/A | Core | Core | 1819.67
SITE_00462 | Multifamily Residence | Apartment Building (4 to 6 floors) | Eastern Washington | SPOKANE | WA | 99206 |  | Spokane | BPA | 31641 |  | 687.85 |  | 2 |  | 2 |  | VERA WATER AND POWER | 19784 | Y | N/A | 2017-06-12 | BLDG_00135 | N/A | N/A | N/A | BPA | Oversample | 687.85
SITE_00463 | Multifamily Residence | Apartment Building (4 to 6 floors) | Eastern Washington | SPOKANE VALLEY | WA | 99206 |  | Spokane | Non-BPA, Non-PSE | 49131 |  | 1819.67 |  | 2 |  | 2 |  | AVISTA | 20169 | N | N/A | 2017-06-02 | BLDG_00136 | N/A | N/A | N/A | Core | Core | 1819.67
SITE_00464 | Multifamily Residence | Apartment Building (3 or fewer floors) | Eastern Washington | PASCO | WA | 99301 |  | Franklin | BPA | 31641 |  | 687.85 |  | 1 |  | 3 |  | FRANKLIN PUD | 6716 | Y | N/A | 2017-06-16 | BLDG_00137 | N/A | N/A | N/A | BPA | Oversample | 687.85
SITE_00465 | Multifamily Residence | Apartment Building (3 or fewer floors) | Eastern Washington | KENNEWICK | WA | 99336 |  | Benton | BPA | 31641 |  | 687.85 |  | 1 |  | 3 |  | BENTON PUD | 1579 | Y | N/A | 2017-06-07 | BLDG_00538 | N/A | N/A | N/A | BPA | Oversample | 687.85
SITE_00466 | Multifamily Residence | Apartment Building (3 or fewer floors) | Eastern Washington | KENNEWICK | WA | 99336 |  | Benton | BPA | 31641 |  | 687.85 |  | 1 |  | 3 |  | BENTON PUD | 1579 | Y | N/A | 2017-06-07 | BLDG_00138 | N/A | N/A | N/A | BPA | Oversample | 687.85
SITE_00467 | Multifamily Residence | Apartment Building (4 to 6 floors) | Eastern Washington | KENNEWICK | WA | 99336 |  | Benton | BPA | 31641 |  | 687.85 |  | 1 |  | 3 |  | BENTON PUD | 1579 | Y | N/A | 2017-06-16 | BLDG_00139 | N/A | N/A | N/A | BPA | Oversample | 687.85
SITE_00468 | Multifamily Residence | Apartment Building (3 or fewer floors) | Eastern Washington | KENNEWICK | WA | 99336 |  | Benton | BPA | 31641 |  | 687.85 |  | 1 |  | 3 |  | BENTON PUD | 1579 | Y | N/A | 2017-06-15 | BLDG_00140 | N/A | N/A | N/A | BPA | Oversample | 687.85
SITE_00469 | Multifamily Residence | Apartment Building (3 or fewer floors) | Eastern Washington | KENNEWICK | WA | 99336 |  | Benton | BPA | 31641 |  | 687.85 |  | 1 |  | 3 |  | BENTON PUD | 1579 | Y | N/A | 2017-06-15 | BLDG_00140 | N/A | N/A | N/A | BPA | Oversample | 687.85
SITE_00470 | Multifamily Residence | Apartment Building (More than 6 floors) | Eastern Oregon | HERMISTON | OR | 97838 |  | Umatilla | BPA | 7379 |  | 819.89 |  | 1 |  | 3 |  | UMATILLA ELECTRIC COOPERATIVE | 19325 | Y | CASCADE NATURAL GAS | 2017-08-05 | BLDG_00141 | N/A | N/A | N/A | BPA | Oversample | 819.89
SITE_00471 | Multifamily Residence | Apartment Building (3 or fewer floors) | Eastern Washington | NEWPORT | WA | 99156 |  | Pend Oreille | BPA | 31641 |  | 687.85 |  | 2 |  | 1 |  | PEND OREILLE PUD | 14653 | Y | N/A | 2017-09-15 | BLDG_00142 | N/A | N/A | N/A | BPA | Oversample | 687.85
SITE_00472 | Multifamily Residence | Apartment Building (3 or fewer floors) | Eastern Washington | PASCO | WA | 99301 |  | Franklin | BPA | 31641 |  | 687.85 |  | 1 |  | 3 |  | FRANKLIN PUD | 6716 | Y | N/A | 2017-08-23 | BLDG_00143 | N/A | N/A | N/A | BPA | Oversample | 687.85
SITE_00473 | Multifamily Residence | Apartment Building (3 or fewer floors) | Eastern Washington | PASCO | WA | 99301 |  | Franklin | BPA | 31641 |  | 687.85 |  | 1 |  | 3 |  | FRANKLIN PUD | 6716 | Y | N/A | 2017-08-24 | BLDG_00131 | N/A | N/A | N/A | BPA | Oversample | 687.85
SITE_00474 | Multifamily Residence | Apartment Building (3 or fewer floors) | Eastern Washington | PASCO | WA | 99301 |  | Franklin | BPA | 31641 |  | 687.85 |  | 1 |  | 3 |  | FRANKLIN PUD | 6716 | Y | N/A | 2017-09-13 | BLDG_00145 | N/A | N/A | N/A | BPA | Oversample | 687.85
SITE_00475 | Multifamily Residence | Apartment Building (3 or fewer floors) | Eastern Washington | KENNEWICK | WA | 99336 |  | Benton | BPA | 31641 |  | 687.85 |  | 1 |  | 3 |  | BENTON PUD | 1579 | Y | N/A | 2017-09-13 | BLDG_00146 | N/A | N/A | N/A | BPA | Oversample | 687.85
SITE_00476 | Manufactured | Double Wide | Eastern Washington | KENNEWICK | WA | 99336 |  | Benton | BPA | 29194 |  | 1824.63 |  | 1 |  | 3 |  | SALEM ELECTRIC | 16555 | Y | N/A | 2017-09-30 | N/A | N/A | N/A | N/A | BPA | Oversample | 1824.63
SITE_00477 | Multifamily Residence | Apartment Building (3 or fewer floors) | Eastern Washington | KENNEWICK | WA | 99336 |  | Benton | BPA | 31641 |  | 687.85 |  | 1 |  | 3 |  | BENTON PUD | 1579 | Y | N/A | 2017-09-14 | BLDG_00147 | N/A | N/A | N/A | BPA | Oversample | 687.85
SITE_00478 | Multifamily Residence | Apartment Building (3 or fewer floors) | Eastern Washington | KENNEWICK | WA | 99336 |  | Benton | BPA | 31641 |  | 687.85 |  | 1 |  | 3 |  | BENTON PUD | 1579 | Y | CASCADE NATURAL GAS | 2017-08-25 | BLDG_00148 | N/A | N/A | N/A | BPA | Oversample | 687.85
SITE_00479 | Single Family | Duplex, Triplex, or Fourplex | Eastern Washington | KENNEWICK | WA | 99336 |  | Benton | BPA | 184785 |  | 3931.6 |  | 1 |  | 3 |  | BENTON PUD | 1579 | Y | N/A | 2017-08-23 | N/A | N/A | N/A | N/A | BPA | Oversample | 2639.8857
SITE_00480 | Multifamily Residence | Apartment Building (3 or fewer floors) | Eastern Washington | KENNEWICK | WA | 99336 |  | Benton | BPA | 31641 |  | 687.85 |  | 1 |  | 3 |  | BENTON PUD | 1579 | Y | N/A | 2017-08-25 | BLDG_00149 | N/A | N/A | N/A | BPA | Oversample | 687.85
SITE_00481 | Multifamily Residence | Apartment Building (3 or fewer floors) | Eastern Washington | KENNEWICK | WA | 99336 |  | Benton | BPA | 31641 |  | 687.85 |  | 1 |  | 3 |  | BENTON PUD | 1579 | Y | N/A | 2017-08-23 | BLDG_00150 | N/A | N/A | N/A | BPA | Oversample | 687.85
SITE_00482 | Multifamily Residence | Apartment Building (3 or fewer floors) | Eastern Washington | KENNEWICK | WA | 99336 |  | Benton | BPA | 31641 |  | 687.85 |  | 1 |  | 3 |  | BENTON PUD | 1579 | Y | N/A | 2017-08-24 | BLDG_00151 | N/A | N/A | N/A | BPA | Oversample | 687.85
SITE_00483 | Single Family | Duplex, Triplex, or Fourplex | Eastern Washington | KENNEWICK | WA | 99336 |  | Benton | BPA | 184785 |  | 3931.6 |  | 1 |  | 3 |  | BENTON PUD | 1579 | Y | N/A | 2017-08-24 | N/A | N/A | N/A | N/A | BPA | Oversample | 2639.8857
SITE_00484 | Multifamily Residence | Apartment Building (3 or fewer floors) | Eastern Washington | PASCO | WA | 99301 |  | Franklin | BPA | 31641 |  | 687.85 |  | 1 |  | 3 |  | FRANKLIN PUD | 6716 | Y | CASCADE NATURAL GAS | 2017-09-14 | BLDG_00152 | N/A | N/A | N/A | BPA | Oversample | 687.85
SITE_00485 | Multifamily Residence | Apartment Building (3 or fewer floors) | Eastern Washington | RICHLAND | WA | 99352 |  | Benton | BPA | 31641 |  | 687.85 |  | 1 |  | 3 |  | CITY OF RICHLAND | 15979 | Y | N/A | 2017-08-03 | BLDG_00153 | N/A | N/A | N/A | BPA | Oversample | 687.85
SITE_00486 | Multifamily Residence | Apartment Building (4 to 6 floors) | Eastern Washington | RICHLAND | WA | 99352 |  | Benton | BPA | 31641 |  | 687.85 |  | 1 |  | 3 |  | CITY OF RICHLAND | 15979 | Y | N/A | 2017-08-26 | BLDG_00153 | N/A | N/A | N/A | BPA | Oversample | 687.85
SITE_00487 | Multifamily Residence | Apartment Building (More than 6 floors) | Eastern Washington | RICHLAND | WA | 99352 |  | Benton | BPA | 31641 |  | 687.85 |  | 1 |  | 3 |  | CITY OF RICHLAND | 15979 | Y | N/A | 2017-09-30 | BLDG_00155 | N/A | N/A | N/A | BPA | Oversample | 687.85
SITE_00488 | Multifamily Residence | Apartment Building (4 to 6 floors) | Eastern Washington | RICHLAND | WA | 99352 |  | Benton | BPA | 31641 |  | 687.85 |  | 1 |  | 3 |  | CITY OF RICHLAND | 15979 | Y | N/A | 2017-09-28 | BLDG_00156 | N/A | N/A | N/A | BPA | Oversample | 687.85
SITE_00489 | Multifamily Residence | Apartment Building (4 to 6 floors) | Eastern Washington | RICHLAND | WA | 99352 |  | Benton | BPA | 31641 |  | 687.85 |  | 1 |  | 3 |  | CITY OF RICHLAND | 15979 | Y | CASCADE NATURAL GAS | 2017-09-14 | BLDG_00157 | N/A | N/A | N/A | BPA | Oversample | 687.85
SITE_00490 | Multifamily Residence | Apartment Building (4 to 6 floors) | Eastern Washington | WEST RICHLAND | WA | 99353 |  | Benton | BPA | 31641 |  | 687.85 |  | 1 |  | 3 |  | BENTON REA | 1625 | Y | N/A | 2017-08-25 | BLDG_00158 | N/A | N/A | N/A | BPA | Oversample | 687.85
SITE_00491 | Single Family | Single Family Detached | Eastern Washington | SPOKANE VALLEY | WA | 99206 |  | Spokane | BPA | 184785 |  | 3931.6 |  | 2 |  | 2 |  | INLAND POWER | 8699 | Y | AVISTA | 2017-05-10 | N/A | N/A | N/A | N/A | BPA | Oversample | 2880.3393
SITE_00492 | Single Family | Single Family Detached | Eastern Washington | COLTON | WA | 99113 |  | Whitman | Non-BPA, Non-PSE | 281607 |  | 3805.5 |  | 2 |  | 1 |  | AVISTA | 20169 | N | AVISTA | 2017-05-09 | N/A | N/A | N/A | N/A | Core | Core | 9106.6154
SITE_00493 | Single Family | Single Family Detached | Eastern Washington | UNION GAP | WA | 98903 |  | Yakima | Non-BPA, Non-PSE | 281607 |  | 3805.5 |  | 1 |  | 2 |  | PACIFIC POWER | 14354 | N | CASCADE NATURAL GAS | 2017-05-31 | N/A | N/A | N/A | N/A | Core | Core | 7381.5
SITE_00494 | Single Family | Single Family Detached | Eastern Washington | GOLDENDALE | WA | 98620 |  | Klickitat | BPA | 184785 |  | 3931.6 |  | 1 |  | 1 |  | KLICKITAT COUNTY PUD | 10393 | Y | N/A | 2017-06-10 | N/A | N/A | N/A | N/A | BPA | Oversample | 9106.6154
SITE_00495 | Single Family | Single Family Detached | Eastern Washington | SPOKANE | WA | 99224 |  | Spokane | BPA | 184785 |  | 3931.6 |  | 2 |  | 2 |  | INLAND POWER | 8699 | Y | AVISTA | 2017-05-09 | N/A | N/A | N/A | N/A | BPA | Oversample | 2880.3393
SITE_00496 | Multifamily Residence | Apartment Building (4 to 6 floors) | Eastern Washington | CHENEY | WA | 99004 |  | Spokane | BPA | 31641 |  | 687.85 |  | 2 |  | 2 |  | CITY OF CHENEY | 3420 | Y | N/A | 2017-05-31 | BLDG_00539 | N/A | N/A | N/A | BPA | Oversample | 687.85
SITE_00497 | Single Family | Single Family Detached | Eastern Washington | COLFAX | WA | 99111 |  | Whitman | Non-BPA, Non-PSE | 281607 |  | 3805.5 |  | 2 |  | 1 |  | AVISTA | 20169 | N | AVISTA | 2017-05-11 | N/A | N/A | N/A | N/A | Core | Core | 9106.6154
SITE_00498 | Single Family | Single Family Detached | Eastern Washington | BENTON CITY | WA | 99320 |  | Benton | BPA | 184785 |  | 3931.6 |  | 1 |  | 3 |  | BENTON REA | 1625 | Y | N/A | 2017-05-24 | N/A | N/A | N/A | N/A | BPA | Oversample | 2639.8857
SITE_00499 | Single Family | Single Family Detached | Eastern Washington | ZILLAH | WA | 98953 |  | Yakima | Non-BPA, Non-PSE | 281607 |  | 3805.5 |  | 1 |  | 2 |  | PACIFIC POWER | 14354 | N | N/A | 2017-05-10 | N/A | N/A | N/A | N/A | Core | Core | 7381.5
SITE_00500 | Single Family | Duplex, Triplex, or Fourplex | Eastern Washington | KENNEWICK | WA | 99337 |  | Benton | BPA | 184785 |  | 3931.6 |  | 1 |  | 3 |  | BENTON PUD | 1579 | Y | N/A | 2017-05-08 | N/A | N/A | N/A | N/A | BPA | Oversample | 2639.8857
SITE_00501 | Single Family | Single Family Detached | Eastern Washington | KENNEWICK | WA | 99337 |  | Benton | BPA | 184785 |  | 3931.6 |  | 1 |  | 3 |  | BENTON PUD | 1579 | Y | N/A | 2017-06-06 | N/A | N/A | N/A | N/A | BPA | Oversample | 2639.8857
SITE_00502 | Manufactured | Double Wide | Eastern Washington | CHATTAROY | WA | 99003 |  | Spokane | BPA | 29194 |  | 1824.63 |  | 2 |  | 2 |  | INLAND POWER | 8699 | Y | N/A | 2017-05-18 | N/A | N/A | N/A | N/A | BPA | Oversample | 1824.63
SITE_00503 | Single Family | Single Family Detached | Eastern Washington | ELLENSBURG | WA | 98926 |  | Kittitas | BPA | 184785 |  | 3931.6 |  | 2 |  | 2 |  | CITY OF ELLENSBURG | 6149 | Y | CITY OF ELLENSBURG | 2017-06-08 | N/A | N/A | N/A | N/A | BPA | Oversample | 9106.6154
SITE_00504 | Single Family | Single Family Detached | Eastern Washington | SPOKANE | WA | 99206 |  | Spokane | Non-BPA, Non-PSE | 281607 |  | 3805.5 |  | 2 |  | 2 |  | AVISTA | 20169 | N | AVISTA | 2017-05-16 | N/A | N/A | N/A | N/A | Core | Core | 2880.3393
SITE_00505 | Single Family | Single Family Detached | Eastern Washington | COLFAX | WA | 99111 |  | Whitman | Non-BPA, Non-PSE | 281607 |  | 3805.5 |  | 2 |  | 1 |  | AVISTA | 20169 | N | AVISTA | 2017-05-10 | N/A | N/A | N/A | N/A | Core | Core | 9106.6154
SITE_00506 | Single Family | Single Family Detached | Eastern Washington | RICHLAND | WA | 99352 |  | Benton | BPA | 184785 |  | 3931.6 |  | 1 |  | 3 |  | CITY OF RICHLAND | 15979 | Y | N/A | 2017-06-09 | N/A | N/A | N/A | N/A | BPA | Oversample | 2639.8857
SITE_00507 | Single Family | Single Family Detached | Eastern Washington | COLLEGE PLACE | WA | 99324 |  | Walla Walla | Non-BPA, Non-PSE | 281607 |  | 3805.5 |  | 1 |  | 3 |  | PACIFIC POWER | 14354 | N | CASCADE NATURAL GAS | 2017-05-12 | N/A | N/A | N/A | N/A | Core | Core | 2639.8857
SITE_00508 | Single Family | Single Family Detached | Eastern Washington | SPOKANE | WA | 99208 |  | Spokane | Non-BPA, Non-PSE | 281607 |  | 3805.5 |  | 2 |  | 2 |  | AVISTA | 20169 | N | AVISTA | 2017-05-12 | N/A | N/A | N/A | N/A | Core | Core | 2880.3393
SITE_00509 | Single Family | Single Family Detached | Eastern Washington | PASCO | WA | 99301 |  | Franklin | BPA | 184785 |  | 3931.6 |  | 1 |  | 3 |  | FRANKLIN PUD | 6716 | Y | CASCADE NATURAL GAS | 2017-08-26 | N/A | N/A | N/A | N/A | BPA | Oversample | 2639.8857
SITE_00510 | Manufactured | Double Wide | Eastern Oregon | BAKER CITY | OR | 97814 |  | Baker | BPA | 17031 |  | 1135.4 |  | 2 |  | 1 |  | OREGON TRAIL ELECTRIC COOPERATIVE | 14109 | Y | CASCADE NATURAL GAS | 2017-04-14 | N/A | N/A | N/A | N/A | Core | Core | 1135.4
SITE_00511 | Manufactured | Triple Wide | Eastern Oregon | LA PINE | OR | 97739 |  | Klamath | BPA | 17031 |  | 1135.4 |  | 2 |  | 2 |  | MIDSTATE ELECTRIC COOPERATIVE | 12439 | Y | N/A | 2017-04-29 | N/A | N/A | N/A | N/A | Core | Core | 1135.4
SITE_00512 | Manufactured | Single Wide | Eastern Oregon | LA PINE | OR | 97739 |  | Deschutes | BPA | 17031 |  | 1135.4 |  | 2 |  | 1 |  | MIDSTATE ELECTRIC COOPERATIVE | 12439 | Y | N/A | 2017-04-20 | N/A | N/A | N/A | N/A | Core | Core | 1135.4
SITE_00513 | Manufactured | Double Wide | Eastern Oregon | BAKER CITY | OR | 97814 |  | Baker | BPA | 17031 |  | 1135.4 |  | 2 |  | 1 |  | OREGON TRAIL ELECTRIC COOPERATIVE | 14109 | Y | CASCADE NATURAL GAS | 2017-04-14 | N/A | N/A | N/A | N/A | Core | Core | 1135.4
SITE_00514 | Manufactured | Double Wide | Eastern Oregon | BEND | OR | 97702 |  | Deschutes | Non-BPA | 15881 |  | 1323.42 |  | 2 |  | 1 |  | PACIFIC POWER | 14354 | N | N/A | 2017-05-05 | N/A | N/A | N/A | N/A | Core | Core | 1323.42
SITE_00515 | Manufactured | Double Wide | Eastern Oregon | PRINEVILLE | OR | 97754 |  | Crook | BPA | 17031 |  | 1135.4 |  | 2 |  | 1 |  | CENTRAL ELECTRIC COOPERATIVE | 3240 | Y | N/A | 2017-08-01 | N/A | N/A | N/A | N/A | BPA | Oversample | 1135.4
SITE_00516 | Manufactured | Double Wide | Eastern Oregon | KLAMATH FALLS | OR | 97601 |  | Klamath | Non-BPA | 15881 |  | 1323.42 |  | 2 |  | 2 |  | PACIFIC POWER | 14354 | N | N/A | 2017-04-22 | N/A | N/A | N/A | N/A | Core | Core | 1323.42
SITE_00517 | Manufactured | Double Wide | Eastern Oregon | BONANZA | OR | 97623 |  | Klamath | Non-BPA | 15881 |  | 1323.42 |  | 2 |  | 2 |  | PACIFIC POWER | 14354 | N | N/A | 2017-05-06 | N/A | N/A | N/A | N/A | Core | Core | 1323.42
SITE_00518 | Multifamily Residence | Apartment Building (3 or fewer floors) | Eastern Oregon | KLAMATH FALLS | OR | 97601 |  | Klamath | Non-BPA | 10456 |  | 1307 |  | 2 |  | 2 |  | PACIFIC POWER | 14354 | N | N/A | 2017-04-19 | BLDG_00159 | N/A | N/A | N/A | Core | Core | 1307
SITE_00519 | Multifamily Residence | Apartment Building (3 or fewer floors) | Eastern Oregon | BEND | OR | 97701 |  | Deschutes | BPA | 7379 |  | 819.89 |  | 2 |  | 1 |  | CENTRAL ELECTRIC COOPERATIVE | 3240 | Y | N/A | 2017-08-03 | BLDG_00160 | N/A | N/A | N/A | BPA | Oversample | 819.89
SITE_00520 | Multifamily Residence | Apartment Building (3 or fewer floors) | Eastern Oregon | BEND | OR | 97701 |  | Deschutes | BPA | 7379 |  | 819.89 |  | 2 |  | 1 |  | CENTRAL ELECTRIC COOPERATIVE | 3240 | Y | N/A | 2017-05-06 | BLDG_00161 | N/A | N/A | N/A | Core | Core | 819.89
SITE_00521 | Single Family | Single Family Detached | Eastern Oregon | BEND | OR | 97701 |  | Deschutes | Non-BPA | 102156 |  | 1362.08 |  | 2 |  | 1 |  | PACIFIC POWER | 14354 | N | CASCADE NATURAL GAS | 2017-04-19 | N/A | N/A | N/A | N/A | Core | Core | 1142.3864
SITE_00522 | Single Family | Duplex, Triplex, or Fourplex | Eastern Oregon | BEND | OR | 97701 |  | Deschutes | Non-BPA | 102156 |  | 1362.08 |  | 2 |  | 1 |  | PACIFIC POWER | 14354 | N | CASCADE NATURAL GAS | 2017-05-02 | N/A | N/A | N/A | N/A | Core | Core | 1142.3864
SITE_00523 | Multifamily Residence | Apartment Building (3 or fewer floors) | Eastern Oregon | PENDLETON | OR | 97801 |  | Umatilla | Non-BPA | 10456 |  | 1307 |  | 1 |  | 3 |  | PACIFIC POWER | 14354 | N | N/A | 2017-04-06 | BLDG_00162 | N/A | N/A | N/A | Core | Core | 1307
SITE_00524 | Single Family | Single Family Detached | Eastern Oregon | HERMISTON | OR | 97838 |  | Umatilla | BPA | 86912 |  | 2348.97 |  | 1 |  | 3 |  | HERMISTON ENERGY SERVICES | 8515 | Y | CASCADE NATURAL GAS | 2017-04-08 | N/A | N/A | N/A | N/A | Core | Core | 1432.1875
SITE_00525 | Multifamily Residence | Apartment Building (3 or fewer floors) | Eastern Oregon | LA GRANDE | OR | 97850 |  | Union | BPA | 7379 |  | 819.89 |  | 2 |  | 2 |  | OREGON TRAIL ELECTRIC COOPERATIVE | 14109 | Y | N/A | 2017-04-05 | BLDG_00163 | N/A | N/A | N/A | Core | Core | 819.89
SITE_00526 | Multifamily Residence | Apartment Building (3 or fewer floors) | Eastern Oregon | ONTARIO | OR | 97914 |  | Malheur | Non-BPA | 10456 |  | 1307 |  | 1 |  | 3 |  | IDAHO POWER CO | 9191 | N | N/A | 2017-04-15 | BLDG_00164 | N/A | N/A | N/A | Core | Core | 1307
SITE_00527 | Multifamily Residence | Apartment Building (3 or fewer floors) | Eastern Oregon | VALE | OR | 97918 |  | Malheur | Non-BPA | 10456 |  | 1307 |  | 1 |  | 3 |  | IDAHO POWER CO | 9191 | N | N/A | 2017-04-15 | BLDG_00165 | N/A | N/A | N/A | Core | Core | 1307
SITE_00528 | Single Family | Single Family Detached | Eastern Oregon | REDMOND | OR | 97756 |  | Deschutes | Non-BPA | 102156 |  | 1362.08 |  | 2 |  | 1 |  | PACIFIC POWER | 14354 | N | CASCADE NATURAL GAS | 2017-08-03 | N/A | N/A | N/A | N/A | Core | Core | 1142.3864
SITE_00529 | Manufactured | Double Wide | Eastern Oregon | MILTON-FREEWATER | OR | 97862 |  | Umatilla | Non-BPA | 15881 |  | 1323.42 |  | 1 |  | 3 |  | PACIFIC POWER | 14354 | N | N/A | 2017-04-06 | N/A | N/A | N/A | N/A | Core | Core | 1323.42
SITE_00530 | Single Family | Single Family Detached | Eastern Oregon | REDMOND | OR | 97756 |  | Deschutes | Non-BPA | 102156 |  | 1362.08 |  | 2 |  | 1 |  | PACIFIC POWER | 14354 | N | N/A | 2017-05-04 | N/A | N/A | N/A | N/A | Core | Core | 1142.3864
SITE_00531 | Single Family | Single Family Detached | Eastern Oregon | REDMOND | OR | 97756 |  | Deschutes | Non-BPA | 102156 |  | 1362.08 |  | 2 |  | 1 |  | PACIFIC POWER | 14354 | N | CASCADE NATURAL GAS | 2017-04-11 | N/A | N/A | N/A | N/A | Core | Core | 1142.3864
SITE_00532 | Single Family | Single Family Detached | Eastern Oregon | BEND | OR | 97701 |  | Deschutes | BPA | 86912 |  | 2348.97 |  | 2 |  | 1 |  | CENTRAL ELECTRIC COOPERATIVE | 3240 | Y | CASCADE NATURAL GAS | 2017-04-27 | N/A | N/A | N/A | N/A | Core | Core | 1656.0588
SITE_00533 | Single Family | Single Family Detached | Eastern Oregon | MILTON-FREEWATER | OR | 97862 |  | Umatilla | BPA | 86912 |  | 2348.97 |  | 1 |  | 3 |  | CITY OF MILTON-FREEWATER | 12615 | Y | N/A | 2017-04-13 | N/A | N/A | N/A | N/A | Core | Core | 1432.1875
SITE_00534 | Single Family | Single Family Detached | Eastern Oregon | KLAMATH FALLS | OR | 97603 |  | Klamath | Non-BPA | 102156 |  | 1362.08 |  | 2 |  | 2 |  | PACIFIC POWER | 14354 | N | AVISTA | 2017-05-05 | N/A | N/A | N/A | N/A | Core | Core | 1561.2667
SITE_00535 | Manufactured | Single Wide | Eastern Oregon | BAKER CITY | OR | 97814 |  | Baker | BPA | 17031 |  | 1135.4 |  | 2 |  | 1 |  | OREGON TRAIL ELECTRIC COOPERATIVE | 14109 | Y | N/A | 2017-04-11 | N/A | N/A | N/A | N/A | Core | Core | 1135.4
SITE_00536 | Single Family | Single Family Detached | Eastern Oregon | REDMOND | OR | 97756 |  | Deschutes | BPA | 86912 |  | 2348.97 |  | 2 |  | 1 |  | CENTRAL ELECTRIC COOPERATIVE | 3240 | Y | N/A | 2017-05-05 | N/A | N/A | N/A | N/A | Core | Core | 1656.0588
SITE_00537 | Single Family | Single Family Detached | Eastern Oregon | HERMISTON | OR | 97838 |  | Umatilla | BPA | 86912 |  | 2348.97 |  | 1 |  | 3 |  | HERMISTON ENERGY SERVICES | 8515 | Y | CASCADE NATURAL GAS | 2017-04-08 | N/A | N/A | N/A | N/A | Core | Core | 1432.1875
SITE_00538 | Single Family | Single Family Detached | Eastern Oregon | KLAMATH FALLS | OR | 97603 |  | Klamath | Non-BPA | 102156 |  | 1362.08 |  | 2 |  | 2 |  | PACIFIC POWER | 14354 | N | AVISTA | 2017-05-04 | N/A | N/A | N/A | N/A | Core | Core | 1561.2667
SITE_00539 | Single Family | Single Family Detached | Eastern Oregon | BEND | OR | 97701 |  | Deschutes | Non-BPA | 102156 |  | 1362.08 |  | 2 |  | 1 |  | PACIFIC POWER | 14354 | N | CASCADE NATURAL GAS | 2017-04-08 | N/A | N/A | N/A | N/A | Core | Core | 1362.08
SITE_00540 | Single Family | Single Family Detached | Eastern Oregon | BEND | OR | 97701 |  | Deschutes | BPA | 86912 |  | 2348.97 |  | 2 |  | 1 |  | CENTRAL ELECTRIC COOPERATIVE | 3240 | Y | N/A | 2017-04-29 | N/A | N/A | N/A | N/A | Core | Core | 1656.0588
SITE_00541 | Single Family | Single Family Detached | Eastern Oregon | KLAMATH FALLS | OR | 97603 |  | Klamath | Non-BPA | 102156 |  | 1362.08 |  | 2 |  | 2 |  | PACIFIC POWER | 14354 | N | AVISTA | 2017-05-04 | N/A | N/A | N/A | N/A | Core | Core | 1561.2667
SITE_00542 | Single Family | Single Family Detached | Eastern Oregon | HEPPNER | OR | 97836 |  | Morrow | BPA | 86912 |  | 2348.97 |  | 1 |  | 2 |  | COLUMBIA BASIN ELECTRIC COOPERATIVE | 4005 | Y | N/A | 2017-08-04 | N/A | N/A | N/A | N/A | Core | Core | 2348.97
SITE_00543 | Single Family | Single Family Detached | Eastern Oregon | CANYON CITY | OR | 97820 |  | Grant | BPA | 86912 |  | 2348.97 |  | 2 |  | 2 |  | OREGON TRAIL ELECTRIC COOPERATIVE | 14109 | Y | N/A | 2017-04-12 | N/A | N/A | N/A | N/A | Core | Core | 4710.7778
SITE_00544 | Single Family | Single Family Detached | Eastern Oregon | ONTARIO | OR | 97914 |  | Malheur | Non-BPA | 102156 |  | 1362.08 |  | 1 |  | 3 |  | IDAHO POWER CO | 9191 | N | N/A | 2017-04-15 | N/A | N/A | N/A | N/A | Core | Core | 6646.5
SITE_00545 | Manufactured | Single Wide | Eastern Oregon | KLAMATH FALLS | OR | 97603 |  | Klamath | Non-BPA | 15881 |  | 1323.42 |  | 2 |  | 2 |  | PACIFIC POWER | 14354 | N | N/A | 2017-04-19 | N/A | N/A | N/A | N/A | Core | Core | 1323.42
SITE_00546 | Single Family | Single Family Detached | Eastern Oregon | BEND | OR | 97701 |  | Deschutes | Non-BPA | 102156 |  | 1362.08 |  | 2 |  | 1 |  | PACIFIC POWER | 14354 | N | CASCADE NATURAL GAS | 2017-04-05 | N/A | N/A | N/A | N/A | Core | Core | 1142.3864
SITE_00547 | Single Family | Single Family Detached | Eastern Oregon | BEND | OR | 97701 |  | Deschutes | Non-BPA | 102156 |  | 1362.08 |  | 2 |  | 1 |  | PACIFIC POWER | 14354 | N | N/A | 2017-04-14 | N/A | N/A | N/A | N/A | Core | Core | 1142.3864
SITE_00548 | Single Family | Single Family Detached | Eastern Oregon | BEND | OR | 97701 |  | Deschutes | Non-BPA | 102156 |  | 1362.08 |  | 2 |  | 1 |  | PACIFIC POWER | 14354 | N | N/A | 2017-04-17 | N/A | N/A | N/A | N/A | Core | Core | 1142.3864
SITE_00549 | Single Family | Single Family Detached | Eastern Oregon | BEND | OR | 97701 |  | Deschutes | Non-BPA | 102156 |  | 1362.08 |  | 2 |  | 1 |  | PACIFIC POWER | 14354 | N | CASCADE NATURAL GAS | 2017-04-04 | N/A | N/A | N/A | N/A | Core | Core | 1362.08
SITE_00550 | Single Family | Single Family Detached | Eastern Oregon | BEND | OR | 97701 |  | Deschutes | Non-BPA | 102156 |  | 1362.08 |  | 2 |  | 1 |  | PACIFIC POWER | 14354 | N | CASCADE NATURAL GAS | 2017-04-06 | N/A | N/A | N/A | N/A | Core | Core | 1142.3864
SITE_00551 | Single Family | Single Family Detached | Eastern Oregon | BEND | OR | 97701 |  | Deschutes | Non-BPA | 102156 |  | 1362.08 |  | 2 |  | 1 |  | PACIFIC POWER | 14354 | N | N/A | 2017-04-04 | N/A | N/A | N/A | N/A | Core | Core | 1142.3864
SITE_00552 | Single Family | Single Family Detached | Eastern Oregon | REDMOND | OR | 97756 |  | Deschutes | Non-BPA | 102156 |  | 1362.08 |  | 2 |  | 1 |  | PACIFIC POWER | 14354 | N | N/A | 2017-05-06 | N/A | N/A | N/A | N/A | Core | Core | 1142.3864
SITE_00553 | Single Family | Single Family Detached | Eastern Oregon | REDMOND | OR | 97756 |  | Deschutes | Non-BPA | 102156 |  | 1362.08 |  | 2 |  | 1 |  | PACIFIC POWER | 14354 | N | N/A | 2017-04-11 | N/A | N/A | N/A | N/A | Core | Core | 1142.3864
SITE_00554 | Single Family | Single Family Detached | Eastern Oregon | REDMOND | OR | 97756 |  | Deschutes | BPA | 86912 |  | 2348.97 |  | 2 |  | 1 |  | CENTRAL ELECTRIC COOPERATIVE | 3240 | Y | N/A | 2017-04-10 | N/A | N/A | N/A | N/A | Core | Core | 1656.0588
SITE_00555 | Single Family | Single Family Detached | Eastern Oregon | KLAMATH FALLS | OR | 97603 |  | Klamath | Non-BPA | 102156 |  | 1362.08 |  | 2 |  | 2 |  | PACIFIC POWER | 14354 | N | AVISTA | 2017-04-18 | N/A | N/A | N/A | N/A | Core | Core | 1561.2667
SITE_00556 | Single Family | Single Family Detached | Eastern Oregon | BEND | OR | 97702 |  | Deschutes | Non-BPA | 102156 |  | 1362.08 |  | 2 |  | 1 |  | PACIFIC POWER | 14354 | N | N/A | 2017-04-21 | N/A | N/A | N/A | N/A | Core | Core | 1142.3864
SITE_00557 | Single Family | Single Family Detached | Eastern Oregon | UMATILLA | OR | 97882 |  | Umatilla | Non-BPA | 102156 |  | 1362.08 |  | 1 |  | 3 |  | PACIFIC POWER | 14354 | N | N/A | 2017-04-12 | N/A | N/A | N/A | N/A | Core | Core | 1432.1875
SITE_00558 | Manufactured | Double Wide | Eastern Oregon | METOLIUS | OR | 97741 |  | Jefferson | Non-BPA | 15881 |  | 1323.42 |  | 2 |  | 1 |  | PACIFIC POWER | 14354 | N | N/A | 2017-04-26 | N/A | N/A | N/A | N/A | Core | Core | 1323.42
SITE_00559 | Manufactured | Double Wide | Eastern Oregon | STANFIELD | OR | 97875 |  | Umatilla | Non-BPA | 15881 |  | 1323.42 |  | 1 |  | 3 |  | PACIFIC POWER | 14354 | N | N/A | 2017-04-14 | N/A | N/A | N/A | N/A | Core | Core | 1323.42
SITE_00560 | Single Family | Single Family Detached | Eastern Oregon | KLAMATH FALLS | OR | 97603 |  | Klamath | Non-BPA | 102156 |  | 1362.08 |  | 2 |  | 2 |  | PACIFIC POWER | 14354 | N | AVISTA | 2017-04-21 | N/A | N/A | N/A | N/A | Core | Core | 1561.2667
SITE_00561 | Single Family | Single Family Detached | Eastern Oregon | BEND | OR | 97701 |  | Deschutes | BPA | 86912 |  | 2348.97 |  | 2 |  | 1 |  | CENTRAL ELECTRIC COOPERATIVE | 3240 | Y | N/A | 2017-04-18 | N/A | N/A | N/A | N/A | Core | Core | 2348.97
SITE_00562 | Single Family | Townhome or Rowhome | Eastern Oregon | BEND | OR | 97701 |  | Deschutes | Non-BPA | 102156 |  | 1362.08 |  | 2 |  | 1 |  | PACIFIC POWER | 14354 | N | N/A | 2017-05-04 | N/A | N/A | N/A | N/A | Core | Core | 1142.3864
SITE_00563 | Single Family | Single Family Detached | Eastern Oregon | CULVER | OR | 97734 |  | Jefferson | Non-BPA | 102156 |  | 1362.08 |  | 2 |  | 1 |  | PACIFIC POWER | 14354 | N | N/A | 2017-04-25 | N/A | N/A | N/A | N/A | Core | Core | 574.8571
SITE_00564 | Single Family | Single Family Detached | Eastern Oregon | MILTON-FREEWATER | OR | 97862 |  | Umatilla | Non-BPA | 102156 |  | 1362.08 |  | 1 |  | 3 |  | PACIFIC POWER | 14354 | N | N/A | 2017-04-15 | N/A | N/A | N/A | N/A | Core | Core | 1432.1875
SITE_00565 | Single Family | Single Family Detached | Eastern Oregon | BEND | OR | 97702 |  | Deschutes | Non-BPA | 102156 |  | 1362.08 |  | 2 |  | 1 |  | PACIFIC POWER | 14354 | N | N/A | 2017-04-28 | N/A | N/A | N/A | N/A | Core | Core | 1142.3864
SITE_00566 | Manufactured | Double Wide | Eastern Oregon | CULVER | OR | 97734 |  | Jefferson | Non-BPA | 15881 |  | 1323.42 |  | 2 |  | 1 |  | PACIFIC POWER | 14354 | N | N/A | 2017-04-25 | N/A | N/A | N/A | N/A | Core | Core | 1323.42
SITE_00567 | Single Family | Single Family Detached | Eastern Oregon | BEND | OR | 97701 |  | Deschutes | Non-BPA | 102156 |  | 1362.08 |  | 2 |  | 1 |  | PACIFIC POWER | 14354 | N | N/A | 2017-05-04 | N/A | N/A | N/A | N/A | Core | Core | 1142.3864
SITE_00568 | Single Family | Single Family Detached | Eastern Oregon | PENDLETON | OR | 97801 |  | Umatilla | Non-BPA | 102156 |  | 1362.08 |  | 1 |  | 3 |  | PACIFIC POWER | 14354 | N | CASCADE NATURAL GAS | 2017-04-15 | N/A | N/A | N/A | N/A | Core | Core | 1432.1875
SITE_00569 | Single Family | Single Family Detached | Eastern Oregon | KLAMATH FALLS | OR | 97601 |  | Klamath | Non-BPA | 102156 |  | 1362.08 |  | 2 |  | 2 |  | PACIFIC POWER | 14354 | N | N/A | 2017-04-19 | N/A | N/A | N/A | N/A | Core | Core | 1561.2667
SITE_00570 | Single Family | Single Family Detached | Eastern Oregon | LA GRANDE | OR | 97850 |  | Union | BPA | 86912 |  | 2348.97 |  | 2 |  | 2 |  | OREGON TRAIL ELECTRIC COOPERATIVE | 14109 | Y | AVISTA | 2017-04-13 | N/A | N/A | N/A | N/A | Core | Core | 4710.7778
SITE_00571 | Single Family | Single Family Detached | Eastern Oregon | ECHO | OR | 97826 |  | Umatilla | BPA | 86912 |  | 2348.97 |  | 1 |  | 3 |  | UMATILLA ELECTRIC COOPERATIVE | 19325 | Y | N/A | 2017-04-11 | N/A | N/A | N/A | N/A | Core | Core | 1432.1875
SITE_00572 | Single Family | Single Family Detached | Eastern Oregon | BEND | OR | 97701 |  | Deschutes | BPA | 86912 |  | 2348.97 |  | 2 |  | 1 |  | CENTRAL ELECTRIC COOPERATIVE | 3240 | Y | CASCADE NATURAL GAS | 2017-05-05 | N/A | N/A | N/A | N/A | Core | Core | 1656.0588
SITE_00573 | Single Family | Single Family Detached | Eastern Oregon | BEND | OR | 97701 |  | Deschutes | Non-BPA | 102156 |  | 1362.08 |  | 2 |  | 1 |  | PACIFIC POWER | 14354 | N | CASCADE NATURAL GAS | 2017-04-21 | N/A | N/A | N/A | N/A | Core | Core | 1142.3864
SITE_00574 | Single Family | Single Family Detached | Eastern Oregon | KLAMATH FALLS | OR | 97601 |  | Klamath | Non-BPA | 102156 |  | 1362.08 |  | 2 |  | 2 |  | PACIFIC POWER | 14354 | N | N/A | 2017-04-20 | N/A | N/A | N/A | N/A | Core | Core | 1561.2667
SITE_00575 | Single Family | Single Family Detached | Eastern Oregon | HERMISTON | OR | 97838 |  | Umatilla | BPA | 86912 |  | 2348.97 |  | 1 |  | 3 |  | HERMISTON ENERGY SERVICES | 8515 | Y | N/A | 2017-04-14 | N/A | N/A | N/A | N/A | Core | Core | 1432.1875
SITE_00576 | Single Family | Single Family Detached | Eastern Oregon | IRRIGON | OR | 97844 |  | Morrow | BPA | 86912 |  | 2348.97 |  | 1 |  | 2 |  | UMATILLA ELECTRIC COOPERATIVE | 19325 | Y | CASCADE NATURAL GAS | 2017-04-11 | N/A | N/A | N/A | N/A | Core | Core | 4710.7778
SITE_00577 | Single Family | Single Family Detached | Eastern Oregon | BEND | OR | 97701 |  | Deschutes | Non-BPA | 102156 |  | 1362.08 |  | 2 |  | 1 |  | PACIFIC POWER | 14354 | N | CASCADE NATURAL GAS | 2017-04-21 | N/A | N/A | N/A | N/A | Core | Core | 1142.3864
SITE_00578 | Manufactured | Double Wide | Eastern Oregon | COVE | OR | 97824 |  | Union | BPA | 17031 |  | 1135.4 |  | 2 |  | 2 |  | OREGON TRAIL ELECTRIC COOPERATIVE | 14109 | Y | N/A | 2017-04-04 | N/A | N/A | N/A | N/A | Core | Core | 1135.4
SITE_00579 | Single Family | Single Family Detached | Eastern Oregon | BEND | OR | 97702 |  | Deschutes | Non-BPA | 102156 |  | 1362.08 |  | 2 |  | 1 |  | PACIFIC POWER | 14354 | N | CASCADE NATURAL GAS | 2017-04-13 | N/A | N/A | N/A | N/A | Core | Core | 1142.3864
SITE_00580 | Single Family | Single Family Detached | Eastern Oregon | ONTARIO | OR | 97914 |  | Malheur | Non-BPA | 102156 |  | 1362.08 |  | 1 |  | 3 |  | IDAHO POWER CO | 9191 | N | N/A | 2017-04-15 | N/A | N/A | N/A | N/A | Core | Core | 6646.5
SITE_00581 | Single Family | Duplex, Triplex, or Fourplex | Eastern Oregon | BEND | OR | 97701 |  | Deschutes | Non-BPA | 102156 |  | 1362.08 |  | 2 |  | 1 |  | PACIFIC POWER | 14354 | N | N/A | 2017-04-27 | N/A | N/A | N/A | N/A | Core | Core | 1142.3864
SITE_00582 | Single Family | Single Family Detached | Eastern Oregon | PRINEVILLE | OR | 97754 |  | Crook | Non-BPA | 102156 |  | 1362.08 |  | 2 |  | 1 |  | PACIFIC POWER | 14354 | N | N/A | 2017-04-05 | N/A | N/A | N/A | N/A | Core | Core | 6646.5
SITE_00583 | Single Family | Single Family Detached | Eastern Oregon | KLAMATH FALLS | OR | 97603 |  | Klamath | Non-BPA | 102156 |  | 1362.08 |  | 2 |  | 2 |  | PACIFIC POWER | 14354 | N | AVISTA | 2017-04-22 | N/A | N/A | N/A | N/A | Core | Core | 1561.2667
SITE_00584 | Single Family | Single Family Detached | Western Oregon | WHITE CITY | OR | 97503 |  | Jackson | Non-BPA | 816416 |  | 8874.09 |  | 1 |  | 3 |  | PACIFIC POWER | 14354 | N | AVISTA | 2017-04-22 | N/A | N/A | N/A | N/A | Core | Core | 10665.8571
SITE_00585 | Single Family | Single Family Detached | Eastern Oregon | LA PINE | OR | 97739 |  | Deschutes | BPA | 86912 |  | 2348.97 |  | 2 |  | 1 |  | MIDSTATE ELECTRIC COOPERATIVE | 12439 | Y | N/A | 2017-04-20 | N/A | N/A | N/A | N/A | Core | Core | 1656.0588
SITE_00587 | Single Family | Single Family Detached | Eastern Oregon | BEND | OR | 97701 |  | Deschutes | BPA | 86912 |  | 2348.97 |  | 2 |  | 1 |  | CENTRAL ELECTRIC COOPERATIVE | 3240 | Y | N/A | 2017-04-06 | N/A | N/A | N/A | N/A | Core | Core | 1656.0588
SITE_00588 | Manufactured | Modular / Prefab | Eastern Oregon | CHILOQUIN | OR | 97624 |  | Klamath | Non-BPA | 15881 |  | 1323.42 |  | 2 |  | 2 |  | PACIFIC POWER | 14354 | N | N/A | 2017-04-21 | N/A | N/A | N/A | N/A | Core | Core | 1323.42
SITE_00589 | Single Family | Single Family Detached | Eastern Oregon | BEND | OR | 97707 |  | Deschutes | BPA | 86912 |  | 2348.97 |  | 2 |  | 1 |  | MIDSTATE ELECTRIC COOPERATIVE | 12439 | Y | N/A | 2017-04-20 | N/A | N/A | N/A | N/A | Core | Core | 1656.0588
SITE_00590 | Single Family | Single Family Detached | Eastern Oregon | MADRAS | OR | 97741 |  | Jefferson | Non-BPA | 102156 |  | 1362.08 |  | 2 |  | 1 |  | PACIFIC POWER | 14354 | N | CASCADE NATURAL GAS | 2017-04-12 | N/A | N/A | N/A | N/A | Core | Core | 574.8571
SITE_00591 | Single Family | Duplex, Triplex, or Fourplex | Eastern Oregon | BEND | OR | 97701 |  | Deschutes | Non-BPA | 102156 |  | 1362.08 |  | 2 |  | 1 |  | PACIFIC POWER | 14354 | N | CASCADE NATURAL GAS | 2017-04-04 | N/A | N/A | N/A | N/A | Core | Core | 1142.3864
SITE_00592 | Single Family | Single Family Detached | Eastern Oregon | BEND | OR | 97701 |  | Deschutes | Non-BPA | 102156 |  | 1362.08 |  | 2 |  | 1 |  | PACIFIC POWER | 14354 | N | CASCADE NATURAL GAS | 2017-04-21 | N/A | N/A | N/A | N/A | Core | Core | 1142.3864
SITE_00593 | Manufactured | Double Wide | Eastern Oregon | BEND | OR | 97701 |  | Deschutes | Non-BPA | 15881 |  | 1323.42 |  | 2 |  | 1 |  | PACIFIC POWER | 14354 | N | N/A | 2017-04-07 | N/A | N/A | N/A | N/A | Core | Core | 1323.42
SITE_00594 | Single Family | Single Family Detached | Eastern Oregon | BEND | OR | 97702 |  | Deschutes | Non-BPA | 102156 |  | 1362.08 |  | 2 |  | 1 |  | PACIFIC POWER | 14354 | N | N/A | 2017-04-08 | N/A | N/A | N/A | N/A | Core | Core | 1142.3864
SITE_00595 | Manufactured | Triple Wide | Eastern Oregon | MILTON-FREEWATER | OR | 97862 |  | Umatilla | Non-BPA | 15881 |  | 1323.42 |  | 1 |  | 3 |  | PACIFIC POWER | 14354 | N | N/A | 2017-04-06 | N/A | N/A | N/A | N/A | Core | Core | 1323.42
SITE_00596 | Single Family | Single Family Detached | Eastern Oregon | KLAMATH FALLS | OR | 97601 |  | Klamath | Non-BPA | 102156 |  | 1362.08 |  | 2 |  | 2 |  | PACIFIC POWER | 14354 | N | AVISTA | 2017-05-04 | N/A | N/A | N/A | N/A | Core | Core | 1561.2667
SITE_00597 | Single Family | Single Family Detached | Eastern Oregon | KLAMATH FALLS | OR | 97603 |  | Klamath | Non-BPA | 102156 |  | 1362.08 |  | 2 |  | 2 |  | PACIFIC POWER | 14354 | N | AVISTA | 2017-04-21 | N/A | N/A | N/A | N/A | Core | Core | 1561.2667
SITE_00598 | Single Family | Single Family Detached | Eastern Oregon | PRINEVILLE | OR | 97754 |  | Crook | BPA | 86912 |  | 2348.97 |  | 2 |  | 1 |  | CENTRAL ELECTRIC COOPERATIVE | 3240 | Y | N/A | 2017-04-26 | N/A | N/A | N/A | N/A | Core | Core | 1656.0588
SITE_00599 | Manufactured | Single Wide | Eastern Oregon | BAKER CITY | OR | 97814 |  | Baker | BPA | 17031 |  | 1135.4 |  | 2 |  | 1 |  | OREGON TRAIL ELECTRIC COOPERATIVE | 14109 | Y | CASCADE NATURAL GAS | 2017-04-13 | N/A | N/A | N/A | N/A | Core | Core | 1135.4
SITE_00600 | Single Family | Single Family Detached | Eastern Oregon | REDMOND | OR | 97756 |  | Deschutes | Non-BPA | 102156 |  | 1362.08 |  | 2 |  | 1 |  | PACIFIC POWER | 14354 | N | N/A | 2017-04-05 | N/A | N/A | N/A | N/A | Core | Core | 1142.3864
SITE_00601 | Single Family | Single Family Detached | Eastern Oregon | BEND | OR | 97701 |  | Deschutes | Non-BPA | 102156 |  | 1362.08 |  | 2 |  | 1 |  | PACIFIC POWER | 14354 | N | CASCADE NATURAL GAS | 2017-04-28 | N/A | N/A | N/A | N/A | Core | Core | 1142.3864
SITE_00602 | Single Family | Single Family Detached | Eastern Oregon | MADRAS | OR | 97741 |  | Jefferson | Non-BPA | 102156 |  | 1362.08 |  | 2 |  | 1 |  | PACIFIC POWER | 14354 | N | N/A | 2017-04-12 | N/A | N/A | N/A | N/A | Core | Core | 574.8571
SITE_00603 | Single Family | Single Family Detached | Eastern Oregon | REDMOND | OR | 97756 |  | Deschutes | Non-BPA | 102156 |  | 1362.08 |  | 2 |  | 1 |  | PACIFIC POWER | 14354 | N | CASCADE NATURAL GAS | 2017-04-11 | N/A | N/A | N/A | N/A | Core | Core | 1142.3864
SITE_00604 | Single Family | Single Family Detached | Eastern Oregon | BEND | OR | 97702 |  | Deschutes | Non-BPA | 102156 |  | 1362.08 |  | 2 |  | 1 |  | PACIFIC POWER | 14354 | N | CASCADE NATURAL GAS | 2017-04-17 | N/A | N/A | N/A | N/A | Core | Core | 1142.3864
SITE_00605 | Single Family | Single Family Detached | Eastern Oregon | TERREBONNE | OR | 97760 |  | Deschutes | Non-BPA | 102156 |  | 1362.08 |  | 2 |  | 1 |  | PACIFIC POWER | 14354 | N | N/A | 2017-08-02 | N/A | N/A | N/A | N/A | Core | Core | 1142.3864
SITE_00606 | Single Family | Single Family Detached | Eastern Oregon | PRINEVILLE | OR | 97754 |  | Crook | Non-BPA | 102156 |  | 1362.08 |  | 2 |  | 1 |  | PACIFIC POWER | 14354 | N | N/A | 2017-08-01 | N/A | N/A | N/A | N/A | Core | Core | 6646.5
SITE_00607 | Single Family | Single Family Detached | Eastern Oregon | REDMOND | OR | 97756 |  | Deschutes | Non-BPA | 102156 |  | 1362.08 |  | 2 |  | 1 |  | PACIFIC POWER | 14354 | N | CASCADE NATURAL GAS | 2017-08-01 | N/A | N/A | N/A | N/A | Core | Core | 1142.3864
SITE_00608 | Single Family | Single Family Detached | Eastern Oregon | BEND | OR | 97702 |  | Deschutes | Non-BPA | 102156 |  | 1362.08 |  | 2 |  | 1 |  | PACIFIC POWER | 14354 | N | CASCADE NATURAL GAS | 2017-08-01 | N/A | N/A | N/A | N/A | Core | Core | 1142.3864
SITE_00609 | Single Family | Single Family Detached | Eastern Oregon | MADRAS | OR | 97741 |  | Jefferson | Non-BPA | 102156 |  | 1362.08 |  | 2 |  | 1 |  | PACIFIC POWER | 14354 | N | N/A | 2017-04-12 | N/A | N/A | N/A | N/A | Core | Core | 574.8571
SITE_00610 | Single Family | Single Family Detached | Eastern Oregon | BEND | OR | 97701 |  | Deschutes | Non-BPA | 102156 |  | 1362.08 |  | 2 |  | 1 |  | PACIFIC POWER | 14354 | N | N/A | 2017-05-05 | N/A | N/A | N/A | N/A | Core | Core | 1142.3864
SITE_00611 | Single Family | Single Family Detached | Eastern Oregon | LA PINE | OR | 97739 |  | Deschutes | BPA | 86912 |  | 2348.97 |  | 2 |  | 1 |  | MIDSTATE ELECTRIC COOPERATIVE | 12439 | Y | CASCADE NATURAL GAS | 2017-04-20 | N/A | N/A | N/A | N/A | Core | Core | 1656.0588
SITE_00612 | Single Family | Single Family Detached | Eastern Oregon | MADRAS | OR | 97741 |  | Jefferson | Non-BPA | 102156 |  | 1362.08 |  | 2 |  | 1 |  | PACIFIC POWER | 14354 | N | N/A | 2017-05-04 | N/A | N/A | N/A | N/A | Core | Core | 574.8571
SITE_00613 | Single Family | Single Family Detached | Eastern Oregon | BEND | OR | 97702 |  | Deschutes | Non-BPA | 102156 |  | 1362.08 |  | 2 |  | 1 |  | PACIFIC POWER | 14354 | N | N/A | 2017-04-19 | N/A | N/A | N/A | N/A | Core | Core | 1142.3864
SITE_00614 | Single Family | Single Family Detached | Eastern Oregon | PENDLETON | OR | 97801 |  | Umatilla | Non-BPA | 102156 |  | 1362.08 |  | 1 |  | 3 |  | PACIFIC POWER | 14354 | N | CASCADE NATURAL GAS | 2017-04-07 | N/A | N/A | N/A | N/A | Core | Core | 1432.1875
SITE_00615 | Single Family | Single Family Detached | Eastern Oregon | BEND | OR | 97702 |  | Deschutes | Non-BPA | 102156 |  | 1362.08 |  | 2 |  | 1 |  | PACIFIC POWER | 14354 | N | N/A | 2017-04-18 | N/A | N/A | N/A | N/A | Core | Core | 1142.3864
SITE_00616 | Single Family | Single Family Detached | Eastern Oregon | KLAMATH FALLS | OR | 97601 |  | Klamath | Non-BPA | 102156 |  | 1362.08 |  | 2 |  | 2 |  | PACIFIC POWER | 14354 | N | N/A | 2017-04-20 | N/A | N/A | N/A | N/A | Core | Core | 1362.08
SITE_00617 | Single Family | Single Family Detached | Eastern Oregon | JOHN DAY | OR | 97845 |  | Grant | BPA | 86912 |  | 2348.97 |  | 2 |  | 2 |  | OREGON TRAIL ELECTRIC COOPERATIVE | 14109 | Y | N/A | 2017-04-12 | N/A | N/A | N/A | N/A | Core | Core | 4710.7778
SITE_00618 | Manufactured | Double Wide | Eastern Oregon | CROOKED RIVER RANCH | OR | 97760 |  | Jefferson | Non-BPA | 15881 |  | 1323.42 |  | 2 |  | 1 |  | PACIFIC POWER | 14354 | N | N/A | 2017-04-25 | N/A | N/A | N/A | N/A | Core | Core | 1323.42
SITE_00619 | Single Family | Single Family Detached | Eastern Oregon | REDMOND | OR | 97756 |  | Deschutes | BPA | 86912 |  | 2348.97 |  | 2 |  | 1 |  | CENTRAL ELECTRIC COOPERATIVE | 3240 | Y | N/A | 2017-05-04 | N/A | N/A | N/A | N/A | Core | Core | 1656.0588
SITE_00620 | Single Family | Single Family Detached | Eastern Oregon | REDMOND | OR | 97756 |  | Deschutes | BPA | 86912 |  | 2348.97 |  | 2 |  | 1 |  | CENTRAL ELECTRIC COOPERATIVE | 3240 | Y | N/A | 2017-04-13 | N/A | N/A | N/A | N/A | Core | Core | 1656.0588
SITE_00621 | Single Family | Single Family Detached | Eastern Oregon | BEND | OR | 97701 |  | Deschutes | BPA | 86912 |  | 2348.97 |  | 2 |  | 1 |  | CENTRAL ELECTRIC COOPERATIVE | 3240 | Y | N/A | 2017-04-08 | N/A | N/A | N/A | N/A | Core | Core | 1656.0588
SITE_00622 | Single Family | Single Family Detached | Eastern Oregon | BEND | OR | 97701 |  | Deschutes | Non-BPA | 102156 |  | 1362.08 |  | 2 |  | 1 |  | PACIFIC POWER | 14354 | N | CASCADE NATURAL GAS | 2017-04-07 | N/A | N/A | N/A | N/A | Core | Core | 1142.3864
SITE_00623 | Manufactured | Double Wide | Eastern Oregon | BAKER CITY | OR | 97814 |  | Baker | BPA | 17031 |  | 1135.4 |  | 2 |  | 1 |  | OREGON TRAIL ELECTRIC COOPERATIVE | 14109 | Y | CASCADE NATURAL GAS | 2017-04-13 | N/A | N/A | N/A | N/A | Core | Core | 1135.4
SITE_00624 | Single Family | Single Family Detached | Eastern Oregon | MILTON-FREEWATER | OR | 97862 |  | Umatilla | BPA | 86912 |  | 2348.97 |  | 1 |  | 3 |  | CITY OF MILTON-FREEWATER | 12615 | Y | N/A | 2017-04-13 | N/A | N/A | N/A | N/A | Core | Core | 1432.1875
SITE_00625 | Manufactured | Triple Wide | Eastern Oregon | LA GRANDE | OR | 97850 |  | Union | BPA | 17031 |  | 1135.4 |  | 2 |  | 2 |  | OREGON TRAIL ELECTRIC COOPERATIVE | 14109 | Y | AVISTA | 2017-04-04 | N/A | N/A | N/A | N/A | Core | Core | 1135.4
SITE_00626 | Single Family | Single Family Detached | Eastern Oregon | KLAMATH FALLS | OR | 97603 |  | Klamath | Non-BPA | 102156 |  | 1362.08 |  | 2 |  | 2 |  | PACIFIC POWER | 14354 | N | N/A | 2017-04-18 | N/A | N/A | N/A | N/A | Core | Core | 1561.2667
SITE_00627 | Single Family | Duplex, Triplex, or Fourplex | Eastern Oregon | REDMOND | OR | 97756 |  | Deschutes | Non-BPA | 102156 |  | 1362.08 |  | 2 |  | 1 |  | PACIFIC POWER | 14354 | N | N/A | 2017-05-06 | N/A | N/A | N/A | N/A | Core | Core | 1142.3864
SITE_00628 | Manufactured | Double Wide | Eastern Oregon | BAKER CITY | OR | 97814 |  | Baker | BPA | 17031 |  | 1135.4 |  | 2 |  | 1 |  | OREGON TRAIL ELECTRIC COOPERATIVE | 14109 | Y | CASCADE NATURAL GAS | 2017-04-11 | N/A | N/A | N/A | N/A | Core | Core | 1135.4
SITE_00629 | Single Family | Single Family Detached | Eastern Oregon | CROOKED RIVER RANCH | OR | 97760 |  | Jefferson | Non-BPA | 102156 |  | 1362.08 |  | 2 |  | 1 |  | PACIFIC POWER | 14354 | N | N/A | 2017-04-17 | N/A | N/A | N/A | N/A | Core | Core | 574.8571
SITE_00630 | Single Family | Single Family Detached | Eastern Oregon | BEND | OR | 97702 |  | Deschutes | Non-BPA | 102156 |  | 1362.08 |  | 2 |  | 1 |  | PACIFIC POWER | 14354 | N | N/A | 2017-04-14 | N/A | N/A | N/A | N/A | Core | Core | 1142.3864
SITE_00631 | Single Family | Single Family Detached | Eastern Oregon | CHILOQUIN | OR | 97624 |  | Klamath | Non-BPA | 102156 |  | 1362.08 |  | 2 |  | 2 |  | PACIFIC POWER | 14354 | N | N/A | 2017-05-05 | N/A | N/A | N/A | N/A | Core | Core | 1561.2667
SITE_00632 | Single Family | Single Family Detached | Eastern Oregon | KLAMATH FALLS | OR | 97601 |  | Klamath | Non-BPA | 102156 |  | 1362.08 |  | 2 |  | 2 |  | PACIFIC POWER | 14354 | N | N/A | 2017-04-20 | N/A | N/A | N/A | N/A | Core | Core | 1561.2667
SITE_00633 | Single Family | Single Family Detached | Eastern Oregon | SUMMERVILLE | OR | 97876 |  | Union | BPA | 86912 |  | 2348.97 |  | 2 |  | 2 |  | OREGON TRAIL ELECTRIC COOPERATIVE | 14109 | Y | N/A | 2017-04-05 | N/A | N/A | N/A | N/A | Core | Core | 4710.7778
SITE_00634 | Single Family | Single Family Detached | Eastern Oregon | MADRAS | OR | 97741 |  | Jefferson | Non-BPA | 102156 |  | 1362.08 |  | 2 |  | 1 |  | PACIFIC POWER | 14354 | N | N/A | 2017-04-10 | N/A | N/A | N/A | N/A | Core | Core | 574.8571
SITE_00635 | Single Family | Single Family Detached | Eastern Oregon | BEND | OR | 97701 |  | Deschutes | Non-BPA | 102156 |  | 1362.08 |  | 2 |  | 1 |  | PACIFIC POWER | 14354 | N | CASCADE NATURAL GAS | 2017-04-19 | N/A | N/A | N/A | N/A | Core | Core | 1142.3864
SITE_00636 | Single Family | Single Family Detached | Eastern Oregon | HERMISTON | OR | 97838 |  | Umatilla | BPA | 86912 |  | 2348.97 |  | 1 |  | 3 |  | HERMISTON ENERGY SERVICES | 8515 | Y | CASCADE NATURAL GAS | 2017-04-08 | N/A | N/A | N/A | N/A | Core | Core | 1432.1875
SITE_00637 | Single Family | Single Family Detached | Eastern Oregon | LA GRANDE | OR | 97850 |  | Union | BPA | 86912 |  | 2348.97 |  | 2 |  | 2 |  | OREGON TRAIL ELECTRIC COOPERATIVE | 14109 | Y | AVISTA | 2017-04-04 | N/A | N/A | N/A | N/A | Core | Core | 4710.7778
SITE_00638 | Single Family | Single Family Detached | Eastern Oregon | REDMOND | OR | 97756 |  | Deschutes | Non-BPA | 102156 |  | 1362.08 |  | 2 |  | 1 |  | PACIFIC POWER | 14354 | N | CASCADE NATURAL GAS | 2017-04-26 | N/A | N/A | N/A | N/A | Core | Core | 1142.3864
SITE_00639 | Single Family | Single Family Detached | Eastern Oregon | REDMOND | OR | 97756 |  | Deschutes | Non-BPA | 102156 |  | 1362.08 |  | 2 |  | 1 |  | PACIFIC POWER | 14354 | N | N/A | 2017-05-05 | N/A | N/A | N/A | N/A | Core | Core | 1142.3864
SITE_00640 | Single Family | Single Family Detached | Eastern Oregon | BEND | OR | 97702 |  | Deschutes | Non-BPA | 102156 |  | 1362.08 |  | 2 |  | 1 |  | PACIFIC POWER | 14354 | N | CASCADE NATURAL GAS | 2017-05-04 | N/A | N/A | N/A | N/A | Core | Core | 1142.3864
SITE_00641 | Single Family | Single Family Detached | Eastern Oregon | HERMISTON | OR | 97838 |  | Umatilla | BPA | 86912 |  | 2348.97 |  | 1 |  | 3 |  | HERMISTON ENERGY SERVICES | 8515 | Y | CASCADE NATURAL GAS | 2017-04-07 | N/A | N/A | N/A | N/A | Core | Core | 1432.1875
SITE_00642 | Single Family | Single Family Detached | Eastern Oregon | BEND | OR | 97701 |  | Deschutes | Non-BPA | 102156 |  | 1362.08 |  | 2 |  | 1 |  | PACIFIC POWER | 14354 | N | CASCADE NATURAL GAS | 2017-04-06 | N/A | N/A | N/A | N/A | Core | Core | 1142.3864
SITE_00643 | Single Family | Single Family Detached | Eastern Oregon | UMATILLA | OR | 97882 |  | Umatilla | Non-BPA | 102156 |  | 1362.08 |  | 1 |  | 3 |  | PACIFIC POWER | 14354 | N | CASCADE NATURAL GAS | 2017-04-12 | N/A | N/A | N/A | N/A | Core | Core | 1432.1875
SITE_00644 | Single Family | Single Family Detached | Eastern Oregon | KLAMATH FALLS | OR | 97603 |  | Klamath | Non-BPA | 102156 |  | 1362.08 |  | 2 |  | 2 |  | PACIFIC POWER | 14354 | N | AVISTA | 2017-05-05 | N/A | N/A | N/A | N/A | Core | Core | 1561.2667
SITE_00645 | Single Family | Single Family Detached | Eastern Oregon | BEND | OR | 97701 |  | Deschutes | BPA | 86912 |  | 2348.97 |  | 2 |  | 1 |  | CENTRAL ELECTRIC COOPERATIVE | 3240 | Y | N/A | 2017-04-18 | N/A | N/A | N/A | N/A | Core | Core | 1656.0588
SITE_00646 | Manufactured | Double Wide | Eastern Washington | YAKIMA | WA | 98901 |  | Yakima | Non-BPA, Non-PSE | 42352 |  | 1628.92 |  | 1 |  | 2 |  | PACIFIC POWER | 14354 | N | N/A | 2017-05-24 | N/A | N/A | N/A | N/A | Core | Core | 1628.92
SITE_00647 | Manufactured | Double Wide | Eastern Washington | EAST WENATCHEE | WA | 98802 |  | Douglas | Non-BPA, Non-PSE | 42352 |  | 1628.92 |  | 1 |  | 3 |  | DOUGLAS COUNTY PUD | 5326 | N | N/A | 2017-05-09 | N/A | N/A | N/A | N/A | Core | Core | 1628.92
SITE_00648 | Manufactured | Single Wide | Eastern Washington | COLLEGE PLACE | WA | 99324 |  | Walla Walla | Non-BPA, Non-PSE | 42352 |  | 1628.92 |  | 1 |  | 3 |  | PACIFIC POWER | 14354 | N | N/A | 2017-05-12 | N/A | N/A | N/A | N/A | Core | Core | 1628.92
SITE_00649 | Manufactured | Double Wide | Eastern Washington | PULLMAN | WA | 99163 |  | Whitman | BPA | 29194 |  | 1824.63 |  | 2 |  | 1 |  | INLAND POWER | 8699 | Y | N/A | 2017-05-19 | N/A | N/A | N/A | N/A | Core | Core | 1824.63
SITE_00650 | Manufactured | Single Wide | Eastern Washington | SPOKANE | WA | 99224 |  | Spokane | BPA | 29194 |  | 1824.63 |  | 2 |  | 2 |  | INLAND POWER | 8699 | Y | N/A | 2017-05-05 | N/A | N/A | N/A | N/A | Core | Core | 1824.63
SITE_00651 | Manufactured | Double Wide | Eastern Washington | SPOKANE | WA | 99201 |  | Spokane | Non-BPA, Non-PSE | 42352 |  | 1628.92 |  | 2 |  | 2 |  | AVISTA | 20169 | N | AVISTA | 2017-05-03 | N/A | N/A | N/A | N/A | Core | Core | 1628.92
SITE_00652 | Manufactured | Double Wide | Eastern Washington | MOSES LAKE | WA | 98837 |  | Grant | Non-BPA, Non-PSE | 42352 |  | 1628.92 |  | 2 |  | 2 |  | GRANT COUNTY PUD | 14624 | N | N/A | 2017-05-08 | N/A | N/A | N/A | N/A | Core | Core | 1628.92
SITE_00653 | Manufactured | Double Wide | Eastern Washington | YAKIMA | WA | 98903 |  | Yakima | Non-BPA, Non-PSE | 42352 |  | 1628.92 |  | 1 |  | 2 |  | PACIFIC POWER | 14354 | N | N/A | 2017-05-27 | N/A | N/A | N/A | N/A | Core | Core | 1628.92
SITE_00654 | Manufactured | Double Wide | Eastern Washington | CLE ELUM | WA | 98922 |  | Kittitas | PSE | 975 |  | 975 |  | 2 |  | 2 |  | PUGET SOUND ENERGY | 15500 | N | N/A | 2017-05-26 | N/A | N/A | N/A | N/A | Core | Core | 975
SITE_00655 | Manufactured | Double Wide | Eastern Washington | EAST WENATCHEE | WA | 98802 |  | Douglas | Non-BPA, Non-PSE | 42352 |  | 1628.92 |  | 1 |  | 3 |  | DOUGLAS COUNTY PUD | 5326 | N | N/A | 2017-05-11 | N/A | N/A | N/A | N/A | Core | Core | 1628.92
SITE_00656 | Manufactured | Single Wide | Eastern Washington | NINE MILE FALLS | WA | 99026 |  | Spokane | Non-BPA, Non-PSE | 42352 |  | 1628.92 |  | 2 |  | 2 |  | AVISTA | 20169 | N | N/A | 2017-05-23 | N/A | N/A | N/A | N/A | Core | Core | 1628.92
SITE_00657 | Manufactured | Double Wide | Eastern Washington | WENATCHEE | WA | 98801 |  | Chelan | Non-BPA, Non-PSE | 42352 |  | 1628.92 |  | 1 |  | 3 |  | CHELAN COUNTY PUD | 3413 | N | N/A | 2017-06-01 | N/A | N/A | N/A | N/A | Core | Core | 1628.92
SITE_00658 | Manufactured | Double Wide | Eastern Washington | COLLEGE PLACE | WA | 99324 |  | Walla Walla | Non-BPA, Non-PSE | 42352 |  | 1628.92 |  | 1 |  | 3 |  | PACIFIC POWER | 14354 | N | N/A | 2017-06-07 | N/A | N/A | N/A | N/A | Core | Core | 1628.92
SITE_00659 | Single Family | Single Family Detached | Eastern Washington | BENTON CITY | WA | 99320 |  | Benton | BPA | 184785 |  | 3931.6 |  | 1 |  | 3 |  | BENTON PUD | 1579 | Y | N/A | 2017-05-09 | N/A | N/A | N/A | N/A | Core | Core | 2639.8857
SITE_00660 | Manufactured | Double Wide | Eastern Washington | CLARKSTON | WA | 99403 |  | Asotin | Non-BPA, Non-PSE | 42352 |  | 1628.92 |  | 1 |  | 3 |  | AVISTA | 20169 | N | N/A | 2017-05-10 | N/A | N/A | N/A | N/A | Core | Core | 1628.92
SITE_00661 | Manufactured | Single Wide | Eastern Washington | WEST RICHLAND | WA | 99353 |  | Benton | BPA | 29194 |  | 1824.63 |  | 1 |  | 3 |  | BENTON REA | 1625 | Y | N/A | 2017-05-20 | N/A | N/A | N/A | N/A | Core | Core | 1824.63
SITE_00662 | Single Family | Single Family Detached | Eastern Washington | SPOKANE | WA | 99208 |  | Spokane | Non-BPA, Non-PSE | 281607 |  | 3805.5 |  | 2 |  | 2 |  | AVISTA | 20169 | N | AVISTA | 2017-05-24 | N/A | N/A | N/A | N/A | Core | Core | 2880.3393
SITE_00663 | Manufactured | Triple Wide | Eastern Washington | COLLEGE PLACE | WA | 99324 |  | Walla Walla | Non-BPA, Non-PSE | 42352 |  | 1628.92 |  | 1 |  | 3 |  | PACIFIC POWER | 14354 | N | N/A | 2017-05-12 | N/A | N/A | N/A | N/A | Core | Core | 1628.92
SITE_00664 | Manufactured | Double Wide | Eastern Washington | WENATCHEE | WA | 98801 |  | Chelan | Non-BPA, Non-PSE | 42352 |  | 1628.92 |  | 1 |  | 3 |  | CHELAN COUNTY PUD | 3413 | N | N/A | 2017-05-10 | N/A | N/A | N/A | N/A | Core | Core | 1628.92
SITE_00665 | Manufactured | Double Wide | Eastern Washington | YAKIMA | WA | 98901 |  | Yakima | Non-BPA, Non-PSE | 42352 |  | 1628.92 |  | 1 |  | 2 |  | PACIFIC POWER | 14354 | N | N/A | 2017-05-23 | N/A | N/A | N/A | N/A | Core | Core | 1628.92
SITE_00666 | Manufactured | Double Wide | Eastern Washington | NINE MILE FALLS | WA | 99026 |  | Stevens | Non-BPA, Non-PSE | 42352 |  | 1628.92 |  | 2 |  | 1 |  | AVISTA | 20169 | N | N/A | 2017-05-23 | N/A | N/A | N/A | N/A | Core | Core | 1628.92
SITE_00667 | Manufactured | Double Wide | Eastern Washington | SPOKANE | WA | 99212 |  | Spokane | Non-BPA, Non-PSE | 42352 |  | 1628.92 |  | 2 |  | 2 |  | AVISTA | 20169 | N | N/A | 2017-05-24 | N/A | N/A | N/A | N/A | Core | Core | 1628.92
SITE_00668 | Manufactured | Double Wide | Eastern Washington | OTHELLO | WA | 99344 |  | Grant | Non-BPA, Non-PSE | 42352 |  | 1628.92 |  | 2 |  | 2 |  | GRANT COUNTY PUD | 14624 | N | N/A | 2017-05-23 | N/A | N/A | N/A | N/A | Core | Core | 1628.92
SITE_00669 | Single Family | Single Family Detached | Eastern Washington | SOAP LAKE | WA | 98851 |  | Grant | Non-BPA, Non-PSE | 281607 |  | 3805.5 |  | 2 |  | 2 |  | GRANT COUNTY PUD | 14624 | N | N/A | 2017-05-11 | N/A | N/A | N/A | N/A | Core | Core | 7147.4444
SITE_00670 | Multifamily Residence | Apartment Building (3 or fewer floors) | Eastern Washington | EAST WENATCHEE | WA | 98802 |  | Douglas | Non-BPA, Non-PSE | 49131 |  | 1819.67 |  | 1 |  | 3 |  | DOUGLAS COUNTY PUD | 5326 | N | N/A | 2017-05-09 | BLDG_00166 | N/A | N/A | N/A | Core | Core | 1819.67
SITE_00671 | Single Family | Townhome or Rowhome | Eastern Washington | MOSES LAKE | WA | 98837 |  | Grant | Non-BPA, Non-PSE | 281607 |  | 3805.5 |  | 2 |  | 2 |  | GRANT COUNTY PUD | 14624 | N | N/A | 2017-05-08 | N/A | N/A | N/A | N/A | Core | Core | 7147.4444
SITE_00672 | Multifamily Residence | Apartment Building (3 or fewer floors) | Eastern Washington | YAKIMA | WA | 98901 |  | Yakima | Non-BPA, Non-PSE | 49131 |  | 1819.67 |  | 1 |  | 2 |  | PACIFIC POWER | 14354 | N | N/A | 2017-05-27 | BLDG_00167 | N/A | N/A | N/A | Core | Core | 1819.67
SITE_00673 | Multifamily Residence | Apartment Building (3 or fewer floors) | Eastern Washington | YAKIMA | WA | 98902 |  | Yakima | Non-BPA, Non-PSE | 49131 |  | 1819.67 |  | 1 |  | 2 |  | PACIFIC POWER | 14354 | N | N/A | 2017-05-25 | BLDG_00168 | N/A | N/A | N/A | Core | Core | 1819.67
SITE_00674 | Multifamily Residence | Apartment Building (3 or fewer floors) | Eastern Washington | YAKIMA | WA | 98902 |  | Yakima | Non-BPA, Non-PSE | 49131 |  | 1819.67 |  | 1 |  | 2 |  | PACIFIC POWER | 14354 | N | N/A | 2017-05-24 | BLDG_00169 | N/A | N/A | N/A | Core | Core | 1819.67
SITE_00675 | Single Family | Duplex, Triplex, or Fourplex | Eastern Washington | GRANDVIEW | WA | 98930 |  | Yakima | Non-BPA, Non-PSE | 281607 |  | 3805.5 |  | 1 |  | 2 |  | PACIFIC POWER | 14354 | N | N/A | 2017-05-10 | N/A | N/A | N/A | N/A | Core | Core | 7381.5
SITE_00676 | Multifamily Residence | Apartment Building (3 or fewer floors) | Eastern Washington | AIRWAY HEIGHTS | WA | 99001 |  | Spokane | Non-BPA, Non-PSE | 49131 |  | 1819.67 |  | 2 |  | 2 |  | AVISTA | 20169 | N | N/A | 2017-05-18 | BLDG_00170 | N/A | N/A | N/A | Core | Core | 1819.67
SITE_00677 | Multifamily Residence | Apartment Building (3 or fewer floors) | Eastern Washington | CHENEY | WA | 99004 |  | Spokane | BPA | 31641 |  | 687.85 |  | 2 |  | 2 |  | CITY OF CHENEY | 3420 | Y | N/A | 2017-06-10 | BLDG_00171 | N/A | N/A | N/A | Core | Core | 687.85
SITE_00678 | Multifamily Residence | Apartment Building (3 or fewer floors) | Eastern Washington | PULLMAN | WA | 99163 |  | Whitman | Non-BPA, Non-PSE | 49131 |  | 1819.67 |  | 2 |  | 1 |  | AVISTA | 20169 | N | N/A | 2017-05-09 | BLDG_00172 | N/A | N/A | N/A | Core | Core | 1819.67
SITE_00679 | Multifamily Residence | Apartment Building (3 or fewer floors) | Eastern Washington | SPOKANE | WA | 99201 |  | Spokane | Non-BPA, Non-PSE | 49131 |  | 1819.67 |  | 2 |  | 2 |  | AVISTA | 20169 | N | N/A | 2017-05-25 | BLDG_00173 | N/A | N/A | N/A | Core | Core | 1819.67
SITE_00680 | Single Family | Duplex, Triplex, or Fourplex | Eastern Washington | SPOKANE | WA | 99201 |  | Spokane | Non-BPA, Non-PSE | 281607 |  | 3805.5 |  | 2 |  | 2 |  | AVISTA | 20169 | N | AVISTA | 2017-05-16 | N/A | N/A | N/A | N/A | Core | Core | 2880.3393
SITE_00681 | Multifamily Residence | Apartment Building (3 or fewer floors) | Eastern Washington | SPOKANE | WA | 99201 |  | Spokane | Non-BPA, Non-PSE | 49131 |  | 1819.67 |  | 2 |  | 2 |  | AVISTA | 20169 | N | N/A | 2017-06-06 | BLDG_00174 | N/A | N/A | N/A | Core | Core | 1819.67
SITE_00682 | Multifamily Residence | Apartment Building (4 to 6 floors) | Eastern Washington | SPOKANE | WA | 99201 |  | Spokane | Non-BPA, Non-PSE | 49131 |  | 1819.67 |  | 2 |  | 2 |  | AVISTA | 20169 | N | N/A | 2017-05-22 | BLDG_00175 | N/A | N/A | N/A | Core | Core | 1819.67
SITE_00683 | Multifamily Residence | Apartment Building (3 or fewer floors) | Eastern Washington | SPOKANE | WA | 99202 |  | Spokane | Non-BPA, Non-PSE | 49131 |  | 1819.67 |  | 2 |  | 2 |  | AVISTA | 20169 | N | N/A | 2017-05-16 | BLDG_00176 | N/A | N/A | N/A | Core | Core | 1819.67
SITE_00684 | Multifamily Residence | Apartment Building (4 to 6 floors) | Eastern Washington | SPOKANE | WA | 99202 |  | Spokane | Non-BPA, Non-PSE | 49131 |  | 1819.67 |  | 2 |  | 2 |  | AVISTA | 20169 | N | N/A | 2017-05-02 | BLDG_00177 | N/A | N/A | N/A | Core | Core | 1819.67
SITE_00685 | Multifamily Residence | Apartment Building (3 or fewer floors) | Eastern Washington | SPOKANE | WA | 99203 |  | Spokane | Non-BPA, Non-PSE | 49131 |  | 1819.67 |  | 2 |  | 2 |  | AVISTA | 20169 | N | N/A | 2017-05-12 | BLDG_00178 | N/A | N/A | N/A | Core | Core | 1819.67
SITE_00686 | Multifamily Residence | Apartment Building (4 to 6 floors) | Eastern Washington | SPOKANE | WA | 99204 |  | Spokane | Non-BPA, Non-PSE | 49131 |  | 1819.67 |  | 2 |  | 2 |  | AVISTA | 20169 | N | N/A | 2017-05-09 | BLDG_00179 | N/A | N/A | N/A | Core | Core | 1819.67
SITE_00687 | Single Family | Single Family Detached | Eastern Washington | SPOKANE | WA | 99204 |  | Spokane | Non-BPA, Non-PSE | 281607 |  | 3805.5 |  | 2 |  | 2 |  | AVISTA | 20169 | N | AVISTA | 2017-06-09 | N/A | N/A | N/A | N/A | Core | Core | 2880.3393
SITE_00688 | Multifamily Residence | Apartment Building (3 or fewer floors) | Eastern Washington | SPOKANE | WA | 99205 |  | Spokane | Non-BPA, Non-PSE | 49131 |  | 1819.67 |  | 2 |  | 2 |  | AVISTA | 20169 | N | N/A | 2017-05-23 | BLDG_00180 | N/A | N/A | N/A | Core | Core | 1819.67
SITE_00689 | Multifamily Residence | Apartment Building (3 or fewer floors) | Eastern Washington | SPOKANE | WA | 99205 |  | Spokane | Non-BPA, Non-PSE | 49131 |  | 1819.67 |  | 2 |  | 2 |  | AVISTA | 20169 | N | N/A | 2017-05-09 | BLDG_00181 | N/A | N/A | N/A | Core | Core | 1819.67
SITE_00690 | Multifamily Residence | Apartment Building (3 or fewer floors) | Eastern Washington | SPOKANE VALLEY | WA | 99206 |  | Spokane | BPA | 31641 |  | 687.85 |  | 2 |  | 2 |  | MODERN ELECTRIC WATER COMPANY | 12744 | Y | N/A | 2017-05-17 | BLDG_00182 | N/A | N/A | N/A | Core | Core | 687.85
SITE_00691 | Multifamily Residence | Apartment Building (3 or fewer floors) | Eastern Washington | SPOKANE | WA | 99206 |  | Spokane | Non-BPA, Non-PSE | 49131 |  | 1819.67 |  | 2 |  | 2 |  | AVISTA | 20169 | N | N/A | 2017-05-05 | BLDG_00183 | N/A | N/A | N/A | Core | Core | 1819.67
SITE_00692 | Single Family | Duplex, Triplex, or Fourplex | Eastern Washington | SPOKANE | WA | 99201 |  | Spokane | Non-BPA, Non-PSE | 281607 |  | 3805.5 |  | 2 |  | 2 |  | AVISTA | 20169 | N | N/A | 2017-05-30 | N/A | N/A | N/A | N/A | Core | Core | 2880.3393
SITE_00693 | Single Family | Single Family Detached | Eastern Washington | WALLA WALLA | WA | 99362 |  | Walla Walla | Non-BPA, Non-PSE | 281607 |  | 3805.5 |  | 1 |  | 3 |  | PACIFIC POWER | 14354 | N | CASCADE NATURAL GAS | 2017-05-13 | N/A | N/A | N/A | N/A | Core | Core | 2639.8857
SITE_00694 | Single Family | Single Family Detached | Eastern Washington | PASCO | WA | 99301 |  | Franklin | BPA | 184785 |  | 3931.6 |  | 1 |  | 3 |  | FRANKLIN PUD | 6716 | Y | N/A | 2017-05-18 | N/A | N/A | N/A | N/A | Core | Core | 2639.8857
SITE_00695 | Single Family | Single Family Detached | Eastern Washington | SPOKANE | WA | 99208 |  | Spokane | Non-BPA, Non-PSE | 281607 |  | 3805.5 |  | 2 |  | 2 |  | AVISTA | 20169 | N | AVISTA | 2017-06-08 | N/A | N/A | N/A | N/A | Core | Core | 2880.3393
SITE_00696 | Single Family | Single Family Detached | Eastern Washington | PULLMAN | WA | 99163 |  | Whitman | Non-BPA, Non-PSE | 281607 |  | 3805.5 |  | 2 |  | 1 |  | AVISTA | 20169 | N | AVISTA | 2017-05-11 | N/A | N/A | N/A | N/A | Core | Core | 9106.6154
SITE_00697 | Single Family | Single Family Detached | Eastern Washington | SPOKANE | WA | 99205 |  | Spokane | Non-BPA, Non-PSE | 281607 |  | 3805.5 |  | 2 |  | 2 |  | AVISTA | 20169 | N | AVISTA | 2017-05-12 | N/A | N/A | N/A | N/A | Core | Core | 2880.3393
SITE_00698 | Single Family | Single Family Detached | Eastern Washington | SPOKANE VALLEY | WA | 99212 |  | Spokane | Non-BPA, Non-PSE | 281607 |  | 3805.5 |  | 2 |  | 2 |  | AVISTA | 20169 | N | AVISTA | 2017-05-09 | N/A | N/A | N/A | N/A | Core | Core | 2880.3393
SITE_00699 | Single Family | Single Family Detached | Eastern Washington | YAKIMA | WA | 98902 |  | Yakima | Non-BPA, Non-PSE | 281607 |  | 3805.5 |  | 1 |  | 2 |  | PACIFIC POWER | 14354 | N | CASCADE NATURAL GAS | 2017-05-24 | N/A | N/A | N/A | N/A | Core | Core | 7381.5
SITE_00700 | Single Family | Townhome or Rowhome | Eastern Washington | LIBERTY LAKE | WA | 99019 |  | Spokane | Non-BPA, Non-PSE | 281607 |  | 3805.5 |  | 2 |  | 2 |  | AVISTA | 20169 | N | AVISTA | 2017-06-07 | N/A | N/A | N/A | N/A | Core | Core | 2880.3393
SITE_00701 | Manufactured | Double Wide | Eastern Washington | ELLENSBURG | WA | 98926 |  | Kittitas | BPA | 29194 |  | 1824.63 |  | 2 |  | 2 |  | KITTITAS PUD | 10326 | Y | N/A | 2017-05-26 | N/A | N/A | N/A | N/A | Core | Core | 1824.63
SITE_00702 | Single Family | Single Family Detached | Eastern Washington | OTHELLO | WA | 99344 |  | Adams | Non-BPA, Non-PSE | 281607 |  | 3805.5 |  | 2 |  | 2 |  | AVISTA | 20169 | N | CASCADE NATURAL GAS | 2017-05-23 | N/A | N/A | N/A | N/A | Core | Core | 9106.6154
SITE_00703 | Single Family | Single Family Detached | Eastern Washington | PASCO | WA | 99301 |  | Franklin | BPA | 184785 |  | 3931.6 |  | 1 |  | 3 |  | BIG BEND ELECTRIC COOPERATIVE | 1723 | Y | N/A | 2017-05-17 | N/A | N/A | N/A | N/A | Core | Core | 2639.8857
SITE_00704 | Single Family | Duplex, Triplex, or Fourplex | Eastern Washington | KENNEWICK | WA | 99337 |  | Benton | BPA | 184785 |  | 3931.6 |  | 1 |  | 3 |  | BENTON PUD | 1579 | Y | N/A | 2017-05-22 | N/A | N/A | N/A | N/A | Core | Core | 2639.8857
SITE_00705 | Single Family | Single Family Detached | Eastern Washington | SPOKANE | WA | 99203 |  | Spokane | Non-BPA, Non-PSE | 281607 |  | 3805.5 |  | 2 |  | 2 |  | AVISTA | 20169 | N | AVISTA | 2017-05-29 | N/A | N/A | N/A | N/A | Core | Core | 2880.3393
SITE_00706 | Single Family | Single Family Detached | Eastern Washington | PASCO | WA | 99301 |  | Franklin | BPA | 184785 |  | 3931.6 |  | 1 |  | 3 |  | FRANKLIN PUD | 6716 | Y | N/A | 2017-05-18 | N/A | N/A | N/A | N/A | Core | Core | 2639.8857
SITE_00707 | Single Family | Single Family Detached | Eastern Washington | COLBERT | WA | 99005 |  | Spokane | Non-BPA, Non-PSE | 281607 |  | 3805.5 |  | 2 |  | 2 |  | AVISTA | 20169 | N | N/A | 2017-05-27 | N/A | N/A | N/A | N/A | Core | Core | 2880.3393
SITE_00708 | Single Family | Single Family Detached | Eastern Washington | KENNEWICK | WA | 99336 |  | Benton | BPA | 184785 |  | 3931.6 |  | 1 |  | 3 |  | BENTON PUD | 1579 | Y | N/A | 2017-05-19 | N/A | N/A | N/A | N/A | Core | Core | 3931.6
SITE_00709 | Single Family | Single Family Detached | Eastern Washington | SPOKANE VALLEY | WA | 99037 |  | Spokane | BPA | 184785 |  | 3931.6 |  | 2 |  | 2 |  | VERA WATER AND POWER | 19784 | Y | N/A | 2017-05-11 | N/A | N/A | N/A | N/A | Core | Core | 2880.3393
SITE_00710 | Single Family | Single Family Detached | Eastern Washington | MESA | WA | 99343 |  | Franklin | BPA | 184785 |  | 3931.6 |  | 1 |  | 3 |  | FRANKLIN PUD | 6716 | Y | N/A | 2017-06-06 | N/A | N/A | N/A | N/A | Core | Core | 2639.8857
SITE_00711 | Single Family | Single Family Detached | Eastern Washington | SPOKANE | WA | 99224 |  | Spokane | BPA | 184785 |  | 3931.6 |  | 2 |  | 2 |  | INLAND POWER | 8699 | Y | N/A | 2017-05-20 | N/A | N/A | N/A | N/A | Core | Core | 2880.3393
SITE_00712 | Single Family | Single Family Detached | Eastern Washington | SPOKANE | WA | 99223 |  | Spokane | Non-BPA, Non-PSE | 281607 |  | 3805.5 |  | 2 |  | 2 |  | AVISTA | 20169 | N | AVISTA | 2017-06-02 | N/A | N/A | N/A | N/A | Core | Core | 2880.3393
SITE_00713 | Single Family | Single Family Detached | Eastern Washington | COLLEGE PLACE | WA | 99324 |  | Walla Walla | Non-BPA, Non-PSE | 281607 |  | 3805.5 |  | 1 |  | 3 |  | PACIFIC POWER | 14354 | N | CASCADE NATURAL GAS | 2017-05-13 | N/A | N/A | N/A | N/A | Core | Core | 2639.8857
SITE_00714 | Single Family | Single Family Detached | Eastern Washington | RICHLAND | WA | 99354 |  | Benton | BPA | 184785 |  | 3931.6 |  | 1 |  | 3 |  | CITY OF RICHLAND | 15979 | Y | CASCADE NATURAL GAS | 2017-05-12 | N/A | N/A | N/A | N/A | Core | Core | 2639.8857
SITE_00715 | Single Family | Single Family Detached | Eastern Washington | SPOKANE | WA | 99202 |  | Spokane | Non-BPA, Non-PSE | 281607 |  | 3805.5 |  | 2 |  | 2 |  | AVISTA | 20169 | N | AVISTA | 2017-05-08 | N/A | N/A | N/A | N/A | Core | Core | 2880.3393
SITE_00716 | Single Family | Single Family Detached | Eastern Washington | CHENEY | WA | 99004 |  | Spokane | BPA | 184785 |  | 3931.6 |  | 2 |  | 2 |  | CITY OF CHENEY | 3420 | Y | AVISTA | 2017-06-10 | N/A | N/A | N/A | N/A | Core | Core | 2880.3393
SITE_00717 | Manufactured | Double Wide | Eastern Washington | SPOKANE VALLEY | WA | 99016 |  | Spokane | Non-BPA, Non-PSE | 42352 |  | 1628.92 |  | 2 |  | 2 |  | AVISTA | 20169 | N | AVISTA | 2017-05-11 | N/A | N/A | N/A | N/A | Core | Core | 1628.92
SITE_00718 | Multifamily Residence | Apartment Building (3 or fewer floors) | Eastern Washington | YAKIMA | WA | 98902 |  | Yakima | Non-BPA, Non-PSE | 49131 |  | 1819.67 |  | 1 |  | 2 |  | PACIFIC POWER | 14354 | N | N/A | 2017-05-27 | BLDG_00184 | N/A | N/A | N/A | Core | Core | 1819.67
SITE_00719 | Single Family | Single Family Detached | Eastern Washington | KENNEWICK | WA | 99337 |  | Benton | BPA | 184785 |  | 3931.6 |  | 1 |  | 3 |  | BENTON PUD | 1579 | Y | CASCADE NATURAL GAS | 2017-05-11 | N/A | N/A | N/A | N/A | Core | Core | 2639.8857
SITE_00720 | Single Family | Single Family Detached | Eastern Washington | WALLA WALLA | WA | 99362 |  | Walla Walla | Non-BPA, Non-PSE | 281607 |  | 3805.5 |  | 1 |  | 3 |  | PACIFIC POWER | 14354 | N | CASCADE NATURAL GAS | 2017-05-12 | N/A | N/A | N/A | N/A | Core | Core | 2639.8857
SITE_00721 | Single Family | Single Family Detached | Eastern Washington | RICHLAND | WA | 99354 |  | Benton | BPA | 184785 |  | 3931.6 |  | 1 |  | 3 |  | CITY OF RICHLAND | 15979 | Y | CASCADE NATURAL GAS | 2017-05-20 | N/A | N/A | N/A | N/A | Core | Core | 2639.8857
SITE_00722 | Single Family | Single Family Detached | Eastern Washington | KENNEWICK | WA | 99337 |  | Benton | BPA | 184785 |  | 3931.6 |  | 1 |  | 3 |  | BENTON PUD | 1579 | Y | N/A | 2017-05-20 | N/A | N/A | N/A | N/A | Core | Core | 2639.8857
SITE_00723 | Single Family | Single Family Detached | Eastern Washington | SPOKANE | WA | 99207 |  | Spokane | Non-BPA, Non-PSE | 281607 |  | 3805.5 |  | 2 |  | 2 |  | AVISTA | 20169 | N | N/A | 2017-05-06 | N/A | N/A | N/A | N/A | Core | Core | 2880.3393
SITE_00724 | Single Family | Single Family Detached | Eastern Washington | SPOKANE | WA | 99208 |  | Spokane | Non-BPA, Non-PSE | 281607 |  | 3805.5 |  | 2 |  | 2 |  | AVISTA | 20169 | N | AVISTA | 2017-05-06 | N/A | N/A | N/A | N/A | Core | Core | 2880.3393
SITE_00725 | Single Family | Single Family Detached | Eastern Washington | SPOKANE | WA | 99207 |  | Spokane | Non-BPA, Non-PSE | 281607 |  | 3805.5 |  | 2 |  | 2 |  | AVISTA | 20169 | N | N/A | 2017-05-04 | N/A | N/A | N/A | N/A | Core | Core | 2880.3393
SITE_00726 | Manufactured | Single Wide | Eastern Washington | RICHLAND | WA | 99354 |  | Benton | BPA | 29194 |  | 1824.63 |  | 1 |  | 3 |  | CITY OF RICHLAND | 15979 | Y | N/A | 2017-05-19 | N/A | N/A | N/A | N/A | Core | Core | 1824.63
SITE_00727 | Single Family | Single Family Detached | Eastern Washington | SPOKANE VALLEY | WA | 99206 |  | Spokane | BPA | 184785 |  | 3931.6 |  | 2 |  | 2 |  | MODERN ELECTRIC WATER COMPANY | 12744 | Y | AVISTA | 2017-05-10 | N/A | N/A | N/A | N/A | Core | Core | 2880.3393
SITE_00728 | Single Family | Single Family Detached | Eastern Washington | ENTIAT | WA | 98822 |  | Chelan | Non-BPA, Non-PSE | 281607 |  | 3805.5 |  | 1 |  | 3 |  | CHELAN COUNTY PUD | 3413 | N | N/A | 2017-06-02 | N/A | N/A | N/A | N/A | Core | Core | 7147.4444
SITE_00729 | Single Family | Single Family Detached | Eastern Washington | SPOKANE | WA | 99202 |  | Spokane | Non-BPA, Non-PSE | 281607 |  | 3805.5 |  | 2 |  | 2 |  | AVISTA | 20169 | N | AVISTA | 2017-06-02 | N/A | N/A | N/A | N/A | Core | Core | 2880.3393
SITE_00730 | Single Family | Single Family Detached | Eastern Washington | KENNEWICK | WA | 99337 |  | Benton | BPA | 184785 |  | 3931.6 |  | 1 |  | 3 |  | BENTON PUD | 1579 | Y | N/A | 2017-05-17 | N/A | N/A | N/A | N/A | Core | Core | 2639.8857
SITE_00731 | Single Family | Single Family Detached | Eastern Washington | RICHLAND | WA | 99352 |  | Benton | BPA | 184785 |  | 3931.6 |  | 1 |  | 3 |  | CITY OF RICHLAND | 15979 | Y | CASCADE NATURAL GAS | 2017-05-12 | N/A | N/A | N/A | N/A | Core | Core | 2639.8857
SITE_00732 | Single Family | Single Family Detached | Eastern Washington | RICHLAND | WA | 99352 |  | Benton | BPA | 184785 |  | 3931.6 |  | 1 |  | 3 |  | CITY OF RICHLAND | 15979 | Y | CASCADE NATURAL GAS | 2017-05-12 | N/A | N/A | N/A | N/A | Core | Core | 2639.8857
SITE_00733 | Single Family | Single Family Detached | Eastern Washington | NINE MILE FALLS | WA | 99026 |  | Spokane | Non-BPA, Non-PSE | 281607 |  | 3805.5 |  | 2 |  | 2 |  | AVISTA | 20169 | N | N/A | 2017-06-12 | N/A | N/A | N/A | N/A | Core | Core | 2880.3393
SITE_00734 | Single Family | Single Family Detached | Eastern Washington | SPOKANE VALLEY | WA | 99212 |  | Spokane | Non-BPA, Non-PSE | 281607 |  | 3805.5 |  | 2 |  | 2 |  | AVISTA | 20169 | N | N/A | 2017-05-11 | N/A | N/A | N/A | N/A | Core | Core | 2880.3393
SITE_00735 | Single Family | Single Family Detached | Eastern Washington | WENATCHEE | WA | 98801 |  | Chelan | Non-BPA, Non-PSE | 281607 |  | 3805.5 |  | 1 |  | 3 |  | CHELAN COUNTY PUD | 3413 | N | N/A | 2017-05-12 | N/A | N/A | N/A | N/A | Core | Core | 7147.4444
SITE_00736 | Single Family | Single Family Detached | Eastern Washington | EAST WENATCHEE | WA | 98802 |  | Douglas | Non-BPA, Non-PSE | 281607 |  | 3805.5 |  | 1 |  | 3 |  | DOUGLAS COUNTY PUD | 5326 | N | N/A | 2017-05-10 | N/A | N/A | N/A | N/A | Core | Core | 7147.4444
SITE_00737 | Single Family | Single Family Detached | Eastern Washington | SPOKANE | WA | 99202 |  | Spokane | Non-BPA, Non-PSE | 281607 |  | 3805.5 |  | 2 |  | 2 |  | AVISTA | 20169 | N | AVISTA | 2017-05-21 | N/A | N/A | N/A | N/A | Core | Core | 2880.3393
SITE_00738 | Single Family | Single Family Detached | Eastern Washington | SPOKANE | WA | 99216 |  | Spokane | BPA | 184785 |  | 3931.6 |  | 2 |  | 2 |  | VERA WATER AND POWER | 19784 | Y | AVISTA | 2017-05-25 | N/A | N/A | N/A | N/A | Core | Core | 2880.3393
SITE_00739 | Single Family | Single Family Detached | Eastern Washington | RICHLAND | WA | 99352 |  | Benton | BPA | 184785 |  | 3931.6 |  | 1 |  | 3 |  | CITY OF RICHLAND | 15979 | Y | N/A | 2017-05-12 | N/A | N/A | N/A | N/A | Core | Core | 2639.8857
SITE_00740 | Single Family | Single Family Detached | Eastern Washington | SPOKANE VALLEY | WA | 99216 |  | Spokane | BPA | 184785 |  | 3931.6 |  | 2 |  | 2 |  | VERA WATER AND POWER | 19784 | Y | N/A | 2017-05-29 | N/A | N/A | N/A | N/A | Core | Core | 2880.3393
SITE_00741 | Single Family | Single Family Detached | Eastern Washington | SPOKANE | WA | 99223 |  | Spokane | BPA | 184785 |  | 3931.6 |  | 2 |  | 2 |  | INLAND POWER | 8699 | Y | N/A | 2017-05-25 | N/A | N/A | N/A | N/A | Core | Core | 2880.3393
SITE_00742 | Single Family | Duplex, Triplex, or Fourplex | Eastern Washington | CLARKSTON | WA | 99403 |  | Asotin | Non-BPA, Non-PSE | 281607 |  | 3805.5 |  | 1 |  | 3 |  | AVISTA | 20169 | N | N/A | 2017-05-10 | N/A | N/A | N/A | N/A | Core | Core | 9106.6154
SITE_00743 | Multifamily Residence | Apartment Building (3 or fewer floors) | Eastern Washington | RICHLAND | WA | 99354 |  | Benton | BPA | 31641 |  | 687.85 |  | 1 |  | 3 |  | CITY OF RICHLAND | 15979 | Y | N/A | 2017-05-16 | BLDG_00185 | N/A | N/A | N/A | Core | Core | 687.85
SITE_00744 | Manufactured | Double Wide | Eastern Washington | DAYTON | WA | 99328 |  | Columbia | Non-BPA, Non-PSE | 42352 |  | 1628.92 |  | 1 |  | 2 |  | PACIFIC POWER | 14354 | N | N/A | 2017-05-26 | N/A | N/A | N/A | N/A | Core | Core | 1628.92
SITE_00745 | Single Family | Single Family Detached | Eastern Washington | SPOKANE | WA | 99205 |  | Spokane | Non-BPA, Non-PSE | 281607 |  | 3805.5 |  | 2 |  | 2 |  | AVISTA | 20169 | N | AVISTA | 2017-05-21 | N/A | N/A | N/A | N/A | Core | Core | 2880.3393
SITE_00746 | Single Family | Single Family Detached | Eastern Washington | OTHELLO | WA | 99344 |  | Adams | Non-BPA, Non-PSE | 281607 |  | 3805.5 |  | 2 |  | 2 |  | AVISTA | 20169 | N | CASCADE NATURAL GAS | 2017-05-08 | N/A | N/A | N/A | N/A | Core | Core | 9106.6154
SITE_00747 | Single Family | Single Family Detached | Eastern Washington | SPOKANE | WA | 99202 |  | Spokane | Non-BPA, Non-PSE | 281607 |  | 3805.5 |  | 2 |  | 2 |  | AVISTA | 20169 | N | AVISTA | 2017-05-04 | N/A | N/A | N/A | N/A | Core | Core | 2880.3393
SITE_00748 | Single Family | Single Family Detached | Eastern Washington | RICHLAND | WA | 99354 |  | Benton | BPA | 184785 |  | 3931.6 |  | 1 |  | 3 |  | CITY OF RICHLAND | 15979 | Y | N/A | 2017-06-09 | N/A | N/A | N/A | N/A | Core | Core | 2639.8857
SITE_00749 | Single Family | Single Family Detached | Eastern Washington | YAKIMA | WA | 98908 |  | Yakima | Non-BPA, Non-PSE | 281607 |  | 3805.5 |  | 1 |  | 2 |  | PACIFIC POWER | 14354 | N | CASCADE NATURAL GAS | 2017-05-31 | N/A | N/A | N/A | N/A | Core | Core | 7381.5
SITE_00750 | Single Family | Single Family Detached | Eastern Washington | PASCO | WA | 99301 |  | Franklin | BPA | 184785 |  | 3931.6 |  | 1 |  | 3 |  | FRANKLIN PUD | 6716 | Y | CASCADE NATURAL GAS | 2017-05-18 | N/A | N/A | N/A | N/A | Core | Core | 2639.8857
SITE_00751 | Single Family | Single Family Detached | Eastern Washington | SPOKANE | WA | 99223 |  | Spokane | Non-BPA, Non-PSE | 281607 |  | 3805.5 |  | 2 |  | 2 |  | AVISTA | 20169 | N | AVISTA | 2017-05-03 | N/A | N/A | N/A | N/A | Core | Core | 2880.3393
SITE_00752 | Single Family | Single Family Detached | Eastern Washington | RICHLAND | WA | 99354 |  | Benton | BPA | 184785 |  | 3931.6 |  | 1 |  | 3 |  | CITY OF RICHLAND | 15979 | Y | N/A | 2017-05-09 | N/A | N/A | N/A | N/A | Core | Core | 2639.8857
SITE_00753 | Single Family | Single Family Detached | Eastern Washington | WENATCHEE | WA | 98801 |  | Chelan | Non-BPA, Non-PSE | 281607 |  | 3805.5 |  | 1 |  | 3 |  | CHELAN COUNTY PUD | 3413 | N | N/A | 2017-05-09 | N/A | N/A | N/A | N/A | Core | Core | 7147.4444
SITE_00754 | Single Family | Townhome or Rowhome | Eastern Washington | SPOKANE | WA | 99224 |  | Spokane | BPA | 184785 |  | 3931.6 |  | 2 |  | 2 |  | INLAND POWER | 8699 | Y | AVISTA | 2017-06-08 | N/A | N/A | N/A | N/A | Core | Core | 2880.3393
SITE_00755 | Single Family | Single Family Detached | Eastern Washington | SPOKANE | WA | 99203 |  | Spokane | Non-BPA, Non-PSE | 281607 |  | 3805.5 |  | 2 |  | 2 |  | AVISTA | 20169 | N | AVISTA | 2017-05-05 | N/A | N/A | N/A | N/A | Core | Core | 2880.3393
SITE_00756 | Single Family | Single Family Detached | Eastern Washington | RICHLAND | WA | 99352 |  | Benton | BPA | 184785 |  | 3931.6 |  | 1 |  | 3 |  | CITY OF RICHLAND | 15979 | Y | CASCADE NATURAL GAS | 2017-05-11 | N/A | N/A | N/A | N/A | Core | Core | 2639.8857
SITE_00757 | Single Family | Single Family Detached | Eastern Washington | SPOKANE | WA | 99203 |  | Spokane | Non-BPA, Non-PSE | 281607 |  | 3805.5 |  | 2 |  | 2 |  | AVISTA | 20169 | N | AVISTA | 2017-05-21 | N/A | N/A | N/A | N/A | Core | Core | 2880.3393
SITE_00758 | Single Family | Single Family Detached | Eastern Washington | SPOKANE | WA | 99207 |  | Spokane | Non-BPA, Non-PSE | 281607 |  | 3805.5 |  | 2 |  | 2 |  | AVISTA | 20169 | N | N/A | 2017-05-08 | N/A | N/A | N/A | N/A | Core | Core | 2880.3393
SITE_00759 | Single Family | Single Family Detached | Eastern Washington | GREENACRES | WA | 99016 |  | Spokane | BPA | 184785 |  | 3931.6 |  | 2 |  | 2 |  | VERA WATER AND POWER | 19784 | Y | AVISTA | 2017-05-24 | N/A | N/A | N/A | N/A | Core | Core | 2880.3393
SITE_00760 | Single Family | Single Family Detached | Eastern Washington | LIBERTY LAKE | WA | 99019 |  | Spokane | Non-BPA, Non-PSE | 281607 |  | 3805.5 |  | 2 |  | 2 |  | AVISTA | 20169 | N | AVISTA | 2017-06-06 | N/A | N/A | N/A | N/A | Core | Core | 2880.3393
SITE_00761 | Single Family | Single Family Detached | Eastern Washington | SPOKANE | WA | 99223 |  | Spokane | Non-BPA, Non-PSE | 281607 |  | 3805.5 |  | 2 |  | 2 |  | AVISTA | 20169 | N | AVISTA | 2017-06-09 | N/A | N/A | N/A | N/A | Core | Core | 2880.3393
SITE_00762 | Single Family | Single Family Detached | Eastern Washington | MEAD | WA | 99021 |  | Spokane | Non-BPA, Non-PSE | 281607 |  | 3805.5 |  | 2 |  | 2 |  | AVISTA | 20169 | N | AVISTA | 2017-05-30 | N/A | N/A | N/A | N/A | Core | Core | 2880.3393
SITE_00763 | Single Family | Single Family Detached | Eastern Washington | SPOKANE | WA | 99223 |  | Spokane | Non-BPA, Non-PSE | 281607 |  | 3805.5 |  | 2 |  | 2 |  | AVISTA | 20169 | N | AVISTA | 2017-05-02 | N/A | N/A | N/A | N/A | Core | Core | 2880.3393
SITE_00764 | Single Family | Single Family Detached | Eastern Washington | SPOKANE | WA | 99208 |  | Spokane | Non-BPA, Non-PSE | 281607 |  | 3805.5 |  | 2 |  | 2 |  | AVISTA | 20169 | N | AVISTA | 2017-05-04 | N/A | N/A | N/A | N/A | Core | Core | 2880.3393
SITE_00765 | Single Family | Single Family Detached | Eastern Washington | RICHLAND | WA | 99352 |  | Benton | BPA | 184785 |  | 3931.6 |  | 1 |  | 3 |  | CITY OF RICHLAND | 15979 | Y | N/A | 2017-05-22 | N/A | N/A | N/A | N/A | Core | Core | 2639.8857
SITE_00766 | Single Family | Single Family Detached | Eastern Washington | CHENEY | WA | 99004 |  | Spokane | BPA | 184785 |  | 3931.6 |  | 2 |  | 2 |  | CITY OF CHENEY | 3420 | Y | AVISTA | 2017-05-25 | N/A | N/A | N/A | N/A | Core | Core | 2880.3393
SITE_00767 | Single Family | Single Family Detached | Eastern Washington | SPOKANE | WA | 99207 |  | Spokane | Non-BPA, Non-PSE | 281607 |  | 3805.5 |  | 2 |  | 2 |  | AVISTA | 20169 | N | AVISTA | 2017-05-02 | N/A | N/A | N/A | N/A | Core | Core | 2880.3393
SITE_00768 | Single Family | Single Family Detached | Eastern Washington | SPOKANE | WA | 99223 |  | Spokane | Non-BPA, Non-PSE | 281607 |  | 3805.5 |  | 2 |  | 2 |  | AVISTA | 20169 | N | AVISTA | 2017-05-03 | N/A | N/A | N/A | N/A | Core | Core | 2880.3393
SITE_00769 | Manufactured | Double Wide | Eastern Washington | WEST RICHLAND | WA | 99353 |  | Benton | BPA | 29194 |  | 1824.63 |  | 1 |  | 3 |  | BENTON REA | 1625 | Y | N/A | 2017-05-09 | N/A | N/A | N/A | N/A | Core | Core | 1824.63
SITE_00770 | Single Family | Single Family Detached | Eastern Washington | SPOKANE | WA | 99203 |  | Spokane | Non-BPA, Non-PSE | 281607 |  | 3805.5 |  | 2 |  | 2 |  | AVISTA | 20169 | N | AVISTA | 2017-05-19 | N/A | N/A | N/A | N/A | Core | Core | 2880.3393
SITE_00771 | Single Family | Single Family Detached | Eastern Washington | SPOKANE | WA | 99223 |  | Spokane | Non-BPA, Non-PSE | 281607 |  | 3805.5 |  | 2 |  | 2 |  | AVISTA | 20169 | N | AVISTA | 2017-06-12 | N/A | N/A | N/A | N/A | Core | Core | 2880.3393
SITE_00772 | Single Family | Single Family Detached | Eastern Washington | SPOKANE | WA | 99208 |  | Spokane | Non-BPA, Non-PSE | 281607 |  | 3805.5 |  | 2 |  | 2 |  | AVISTA | 20169 | N | N/A | 2017-05-06 | N/A | N/A | N/A | N/A | Core | Core | 2880.3393
SITE_00773 | Single Family | Single Family Detached | Eastern Washington | WALLA WALLA | WA | 99362 |  | Walla Walla | Non-BPA, Non-PSE | 281607 |  | 3805.5 |  | 1 |  | 3 |  | PACIFIC POWER | 14354 | N | CASCADE NATURAL GAS | 2017-05-26 | N/A | N/A | N/A | N/A | Core | Core | 2639.8857
SITE_00774 | Manufactured | Double Wide | Eastern Washington | WASHTUCNA | WA | 99371 |  | Adams | Non-BPA, Non-PSE | 42352 |  | 1628.92 |  | 2 |  | 2 |  | AVISTA | 20169 | N | N/A | 2017-05-11 | N/A | N/A | N/A | N/A | Core | Core | 1628.92
SITE_00775 | Single Family | Single Family Detached | Eastern Washington | SELAH | WA | 98942 |  | Yakima | Non-BPA, Non-PSE | 281607 |  | 3805.5 |  | 1 |  | 2 |  | PACIFIC POWER | 14354 | N | N/A | 2017-05-25 | N/A | N/A | N/A | N/A | Core | Core | 7381.5
SITE_00776 | Single Family | Single Family Detached | Eastern Washington | WEST RICHLAND | WA | 99353 |  | Benton | BPA | 184785 |  | 3931.6 |  | 1 |  | 3 |  | BENTON REA | 1625 | Y | N/A | 2017-05-30 | N/A | N/A | N/A | N/A | Core | Core | 2639.8857
SITE_00777 | Single Family | Single Family Detached | Eastern Washington | CASHMERE | WA | 98815 |  | Chelan | Non-BPA, Non-PSE | 281607 |  | 3805.5 |  | 1 |  | 3 |  | CHELAN COUNTY PUD | 3413 | N | N/A | 2017-05-12 | N/A | N/A | N/A | N/A | Core | Core | 7147.4444
SITE_00778 | Single Family | Single Family Detached | Eastern Washington | WENATCHEE | WA | 98801 |  | Chelan | Non-BPA, Non-PSE | 281607 |  | 3805.5 |  | 1 |  | 3 |  | CHELAN COUNTY PUD | 3413 | N | N/A | 2017-05-10 | N/A | N/A | N/A | N/A | Core | Core | 7147.4444
SITE_00779 | Single Family | Single Family Detached | Eastern Washington | LIBERTY LAKE | WA | 99016 |  | Spokane | Non-BPA, Non-PSE | 281607 |  | 3805.5 |  | 2 |  | 2 |  | AVISTA | 20169 | N | AVISTA | 2017-05-30 | N/A | N/A | N/A | N/A | Core | Core | 2880.3393
SITE_00780 | Single Family | Single Family Detached | Eastern Washington | SPOKANE VALLEY | WA | 99212 |  | Spokane | Non-BPA, Non-PSE | 281607 |  | 3805.5 |  | 2 |  | 2 |  | AVISTA | 20169 | N | AVISTA | 2017-05-10 | N/A | N/A | N/A | N/A | Core | Core | 2880.3393
SITE_00781 | Single Family | Single Family Detached | Eastern Washington | PULLMAN | WA | 99163 |  | Whitman | Non-BPA, Non-PSE | 281607 |  | 3805.5 |  | 2 |  | 1 |  | AVISTA | 20169 | N | AVISTA | 2017-05-09 | N/A | N/A | N/A | N/A | Core | Core | 9106.6154
SITE_00782 | Single Family | Single Family Detached | Eastern Washington | SPOKANE | WA | 99205 |  | Spokane | Non-BPA, Non-PSE | 281607 |  | 3805.5 |  | 2 |  | 2 |  | AVISTA | 20169 | N | AVISTA | 2017-05-31 | N/A | N/A | N/A | N/A | Core | Core | 2880.3393
SITE_00783 | Single Family | Single Family Detached | Eastern Washington | KENNEWICK | WA | 99336 |  | Benton | BPA | 184785 |  | 3931.6 |  | 1 |  | 3 |  | BENTON PUD | 1579 | Y | N/A | 2017-05-20 | N/A | N/A | N/A | N/A | Core | Core | 2639.8857
SITE_00784 | Single Family | Single Family Detached | Eastern Washington | SPOKANE | WA | 99217 |  | Spokane | Non-BPA, Non-PSE | 281607 |  | 3805.5 |  | 2 |  | 2 |  | AVISTA | 20169 | N | AVISTA | 2017-06-07 | N/A | N/A | N/A | N/A | Core | Core | 2880.3393
SITE_00785 | Manufactured | Triple Wide | Eastern Washington | COLBERT | WA | 99005 |  | Spokane | Non-BPA, Non-PSE | 42352 |  | 1628.92 |  | 2 |  | 2 |  | AVISTA | 20169 | N | N/A | 2017-05-23 | N/A | N/A | N/A | N/A | Core | Core | 1628.92
SITE_00786 | Single Family | Single Family Detached | Eastern Washington | EAST WENATCHEE | WA | 98802 |  | Douglas | Non-BPA, Non-PSE | 281607 |  | 3805.5 |  | 1 |  | 3 |  | DOUGLAS COUNTY PUD | 5326 | N | N/A | 2017-05-11 | N/A | N/A | N/A | N/A | Core | Core | 7147.4444
SITE_00787 | Single Family | Single Family Detached | Eastern Washington | KENNEWICK | WA | 99336 |  | Benton | BPA | 184785 |  | 3931.6 |  | 1 |  | 3 |  | BENTON PUD | 1579 | Y | N/A | 2017-05-24 | N/A | N/A | N/A | N/A | Core | Core | 2639.8857
SITE_00788 | Single Family | Single Family Detached | Eastern Washington | SPOKANE | WA | 99208 |  | Spokane | Non-BPA, Non-PSE | 281607 |  | 3805.5 |  | 2 |  | 2 |  | AVISTA | 20169 | N | AVISTA | 2017-05-02 | N/A | N/A | N/A | N/A | Core | Core | 2880.3393
SITE_00789 | Single Family | Single Family Detached | Eastern Washington | ELLENSBURG | WA | 98926 |  | Kittitas | BPA | 184785 |  | 3931.6 |  | 2 |  | 2 |  | CITY OF ELLENSBURG | 6149 | Y | N/A | 2017-05-23 | N/A | N/A | N/A | N/A | Core | Core | 9106.6154
SITE_00790 | Single Family | Single Family Detached | Eastern Washington | YAKIMA | WA | 98902 |  | Yakima | Non-BPA, Non-PSE | 281607 |  | 3805.5 |  | 1 |  | 2 |  | PACIFIC POWER | 14354 | N | CASCADE NATURAL GAS | 2017-05-25 | N/A | N/A | N/A | N/A | Core | Core | 7381.5
SITE_00791 | Multifamily Residence | Apartment Building (4 to 6 floors) | Puget Sound | KIRKLAND | WA | 98033 |  | King | PSE - King County | 104014 |  | 2000.27 |  | 1 |  | 1 |  | PUGET SOUND ENERGY | 15500 | N | PUGET SOUND ENERGY | 2017-02-14 | BLDG_00186 | N/A | N/A | N/A | PSE | Oversample | 2000.27
SITE_00792 | Multifamily Residence | Apartment Building (3 or fewer floors) | Puget Sound | MAPLE VALLEY | WA | 98038 |  | King | PSE - King County | 104014 |  | 2000.27 |  | 1 |  | 1 |  | PUGET SOUND ENERGY | 15500 | N | N/A | 2017-02-06 | BLDG_00187 | N/A | N/A | N/A | PSE | Oversample | 2000.27
SITE_00793 | Multifamily Residence | Apartment Building (4 to 6 floors) | Puget Sound | KIRKLAND | WA | 98033 |  | King | PSE - King County | 104014 |  | 2000.27 |  | 1 |  | 1 |  | PUGET SOUND ENERGY | 15500 | N | N/A | 2017-02-07 | BLDG_00188 | N/A | N/A | N/A | PSE | Oversample | 2000.27
SITE_00794 | Multifamily Residence | Apartment Building (4 to 6 floors) | Puget Sound | SEATTLE | WA | 98121 |  | King | SCL | 148177 |  | 2002.39 |  | 1 |  | 1 |  | SEATTLE CITY LIGHT | 16868 | Y | N/A | 2017-03-28 | BLDG_00189 | N/A | N/A | N/A | PSE | Oversample | 2002.39
SITE_00795 | Multifamily Residence | Apartment Building (3 or fewer floors) | Puget Sound | KENT | WA | 98030 |  | King | PSE - King County | 104014 |  | 2000.27 |  | 1 |  | 1 |  | PUGET SOUND ENERGY | 15500 | N | N/A | 2017-03-27 | BLDG_00190 | N/A | N/A | N/A | PSE | Oversample | 2000.27
SITE_00796 | Multifamily Residence | Apartment Building (3 or fewer floors) | Puget Sound | SEATTLE | WA | 98102 |  | King | SCL | 148177 |  | 2002.39 |  | 1 |  | 1 |  | SEATTLE CITY LIGHT | 16868 | Y | PUGET SOUND ENERGY | 2017-02-04 | BLDG_00191 | N/A | N/A | N/A | PSE | Oversample | 2002.39
SITE_00797 | Multifamily Residence | Apartment Building (3 or fewer floors) | Puget Sound | SAMMAMISH | WA | 98075 |  | King | PSE - King County | 104014 |  | 2000.27 |  | 1 |  | 1 |  | PUGET SOUND ENERGY | 15500 | N | PUGET SOUND ENERGY | 2017-02-07 | BLDG_00192 | N/A | N/A | N/A | PSE | Oversample | 2000.27
SITE_00798 | Multifamily Residence | Apartment Building (3 or fewer floors) | Puget Sound | BELLEVUE | WA | 98007 |  | King | PSE - King County | 104014 |  | 2000.27 |  | 1 |  | 1 |  | PUGET SOUND ENERGY | 15500 | N | N/A | 2017-02-04 | BLDG_00193 | N/A | N/A | N/A | PSE | Oversample | 2000.27
SITE_00799 | Multifamily Residence | Apartment Building (3 or fewer floors) | Puget Sound | BELLEVUE | WA | 98005 |  | King | PSE - King County | 104014 |  | 2000.27 |  | 1 |  | 1 |  | PUGET SOUND ENERGY | 15500 | N | PUGET SOUND ENERGY | 2017-02-13 | BLDG_00194 | N/A | N/A | N/A | PSE | Oversample | 2000.27
SITE_00800 | Multifamily Residence | Apartment Building (3 or fewer floors) | Puget Sound | KENT | WA | 98042 |  | King | PSE - King County | 104014 |  | 2000.27 |  | 1 |  | 1 |  | PUGET SOUND ENERGY | 15500 | N | PUGET SOUND ENERGY | 2017-02-06 | BLDG_00195 | N/A | N/A | N/A | PSE | Oversample | 2000.27
SITE_00801 | Multifamily Residence | Apartment Building (4 to 6 floors) | Puget Sound | BELLEVUE | WA | 98005 |  | King | PSE - King County | 104014 |  | 2000.27 |  | 1 |  | 1 |  | PUGET SOUND ENERGY | 15500 | N | N/A | 2017-02-08 | BLDG_00196 | N/A | N/A | N/A | PSE | Oversample | 2000.27
SITE_00802 | Multifamily Residence | Apartment Building (3 or fewer floors) | Puget Sound | KENT | WA | 98031 |  | King | PSE - King County | 104014 |  | 2000.27 |  | 1 |  | 1 |  | PUGET SOUND ENERGY | 15500 | N | N/A | 2017-02-24 | BLDG_00197 | N/A | N/A | N/A | PSE | Oversample | 2000.27
SITE_00803 | Multifamily Residence | Apartment Building (3 or fewer floors) | Puget Sound | FEDERAL WAY | WA | 98003 |  | King | PSE - King County | 104014 |  | 2000.27 |  | 1 |  | 1 |  | PUGET SOUND ENERGY | 15500 | N | N/A | 2017-02-20 | BLDG_00198 | N/A | N/A | N/A | PSE | Oversample | 2000.27
SITE_00804 | Multifamily Residence | Apartment Building (3 or fewer floors) | Puget Sound | SEATAC | WA | 98188 |  | King | PSE - King County | 104014 |  | 2000.27 |  | 1 |  | 1 |  | PUGET SOUND ENERGY | 15500 | N | N/A | 2017-01-31 | BLDG_00199 | N/A | N/A | N/A | PSE | Oversample | 2000.27
SITE_00805 | Multifamily Residence | Apartment Building (3 or fewer floors) | Puget Sound | BELLEVUE | WA | 98005 |  | King | PSE - King County | 104014 |  | 2000.27 |  | 1 |  | 1 |  | PUGET SOUND ENERGY | 15500 | N | N/A | 2017-02-08 | BLDG_00200 | N/A | N/A | N/A | PSE | Oversample | 2000.27
SITE_00806 | Single Family | Duplex, Triplex, or Fourplex | Puget Sound | ENUMCLAW | WA | 98022 |  | Pierce | PSE | 679140 |  | 12576.67 |  | 1 |  | 1 |  | PUGET SOUND ENERGY | 15500 | N | N/A | 2017-02-21 | N/A | N/A | N/A | N/A | Core | Core | 14922.6667
SITE_00807 | Single Family | Duplex, Triplex, or Fourplex | Puget Sound | KENT | WA | 98030 |  | King | PSE | 679140 |  | 12576.67 |  | 1 |  | 1 |  | PUGET SOUND ENERGY | 15500 | N | N/A | 2017-01-31 | N/A | N/A | N/A | N/A | Core | Core | 14922.6667
SITE_00808 | Multifamily Residence | Apartment Building (3 or fewer floors) | Puget Sound | KIRKLAND | WA | 98034 |  | King | PSE - King County | 104014 |  | 2000.27 |  | 1 |  | 1 |  | PUGET SOUND ENERGY | 15500 | N | N/A | 2017-02-14 | BLDG_00201 | N/A | N/A | N/A | PSE | Oversample | 2000.27
SITE_00809 | Multifamily Residence | Apartment Building (3 or fewer floors) | Puget Sound | SEATTLE | WA | 98122 |  | King | SCL | 148177 |  | 2002.39 |  | 1 |  | 1 |  | SEATTLE CITY LIGHT | 16868 | Y | PUGET SOUND ENERGY | 2017-01-31 | BLDG_00202 | N/A | N/A | N/A | PSE | Oversample | 2002.39
SITE_00810 | Multifamily Residence | Apartment Building (3 or fewer floors) | Puget Sound | AUBURN | WA | 98092 |  | King | PSE - King County | 104014 |  | 2000.27 |  | 1 |  | 1 |  | PUGET SOUND ENERGY | 15500 | N | N/A | 2017-02-23 | BLDG_00203 | N/A | N/A | N/A | PSE | Oversample | 2000.27
SITE_00811 | Multifamily Residence | Apartment Building (3 or fewer floors) | Puget Sound | KENT | WA | 98030 |  | King | PSE - King County | 104014 |  | 2000.27 |  | 1 |  | 1 |  | PUGET SOUND ENERGY | 15500 | N | N/A | 2017-02-23 | BLDG_00204 | N/A | N/A | N/A | PSE | Oversample | 2000.27
SITE_00812 | Multifamily Residence | Apartment Building (3 or fewer floors) | Puget Sound | BELLEVUE | WA | 98007 |  | King | PSE - King County | 104014 |  | 2000.27 |  | 1 |  | 1 |  | PUGET SOUND ENERGY | 15500 | N | N/A | 2017-02-03 | BLDG_00205 | N/A | N/A | N/A | PSE | Oversample | 2000.27
SITE_00813 | Multifamily Residence | Apartment Building (3 or fewer floors) | Puget Sound | KENT | WA | 98030 |  | King | PSE - King County | 104014 |  | 2000.27 |  | 1 |  | 1 |  | PUGET SOUND ENERGY | 15500 | N | N/A | 2017-02-24 | BLDG_00206 | N/A | N/A | N/A | PSE | Oversample | 2000.27
SITE_00814 | Multifamily Residence | Apartment Building (3 or fewer floors) | Puget Sound | BELLEVUE | WA | 98005 |  | King | PSE - King County | 104014 |  | 2000.27 |  | 1 |  | 1 |  | PUGET SOUND ENERGY | 15500 | N | N/A | 2017-02-04 | BLDG_00207 | N/A | N/A | N/A | PSE | Oversample | 2000.27
SITE_00815 | Multifamily Residence | Apartment Building (3 or fewer floors) | Puget Sound | FEDERAL WAY | WA | 98003 |  | King | PSE - King County | 104014 |  | 2000.27 |  | 1 |  | 1 |  | PUGET SOUND ENERGY | 15500 | N | N/A | 2017-02-24 | BLDG_00208 | N/A | N/A | N/A | PSE | Oversample | 2000.27
SITE_00816 | Multifamily Residence | Apartment Building (3 or fewer floors) | Puget Sound | KIRKLAND | WA | 98034 |  | King | PSE - King County | 104014 |  | 2000.27 |  | 1 |  | 1 |  | PUGET SOUND ENERGY | 15500 | N | N/A | 2017-02-27 | BLDG_00209 | N/A | N/A | N/A | PSE | Oversample | 2000.27
SITE_00817 | Multifamily Residence | Apartment Building (3 or fewer floors) | Western Montana | MISSOULA | MT | 59804 |  | Missoula | Non-BPA | 23135 |  | 2103.18 |  | 3 |  | 1 |  | NORTHWESTERN ENERGY | 13902 | N | N/A | 2017-06-14 | BLDG_00210 | N/A | N/A | N/A | Core | Core | 2103.18
SITE_00818 | Single Family | Duplex, Triplex, or Fourplex | Western Montana | LOLO | MT | 59847 |  | Missoula | Non-BPA | 175063 |  | 1882.4 |  | 3 |  | 1 |  | NORTHWESTERN ENERGY | 13902 | N | N/A | 2017-06-15 | N/A | N/A | N/A | N/A | Core | Core | 2147.4231
SITE_00819 | Multifamily Residence | Apartment Building (3 or fewer floors) | Western Montana | RONAN | MT | 59864 |  | Lake | BPA | 5779 |  | 214.04 |  | 2 |  | 1 |  | MISSION VALLEY POWER | 19603 | Y | N/A | 2017-06-28 | BLDG_00211 | N/A | N/A | N/A | BPA | Oversample | 214.04
SITE_00820 | Single Family | Duplex, Triplex, or Fourplex | Western Montana | STEVENSVILLE | MT | 59870 |  | Ravalli | Non-BPA | 175063 |  | 1882.4 |  | 2 |  | 1 |  | NORTHWESTERN ENERGY | 13902 | N | N/A | 2017-06-13 | N/A | N/A | N/A | N/A | Core | Core | 2147.4231
SITE_00821 | Single Family | Duplex, Triplex, or Fourplex | Western Montana | STEVENSVILLE | MT | 59870 |  | Ravalli | Non-BPA | 175063 |  | 1882.4 |  | 2 |  | 1 |  | NORTHWESTERN ENERGY | 13902 | N | NORTHWESTERN ENERGY | 2017-06-13 | N/A | N/A | N/A | N/A | Core | Core | 2147.4231
SITE_00822 | Single Family | Duplex, Triplex, or Fourplex | Western Montana | STEVENSVILLE | MT | 59870 |  | Ravalli | Non-BPA | 175063 |  | 1882.4 |  | 2 |  | 1 |  | NORTHWESTERN ENERGY | 13902 | N | NORTHWESTERN ENERGY | 2017-06-13 | N/A | N/A | N/A | N/A | Core | Core | 2147.4231
SITE_00823 | Single Family | Duplex, Triplex, or Fourplex | Western Montana | VICTOR | MT | 59875 |  | Ravalli | Non-BPA | 175063 |  | 1882.4 |  | 2 |  | 1 |  | NORTHWESTERN ENERGY | 13902 | N | N/A | 2017-06-14 | N/A | N/A | N/A | N/A | Core | Core | 2147.4231
SITE_00824 | Multifamily Residence | Apartment Building (3 or fewer floors) | Western Montana | KALISPELL | MT | 59901 |  | Flathead | BPA | 5779 |  | 214.04 |  | 3 |  | 1 |  | FLATHEAD ELECTRIC COOPERATIVE | 6395 | Y | NORTHWESTERN ENERGY | 2017-06-16 | BLDG_00212 | N/A | N/A | N/A | BPA | Oversample | 214.04
SITE_00825 | Single Family | Duplex, Triplex, or Fourplex | Western Montana | KALISPELL | MT | 59901 |  | Flathead | BPA | 95814 |  | 2661.5 |  | 3 |  | 1 |  | FLATHEAD ELECTRIC COOPERATIVE | 6395 | Y | N/A | 2017-06-27 | N/A | N/A | N/A | N/A | BPA | Oversample | 2147.4231
SITE_00826 | Multifamily Residence | Apartment Building (3 or fewer floors) | Western Montana | KALISPELL | MT | 59901 |  | Flathead | BPA | 5779 |  | 214.04 |  | 3 |  | 1 |  | FLATHEAD ELECTRIC COOPERATIVE | 6395 | Y | N/A | 2017-09-20 | BLDG_00213 | N/A | N/A | N/A | BPA | Oversample | 214.04
SITE_00827 | Multifamily Residence | Apartment Building (3 or fewer floors) | Western Montana | KALISPELL | MT | 59901 |  | Flathead | BPA | 5779 |  | 214.04 |  | 3 |  | 1 |  | FLATHEAD ELECTRIC COOPERATIVE | 6395 | Y | N/A | 2017-06-17 | BLDG_00214 | N/A | N/A | N/A | BPA | Oversample | 214.04
SITE_00828 | Multifamily Residence | Apartment Building (3 or fewer floors) | Western Montana | KALISPELL | MT | 59901 |  | Flathead | BPA | 5779 |  | 214.04 |  | 3 |  | 1 |  | FLATHEAD ELECTRIC COOPERATIVE | 6395 | Y | N/A | 2017-06-27 | BLDG_00215 | N/A | N/A | N/A | BPA | Oversample | 214.04
SITE_00829 | Multifamily Residence | Apartment Building (3 or fewer floors) | Western Montana | BIGFORK | MT | 59911 |  | Flathead | BPA | 5779 |  | 214.04 |  | 3 |  | 1 |  | FLATHEAD ELECTRIC COOPERATIVE | 6395 | Y | N/A | 2017-06-30 | BLDG_00216 | N/A | N/A | N/A | BPA | Oversample | 214.04
SITE_00830 | Multifamily Residence | Apartment Building (3 or fewer floors) | Western Montana | COLUMBIA FALLS | MT | 59912 |  | Flathead | BPA | 5779 |  | 214.04 |  | 3 |  | 1 |  | FLATHEAD ELECTRIC COOPERATIVE | 6395 | Y | N/A | 2017-06-29 | BLDG_00217 | N/A | N/A | N/A | BPA | Oversample | 214.04
SITE_00831 | Single Family | Duplex, Triplex, or Fourplex | Western Montana | COLUMBIA FALLS | MT | 59912 |  | Flathead | BPA | 95814 |  | 2661.5 |  | 3 |  | 1 |  | FLATHEAD ELECTRIC COOPERATIVE | 6395 | Y | N/A | 2017-06-17 | N/A | N/A | N/A | N/A | BPA | Oversample | 2147.4231
SITE_00832 | Multifamily Residence | Apartment Building (3 or fewer floors) | Western Montana | LIBBY | MT | 59923 |  | Lincoln | BPA | 5779 |  | 214.04 |  | 2 |  | 1 |  | FLATHEAD ELECTRIC COOPERATIVE | 6395 | Y | N/A | 2017-09-21 | BLDG_00218 | N/A | N/A | N/A | BPA | Oversample | 214.04
SITE_00833 | Multifamily Residence | Apartment Building (3 or fewer floors) | Western Montana | LIBBY | MT | 59923 |  | Lincoln | BPA | 5779 |  | 214.04 |  | 2 |  | 1 |  | FLATHEAD ELECTRIC COOPERATIVE | 6395 | Y | N/A | 2017-09-21 | BLDG_00218 | N/A | N/A | N/A | BPA | Oversample | 214.04
SITE_00834 | Multifamily Residence | Apartment Building (3 or fewer floors) | Western Montana | LIBBY | MT | 59923 |  | Lincoln | BPA | 5779 |  | 214.04 |  | 2 |  | 1 |  | FLATHEAD ELECTRIC COOPERATIVE | 6395 | Y | N/A | 2017-09-21 | BLDG_00219 | N/A | N/A | N/A | BPA | Oversample | 214.04
SITE_00835 | Single Family | Duplex, Triplex, or Fourplex | Western Montana | LIBBY | MT | 59923 |  | Lincoln | BPA | 95814 |  | 2661.5 |  | 2 |  | 1 |  | FLATHEAD ELECTRIC COOPERATIVE | 6395 | Y | N/A | 2017-09-21 | N/A | N/A | N/A | N/A | BPA | Oversample | 3706.5714
SITE_00836 | Multifamily Residence | Apartment Building (3 or fewer floors) | Western Montana | WHITEFISH | MT | 59937 |  | Flathead | BPA | 5779 |  | 214.04 |  | 3 |  | 1 |  | FLATHEAD ELECTRIC COOPERATIVE | 6395 | Y | NORTHWESTERN ENERGY | 2017-06-16 | BLDG_00220 | N/A | N/A | N/A | BPA | Oversample | 214.04
SITE_00837 | Multifamily Residence | Apartment Building (3 or fewer floors) | Western Montana | KALISPELL | MT | 59901 |  | Flathead | BPA | 5779 |  | 214.04 |  | 3 |  | 1 |  | FLATHEAD ELECTRIC COOPERATIVE | 6395 | Y | N/A | 2017-08-29 | BLDG_00221 | N/A | N/A | N/A | BPA | Oversample | 214.04
SITE_00838 | Multifamily Residence | Apartment Building (3 or fewer floors) | Western Montana | WHITEFISH | MT | 59937 |  | Flathead | BPA | 5779 |  | 214.04 |  | 3 |  | 1 |  | FLATHEAD ELECTRIC COOPERATIVE | 6395 | Y | N/A | 2017-08-28 | BLDG_00222 | N/A | N/A | N/A | BPA | Oversample | 214.04
SITE_00839 | Single Family | Duplex, Triplex, or Fourplex | Western Montana | WHITEFISH | MT | 59937 |  | Flathead | BPA | 95814 |  | 2661.5 |  | 3 |  | 1 |  | FLATHEAD ELECTRIC COOPERATIVE | 6395 | Y | N/A | 2017-08-30 | N/A | N/A | N/A | N/A | BPA | Oversample | 2147.4231
SITE_00840 | Multifamily Residence | Apartment Building (3 or fewer floors) | Western Montana | WHITEFISH | MT | 59937 |  | Flathead | BPA | 5779 |  | 214.04 |  | 3 |  | 1 |  | FLATHEAD ELECTRIC COOPERATIVE | 6395 | Y | NORTHWESTERN ENERGY | 2017-08-28 | BLDG_00220 | N/A | N/A | N/A | BPA | Oversample | 214.04
SITE_00841 | Single Family | Duplex, Triplex, or Fourplex | Western Montana | WHITEFISH | MT | 59937 |  | Flathead | BPA | 95814 |  | 2661.5 |  | 3 |  | 1 |  | FLATHEAD ELECTRIC COOPERATIVE | 6395 | Y | NORTHWESTERN ENERGY | 2017-08-31 | N/A | N/A | N/A | N/A | BPA | Oversample | 2661.5
SITE_00842 | Multifamily Residence | Apartment Building (3 or fewer floors) | Western Montana | KALISPELL | MT | 59901 |  | Flathead | BPA | 5779 |  | 214.04 |  | 3 |  | 1 |  | FLATHEAD ELECTRIC COOPERATIVE | 6395 | Y | N/A | 2017-09-20 | BLDG_00224 | N/A | N/A | N/A | BPA | Oversample | 214.04
SITE_00843 | Multifamily Residence | Apartment Building (3 or fewer floors) | Western Montana | COLUMBIA FALLS | MT | 59912 |  | Flathead | BPA | 5779 |  | 214.04 |  | 3 |  | 1 |  | FLATHEAD ELECTRIC COOPERATIVE | 6395 | Y | N/A | 2017-08-28 | BLDG_00217 | N/A | N/A | N/A | BPA | Oversample | 214.04
SITE_00844 | Multifamily Residence | Apartment Building (3 or fewer floors) | Western Montana | BIGFORK | MT | 59911 |  | Flathead | BPA | 5779 |  | 214.04 |  | 3 |  | 1 |  | FLATHEAD ELECTRIC COOPERATIVE | 6395 | Y | N/A | 2017-09-08 | BLDG_00226 | N/A | N/A | N/A | BPA | Oversample | 214.04
SITE_00845 | Single Family | Duplex, Triplex, or Fourplex | Western Montana | COLUMBIA FALLS | MT | 59912 |  | Flathead | BPA | 95814 |  | 2661.5 |  | 3 |  | 1 |  | FLATHEAD ELECTRIC COOPERATIVE | 6395 | Y | N/A | 2017-08-31 | N/A | N/A | N/A | N/A | BPA | Oversample | 2147.4231
SITE_00846 | Multifamily Residence | Apartment Building (4 to 6 floors) | Western Montana | KALISPELL | MT | 59901 |  | Flathead | BPA | 5779 |  | 214.04 |  | 3 |  | 1 |  | FLATHEAD ELECTRIC COOPERATIVE | 6395 | Y | N/A | 2017-09-08 | BLDG_00227 | N/A | N/A | N/A | BPA | Oversample | 214.04
SITE_00847 | Multifamily Residence | Apartment Building (3 or fewer floors) | Western Montana | COLUMBIA FALLS | MT | 59912 |  | Flathead | BPA | 5779 |  | 214.04 |  | 3 |  | 1 |  | FLATHEAD ELECTRIC COOPERATIVE | 6395 | Y | N/A | 2017-08-29 | BLDG_00228 | N/A | N/A | N/A | BPA | Oversample | 214.04
SITE_00848 | Multifamily Residence | Apartment Building (3 or fewer floors) | Western Montana | WHITEFISH | MT | 59937 |  | Flathead | BPA | 5779 |  | 214.04 |  | 3 |  | 1 |  | FLATHEAD ELECTRIC COOPERATIVE | 6395 | Y | N/A | 2017-08-28 | BLDG_00229 | N/A | N/A | N/A | BPA | Oversample | 214.04
SITE_00849 | Multifamily Residence | Apartment Building (3 or fewer floors) | Western Montana | KALISPELL | MT | 59901 |  | Flathead | BPA | 5779 |  | 214.04 |  | 3 |  | 1 |  | FLATHEAD ELECTRIC COOPERATIVE | 6395 | Y | NORTHWESTERN ENERGY | 2017-09-20 | BLDG_00230 | N/A | N/A | N/A | BPA | Oversample | 214.04
SITE_00850 | Manufactured | Single Wide | Western Montana | KALISPELL | MT | 59901 |  | Flathead | BPA | 14551 |  | 765.84 |  | 3 |  | 1 |  | FLATHEAD ELECTRIC COOPERATIVE | 6395 | Y | NORTHWESTERN ENERGY | 2017-08-30 | N/A | N/A | N/A | N/A | BPA | Oversample | 765.84
SITE_00851 | Multifamily Residence | Apartment Building (3 or fewer floors) | Western Montana | WHITEFISH | MT | 59937 |  | Flathead | BPA | 5779 |  | 214.04 |  | 3 |  | 1 |  | FLATHEAD ELECTRIC COOPERATIVE | 6395 | Y | NORTHWESTERN ENERGY | 2017-08-30 | BLDG_00231 | N/A | N/A | N/A | BPA | Oversample | 214.04
SITE_00852 | Single Family | Single Family Detached | Western Montana | KALISPELL | MT | 59901 |  | Flathead | BPA | 95814 |  | 2661.5 |  | 3 |  | 1 |  | FLATHEAD ELECTRIC COOPERATIVE | 6395 | Y | NORTHWESTERN ENERGY | 2017-06-27 | N/A | N/A | N/A | N/A | BPA | Oversample | 2147.4231
SITE_00853 | Single Family | Single Family Detached | Western Montana | COLUMBIA FALLS | MT | 59912 |  | Flathead | BPA | 95814 |  | 2661.5 |  | 3 |  | 1 |  | FLATHEAD ELECTRIC COOPERATIVE | 6395 | Y | NORTHWESTERN ENERGY | 2017-06-17 | N/A | N/A | N/A | N/A | BPA | Oversample | 2147.4231
SITE_00854 | Single Family | Single Family Detached | Western Montana | WHITEFISH | MT | 59937 |  | Flathead | BPA | 95814 |  | 2661.5 |  | 3 |  | 1 |  | FLATHEAD ELECTRIC COOPERATIVE | 6395 | Y | NORTHWESTERN ENERGY | 2017-06-16 | N/A | N/A | N/A | N/A | BPA | Oversample | 2661.5
SITE_00855 | Single Family | Single Family Detached | Western Montana | STEVENSVILLE | MT | 59870 |  | Ravalli | BPA | 95814 |  | 2661.5 |  | 2 |  | 1 |  | RAVALLI COUNTY ELEC COOP, INC | 26916 | Y | N/A | 2017-06-13 | N/A | N/A | N/A | N/A | BPA | Oversample | 2147.4231
SITE_00856 | Single Family | Single Family Detached | Western Montana | KALISPELL | MT | 59901 |  | Flathead | BPA | 95814 |  | 2661.5 |  | 3 |  | 1 |  | FLATHEAD ELECTRIC COOPERATIVE | 6395 | Y | N/A | 2017-08-27 | N/A | N/A | N/A | N/A | BPA | Oversample | 2147.4231
SITE_00857 | Single Family | Single Family Detached | Western Montana | KALISPELL | MT | 59901 |  | Flathead | BPA | 95814 |  | 2661.5 |  | 3 |  | 1 |  | FLATHEAD ELECTRIC COOPERATIVE | 6395 | Y | N/A | 2017-08-30 | N/A | N/A | N/A | N/A | BPA | Oversample | 2147.4231
SITE_00858 | Single Family | Duplex, Triplex, or Fourplex | Western Montana | WHITEFISH | MT | 59937 |  | Flathead | BPA | 95814 |  | 2661.5 |  | 3 |  | 1 |  | FLATHEAD ELECTRIC COOPERATIVE | 6395 | Y | NORTHWESTERN ENERGY | 2017-08-29 | N/A | N/A | N/A | N/A | BPA | Oversample | 2147.4231
SITE_00859 | Single Family | Single Family Detached | Western Montana | KALISPELL | MT | 59901 |  | Flathead | BPA | 95814 |  | 2661.5 |  | 3 |  | 1 |  | FLATHEAD ELECTRIC COOPERATIVE | 6395 | Y | NORTHWESTERN ENERGY | 2017-08-31 | N/A | N/A | N/A | N/A | BPA | Oversample | 2147.4231
SITE_00860 | Single Family | Single Family Detached | Western Montana | WHITEFISH | MT | 59937 |  | Flathead | BPA | 95814 |  | 2661.5 |  | 3 |  | 1 |  | FLATHEAD ELECTRIC COOPERATIVE | 6395 | Y | N/A | 2017-08-29 | N/A | N/A | N/A | N/A | BPA | Oversample | 2147.4231
SITE_00861 | Single Family | Single Family Detached | Western Montana | KALISPELL | MT | 59901 |  | Flathead | BPA | 95814 |  | 2661.5 |  | 3 |  | 1 |  | FLATHEAD ELECTRIC COOPERATIVE | 6395 | Y | NORTHWESTERN ENERGY | 2017-08-27 | N/A | N/A | N/A | N/A | BPA | Oversample | 2147.4231
SITE_00862 | Manufactured | Double Wide | Western Montana | BOZEMAN | MT | 59715 |  | Gallatin | Non-BPA | 21557 |  | 331.65 |  | 3 |  | 1 |  | NORTHWESTERN ENERGY | 13902 | N | NORTHWESTERN ENERGY | 2016-07-25 | N/A | N/A | N/A | N/A | Core | Core | 331.65
SITE_00863 | Manufactured | Single Wide | Western Montana | BOZEMAN | MT | 59715 |  | Gallatin | Non-BPA | 21557 |  | 331.65 |  | 3 |  | 1 |  | NORTHWESTERN ENERGY | 13902 | N | NORTHWESTERN ENERGY | 2016-08-23 | N/A | N/A | N/A | N/A | Core | Core | 331.65
SITE_00864 | Manufactured | Double Wide | Western Montana | HELENA | MT | 59602 |  | Lewis and Clark | Non-BPA | 21557 |  | 331.65 |  | 3 |  | 2 |  | NORTHWESTERN ENERGY | 13902 | N | NORTHWESTERN ENERGY | 2016-07-20 | N/A | N/A | N/A | N/A | Core | Core | 331.65
SITE_00865 | Manufactured | Double Wide | Western Montana | LOLO | MT | 59847 |  | Missoula | Non-BPA | 21557 |  | 331.65 |  | 3 |  | 1 |  | NORTHWESTERN ENERGY | 13902 | N | NORTHWESTERN ENERGY | 2016-08-16 | N/A | N/A | N/A | N/A | Core | Core | 331.65
SITE_00866 | Manufactured | Double Wide | Western Montana | FRENCHTOWN | MT | 59834 |  | Missoula | BPA | 14551 |  | 765.84 |  | 3 |  | 1 |  | MISSOULA ELECTRIC COOP | 12692 | Y | N/A | 2016-07-21 | N/A | N/A | N/A | N/A | Core | Core | 765.84
SITE_00867 | Manufactured | Double Wide | Western Montana | LOLO | MT | 59847 |  | Missoula | Non-BPA | 21557 |  | 331.65 |  | 3 |  | 1 |  | NORTHWESTERN ENERGY | 13902 | N | NORTHWESTERN ENERGY | 2016-07-22 | N/A | N/A | N/A | N/A | Core | Core | 331.65
SITE_00868 | Manufactured | Single Wide | Western Montana | FLORENCE | MT | 59833 |  | Ravalli | Non-BPA | 21557 |  | 331.65 |  | 2 |  | 1 |  | NORTHWESTERN ENERGY | 13902 | N | NORTHWESTERN ENERGY | 2016-08-10 | N/A | N/A | N/A | N/A | Core | Core | 331.65
SITE_00869 | Manufactured | Double Wide | Western Montana | HAMILTON | MT | 59840 |  | Ravalli | BPA | 14551 |  | 765.84 |  | 2 |  | 1 |  | RAVALLI COUNTY ELEC COOP, INC | 26916 | Y | N/A | 2016-08-09 | N/A | N/A | N/A | N/A | Core | Core | 765.84
SITE_00870 | Manufactured | Double Wide | Western Montana | HELENA | MT | 59602 |  | Lewis and Clark | Non-BPA | 21557 |  | 331.65 |  | 3 |  | 2 |  | NORTHWESTERN ENERGY | 13902 | N | NORTHWESTERN ENERGY | 2016-07-25 | N/A | N/A | N/A | N/A | Core | Core | 331.65
SITE_00871 | Manufactured | Double Wide | Western Montana | KALISPELL | MT | 59901 |  | Flathead | BPA | 14551 |  | 765.84 |  | 3 |  | 1 |  | FLATHEAD ELECTRIC COOPERATIVE | 6395 | Y | NORTHWESTERN ENERGY | 2016-08-11 | N/A | N/A | N/A | N/A | Core | Core | 765.84
SITE_00872 | Manufactured | Double Wide | Western Montana | GREAT FALLS | MT | 59404 |  | Cascade | Non-BPA | 21557 |  | 331.65 |  | 3 |  | 1 |  | NORTHWESTERN ENERGY | 13902 | N | ENERGY WEST | 2016-07-19 | N/A | N/A | N/A | N/A | Core | Core | 331.65
SITE_00873 | Manufactured | Single Wide | Western Montana | MISSOULA | MT | 59808 |  | Missoula | BPA | 14551 |  | 765.84 |  | 3 |  | 1 |  | MISSOULA ELECTRIC COOP | 12692 | Y | NORTHWESTERN ENERGY | 2016-07-22 | N/A | N/A | N/A | N/A | Core | Core | 765.84
SITE_00874 | Manufactured | Double Wide | Western Montana | KALISPELL | MT | 59901 |  | Flathead | BPA | 14551 |  | 765.84 |  | 3 |  | 1 |  | FLATHEAD ELECTRIC COOPERATIVE | 6395 | Y | N/A | 2016-08-12 | N/A | N/A | N/A | N/A | Core | Core | 765.84
SITE_00875 | Manufactured | Single Wide | Western Montana | BUTTE | MT | 59701 |  | Silver Bow | Non-BPA | 21557 |  | 331.65 |  | 3 |  | 1 |  | NORTHWESTERN ENERGY | 13902 | N | N/A | 2016-07-29 | N/A | N/A | N/A | N/A | Core | Core | 331.65
SITE_00876 | Manufactured | Double Wide | Western Montana | HELENA | MT | 59601 |  | Lewis and Clark | Non-BPA | 21557 |  | 331.65 |  | 3 |  | 2 |  | NORTHWESTERN ENERGY | 13902 | N | N/A | 2016-07-22 | N/A | N/A | N/A | N/A | Core | Core | 331.65
SITE_00877 | Manufactured | Single Wide | Western Montana | HAMILTON | MT | 59840 |  | Ravalli | Non-BPA | 21557 |  | 331.65 |  | 2 |  | 1 |  | NORTHWESTERN ENERGY | 13902 | N | N/A | 2016-08-09 | N/A | N/A | N/A | N/A | Core | Core | 331.65
SITE_00878 | Manufactured | Double Wide | Western Montana | MISSOULA | MT | 59808 |  | Missoula | Non-BPA | 21557 |  | 331.65 |  | 3 |  | 1 |  | NORTHWESTERN ENERGY | 13902 | N | NORTHWESTERN ENERGY | 2016-08-29 | N/A | N/A | N/A | N/A | Core | Core | 331.65
SITE_00879 | Manufactured | Modular / Prefab | Western Montana | HELENA | MT | 59602 |  | Lewis and Clark | Non-BPA | 21557 |  | 331.65 |  | 3 |  | 2 |  | NORTHWESTERN ENERGY | 13902 | N | NORTHWESTERN ENERGY | 2016-07-20 | N/A | N/A | N/A | N/A | Core | Core | 331.65
SITE_00880 | Manufactured | Single Wide | Western Montana | GREAT FALLS | MT | 59404 |  | Cascade | Non-BPA | 21557 |  | 331.65 |  | 3 |  | 1 |  | NORTHWESTERN ENERGY | 13902 | N | NORTHWESTERN ENERGY | 2016-07-21 | N/A | N/A | N/A | N/A | Core | Core | 331.65
SITE_00881 | Manufactured | Single Wide | Western Montana | BELGRADE | MT | 59714 |  | Gallatin | Non-BPA | 21557 |  | 331.65 |  | 3 |  | 1 |  | NORTHWESTERN ENERGY | 13902 | N | N/A | 2016-07-26 | N/A | N/A | N/A | N/A | Core | Core | 331.65
SITE_00882 | Manufactured | Single Wide | Western Montana | HELENA | MT | 59601 |  | Lewis and Clark | Non-BPA | 21557 |  | 331.65 |  | 3 |  | 2 |  | NORTHWESTERN ENERGY | 13902 | N | NORTHWESTERN ENERGY | 2016-08-27 | N/A | N/A | N/A | N/A | Core | Core | 331.65
SITE_00883 | Manufactured | Double Wide | Western Montana | BELGRADE | MT | 59714 |  | Gallatin | Non-BPA | 21557 |  | 331.65 |  | 3 |  | 1 |  | NORTHWESTERN ENERGY | 13902 | N | N/A | 2016-07-25 | N/A | N/A | N/A | N/A | Core | Core | 331.65
SITE_00884 | Manufactured | Double Wide | Western Montana | BELGRADE | MT | 59714 |  | Gallatin | Non-BPA | 21557 |  | 331.65 |  | 3 |  | 1 |  | NORTHWESTERN ENERGY | 13902 | N | N/A | 2016-08-26 | N/A | N/A | N/A | N/A | Core | Core | 331.65
SITE_00885 | Manufactured | Double Wide | Western Montana | CASCADE | MT | 59421 |  | Cascade | Non-BPA | 21557 |  | 331.65 |  | 3 |  | 1 |  | NORTHWESTERN ENERGY | 13902 | N | N/A | 2016-09-15 | N/A | N/A | N/A | N/A | Core | Core | 331.65
SITE_00886 | Manufactured | Double Wide | Western Montana | HELENA | MT | 59602 |  | Lewis and Clark | Non-BPA | 21557 |  | 331.65 |  | 3 |  | 2 |  | NORTHWESTERN ENERGY | 13902 | N | NORTHWESTERN ENERGY | 2016-07-23 | N/A | N/A | N/A | N/A | Core | Core | 331.65
SITE_00887 | Manufactured | Double Wide | Western Montana | THREE FORKS | MT | 59752 |  | Gallatin | Non-BPA | 21557 |  | 331.65 |  | 3 |  | 1 |  | NORTHWESTERN ENERGY | 13902 | N | N/A | 2016-08-29 | N/A | N/A | N/A | N/A | Core | Core | 331.65
SITE_00888 | Manufactured | Single Wide | Western Montana | BUTTE | MT | 59701 |  | Silver Bow | Non-BPA | 21557 |  | 331.65 |  | 3 |  | 1 |  | NORTHWESTERN ENERGY | 13902 | N | N/A | 2016-07-26 | N/A | N/A | N/A | N/A | Core | Core | 331.65
SITE_00890 | Manufactured | Single Wide | Western Montana | DEER LODGE | MT | 59722 |  | Powell | Non-BPA | 21557 |  | 331.65 |  | 3 |  | 1 |  | NORTHWESTERN ENERGY | 13902 | N | N/A | 2016-07-25 | N/A | N/A | N/A | N/A | Core | Core | 331.65
SITE_00891 | Manufactured | Double Wide | Western Montana | HELENA | MT | 59602 |  | Lewis and Clark | Non-BPA | 21557 |  | 331.65 |  | 3 |  | 2 |  | NORTHWESTERN ENERGY | 13902 | N | N/A | 2016-07-19 | N/A | N/A | N/A | N/A | Core | Core | 331.65
SITE_00893 | Manufactured | Single Wide | Western Montana | BUTTE | MT | 59701 |  | Silver Bow | Non-BPA | 21557 |  | 331.65 |  | 3 |  | 1 |  | NORTHWESTERN ENERGY | 13902 | N | NORTHWESTERN ENERGY | 2016-07-26 | N/A | N/A | N/A | N/A | Core | Core | 331.65
SITE_00894 | Manufactured | Double Wide | Western Montana | HELENA | MT | 59602 |  | Lewis and Clark | Non-BPA | 21557 |  | 331.65 |  | 3 |  | 2 |  | NORTHWESTERN ENERGY | 13902 | N | N/A | 2016-07-26 | N/A | N/A | N/A | N/A | Core | Core | 331.65
SITE_00895 | Manufactured | Single Wide | Western Montana | MISSOULA | MT | 59808 |  | Missoula | Non-BPA | 21557 |  | 331.65 |  | 3 |  | 1 |  | NORTHWESTERN ENERGY | 13902 | N | NORTHWESTERN ENERGY | 2016-07-20 | N/A | N/A | N/A | N/A | Core | Core | 331.65
SITE_00896 | Single Family | Single Family Detached | Western Montana | HELENA | MT | 59602 |  | Lewis and Clark | Non-BPA | 175063 |  | 1882.4 |  | 3 |  | 2 |  | NORTHWESTERN ENERGY | 13902 | N | N/A | 2016-07-22 | N/A | N/A | N/A | N/A | Core | Core | 1521.68
SITE_00897 | Single Family | Single Family Detached | Western Montana | FLORENCE | MT | 59833 |  | Ravalli | BPA | 95814 |  | 2661.5 |  | 2 |  | 1 |  | MISSOULA ELECTRIC COOP | 12692 | Y | NORTHWESTERN ENERGY | 2016-08-11 | N/A | N/A | N/A | N/A | Core | Core | 2147.4231
SITE_00898 | Manufactured | Double Wide | Western Montana | GALLATIN GATEWAY | MT | 59730 |  | Gallatin | Non-BPA | 21557 |  | 331.65 |  | 3 |  | 1 |  | NORTHWESTERN ENERGY | 13902 | N | N/A | 2016-08-26 | N/A | N/A | N/A | N/A | Core | Core | 331.65
SITE_00899 | Manufactured | Modular / Prefab | Western Montana | GALLATIN GATEWAY | MT | 59730 |  | Gallatin | Non-BPA | 21557 |  | 331.65 |  | 3 |  | 1 |  | NORTHWESTERN ENERGY | 13902 | N | NORTHWESTERN ENERGY | 2016-07-27 | N/A | N/A | N/A | N/A | Core | Core | 331.65
SITE_00900 | Manufactured | Single Wide | Western Montana | BUTTE | MT | 59701 |  | Silver Bow | Non-BPA | 21557 |  | 331.65 |  | 3 |  | 1 |  | NORTHWESTERN ENERGY | 13902 | N | NORTHWESTERN ENERGY | 2016-07-26 | N/A | N/A | N/A | N/A | Core | Core | 331.65
SITE_00901 | Manufactured | Single Wide | Western Montana | KALISPELL | MT | 59901 |  | Flathead | BPA | 14551 |  | 765.84 |  | 3 |  | 1 |  | FLATHEAD ELECTRIC COOPERATIVE | 6395 | Y | NORTHWESTERN ENERGY | 2016-08-17 | N/A | N/A | N/A | N/A | Core | Core | 765.84
SITE_00902 | Manufactured | Triple Wide | Western Montana | BELT | MT | 59412 |  | Cascade | Non-BPA | 21557 |  | 331.65 |  | 3 |  | 1 |  | SUN RIVER ELECTRIC COOP, INC | 18401 | N | N/A | 2016-07-19 | N/A | N/A | N/A | N/A | Core | Core | 331.65
SITE_00903 | Manufactured | Double Wide | Western Montana | HELENA | MT | 59602 |  | Lewis and Clark | Non-BPA | 21557 |  | 331.65 |  | 3 |  | 2 |  | NORTHWESTERN ENERGY | 13902 | N | NORTHWESTERN ENERGY | 2016-07-29 | N/A | N/A | N/A | N/A | Core | Core | 331.65
SITE_00904 | Multifamily Residence | Apartment Building (3 or fewer floors) | Western Montana | MISSOULA | MT | 59801 |  | Missoula | Non-BPA | 23135 |  | 2103.18 |  | 3 |  | 1 |  | NORTHWESTERN ENERGY | 13902 | N | N/A | 2016-09-01 | BLDG_00232 | N/A | N/A | N/A | Core | Core | 2103.18
SITE_00905 | Manufactured | Modular / Prefab | Western Montana | WHITEHALL | MT | 59759 |  | Jefferson | BPA | 14551 |  | 765.84 |  | 3 |  | 1 |  | VIGILANTE ELECTRIC COOP, INC | 23586 | Y | N/A | 2016-08-23 | N/A | N/A | N/A | N/A | Core | Core | 765.84
SITE_00906 | Manufactured | Double Wide | Western Montana | MISSOULA | MT | 59808 |  | Missoula | Non-BPA | 21557 |  | 331.65 |  | 3 |  | 1 |  | NORTHWESTERN ENERGY | 13902 | N | NORTHWESTERN ENERGY | 2016-07-19 | N/A | N/A | N/A | N/A | Core | Core | 331.65
SITE_00907 | Manufactured | Single Wide | Western Montana | BUTTE | MT | 59701 |  | Silver Bow | Non-BPA | 21557 |  | 331.65 |  | 3 |  | 1 |  | NORTHWESTERN ENERGY | 13902 | N | N/A | 2016-07-29 | N/A | N/A | N/A | N/A | Core | Core | 331.65
SITE_00908 | Manufactured | Single Wide | Western Montana | FLORENCE | MT | 59833 |  | Ravalli | Non-BPA | 21557 |  | 331.65 |  | 2 |  | 1 |  | NORTHWESTERN ENERGY | 13902 | N | N/A | 2016-08-11 | N/A | N/A | N/A | N/A | Core | Core | 331.65
SITE_00909 | Manufactured | Triple Wide | Western Montana | MISSOULA | MT | 59808 |  | Missoula | Non-BPA | 21557 |  | 331.65 |  | 3 |  | 1 |  | NORTHWESTERN ENERGY | 13902 | N | NORTHWESTERN ENERGY | 2016-07-19 | N/A | N/A | N/A | N/A | Core | Core | 331.65
SITE_00910 | Manufactured | Double Wide | Western Montana | MISSOULA | MT | 59808 |  | Missoula | Non-BPA | 21557 |  | 331.65 |  | 3 |  | 1 |  | NORTHWESTERN ENERGY | 13902 | N | NORTHWESTERN ENERGY | 2016-07-20 | N/A | N/A | N/A | N/A | Core | Core | 331.65
SITE_00911 | Manufactured | Double Wide | Western Montana | MANHATTAN | MT | 59741 |  | Gallatin | Non-BPA | 21557 |  | 331.65 |  | 3 |  | 1 |  | NORTHWESTERN ENERGY | 13902 | N | NORTHWESTERN ENERGY | 2016-07-28 | N/A | N/A | N/A | N/A | Core | Core | 331.65
SITE_00912 | Manufactured | Single Wide | Western Montana | MISSOULA | MT | 59808 |  | Missoula | Non-BPA | 21557 |  | 331.65 |  | 3 |  | 1 |  | NORTHWESTERN ENERGY | 13902 | N | NORTHWESTERN ENERGY | 2016-07-21 | N/A | N/A | N/A | N/A | Core | Core | 331.65
SITE_00913 | Manufactured | Single Wide | Western Montana | HELENA | MT | 59602 |  | Lewis and Clark | Non-BPA | 21557 |  | 331.65 |  | 3 |  | 2 |  | NORTHWESTERN ENERGY | 13902 | N | N/A | 2016-07-21 | N/A | N/A | N/A | N/A | Core | Core | 331.65
SITE_00914 | Manufactured | Single Wide | Western Montana | CASCADE | MT | 59421 |  | Cascade | Non-BPA | 21557 |  | 331.65 |  | 3 |  | 1 |  | NORTHWESTERN ENERGY | 13902 | N | N/A | 2016-09-14 | N/A | N/A | N/A | N/A | Core | Core | 331.65
SITE_00915 | Manufactured | Double Wide | Western Montana | KALISPELL | MT | 59901 |  | Flathead | BPA | 14551 |  | 765.84 |  | 3 |  | 1 |  | FLATHEAD ELECTRIC COOPERATIVE | 6395 | Y | N/A | 2016-08-10 | N/A | N/A | N/A | N/A | Core | Core | 765.84
SITE_00916 | Manufactured | Double Wide | Western Montana | STEVENSVILLE | MT | 59870 |  | Ravalli | Non-BPA | 21557 |  | 331.65 |  | 2 |  | 1 |  | NORTHWESTERN ENERGY | 13902 | N | NORTHWESTERN ENERGY | 2016-08-11 | N/A | N/A | N/A | N/A | Core | Core | 331.65
SITE_00917 | Manufactured | Single Wide | Western Montana | TROUT CREEK | MT | 59874 |  | Sanders | BPA | 14551 |  | 765.84 |  | 2 |  | 2 |  | NORTHERN LIGHTS, INC | 13758 | Y | N/A | 2016-08-19 | N/A | N/A | N/A | N/A | Core | Core | 765.84
SITE_00918 | Manufactured | Single Wide | Western Montana | CLINTON | MT | 59825 |  | Missoula | BPA | 14551 |  | 765.84 |  | 3 |  | 1 |  | MISSOULA ELECTRIC COOP | 12692 | Y | N/A | 2016-07-23 | N/A | N/A | N/A | N/A | Core | Core | 765.84
SITE_00919 | Manufactured | Single Wide | Western Montana | HAMILTON | MT | 59840 |  | Ravalli | Non-BPA | 21557 |  | 331.65 |  | 2 |  | 1 |  | NORTHWESTERN ENERGY | 13902 | N | NORTHWESTERN ENERGY | 2016-08-10 | N/A | N/A | N/A | N/A | Core | Core | 331.65
SITE_00920 | Manufactured | Double Wide | Western Montana | HELENA | MT | 59602 |  | Lewis and Clark | Non-BPA | 21557 |  | 331.65 |  | 3 |  | 2 |  | NORTHWESTERN ENERGY | 13902 | N | N/A | 2016-07-19 | N/A | N/A | N/A | N/A | Core | Core | 331.65
SITE_00921 | Manufactured | Double Wide | Western Montana | MISSOULA | MT | 59808 |  | Missoula | BPA | 14551 |  | 765.84 |  | 3 |  | 1 |  | MISSOULA ELECTRIC COOP | 12692 | Y | N/A | 2016-07-22 | N/A | N/A | N/A | N/A | Core | Core | 765.84
SITE_00922 | Single Family | Single Family Detached | Western Montana | KALISPELL | MT | 59901 |  | Flathead | BPA | 95814 |  | 2661.5 |  | 3 |  | 1 |  | FLATHEAD ELECTRIC COOPERATIVE | 6395 | Y | N/A | 2016-08-17 | N/A | N/A | N/A | N/A | Core | Core | 2147.4231
SITE_00923 | Manufactured | Single Wide | Western Montana | HELENA | MT | 59602 |  | Lewis and Clark | Non-BPA | 21557 |  | 331.65 |  | 3 |  | 2 |  | NORTHWESTERN ENERGY | 13902 | N | N/A | 2016-07-22 | N/A | N/A | N/A | N/A | Core | Core | 331.65
SITE_00924 | Manufactured | Double Wide | Western Montana | MISSOULA | MT | 59808 |  | Missoula | Non-BPA | 21557 |  | 331.65 |  | 3 |  | 1 |  | NORTHWESTERN ENERGY | 13902 | N | NORTHWESTERN ENERGY | 2016-09-07 | N/A | N/A | N/A | N/A | Core | Core | 331.65
SITE_00925 | Manufactured | Double Wide | Western Montana | HAMILTON | MT | 59840 |  | Ravalli | BPA | 14551 |  | 765.84 |  | 2 |  | 1 |  | RAVALLI COUNTY ELEC COOP, INC | 26916 | Y | N/A | 2016-08-12 | N/A | N/A | N/A | N/A | Core | Core | 765.84
SITE_00926 | Single Family | Single Family Detached | Western Montana | WHITEHALL | MT | 59759 |  | Jefferson | BPA | 95814 |  | 2661.5 |  | 3 |  | 1 |  | VIGILANTE ELECTRIC COOP, INC | 23586 | Y | N/A | 2016-08-26 | N/A | N/A | N/A | N/A | Core | Core | 1521.68
SITE_00927 | Manufactured | Double Wide | Western Montana | BOZEMAN | MT | 59718 |  | Gallatin | Non-BPA | 21557 |  | 331.65 |  | 3 |  | 1 |  | NORTHWESTERN ENERGY | 13902 | N | NORTHWESTERN ENERGY | 2016-07-27 | N/A | N/A | N/A | N/A | Core | Core | 331.65
SITE_00928 | Manufactured | Triple Wide | Western Montana | MISSOULA | MT | 59804 |  | Missoula | Non-BPA | 21557 |  | 331.65 |  | 3 |  | 1 |  | NORTHWESTERN ENERGY | 13902 | N | NORTHWESTERN ENERGY | 2016-07-22 | N/A | N/A | N/A | N/A | Core | Core | 331.65
SITE_00929 | Manufactured | Double Wide | Western Montana | FRENCHTOWN | MT | 59834 |  | Missoula | BPA | 14551 |  | 765.84 |  | 3 |  | 1 |  | MISSOULA ELECTRIC COOP | 12692 | Y | N/A | 2016-07-22 | N/A | N/A | N/A | N/A | Core | Core | 765.84
SITE_00930 | Manufactured | Single Wide | Western Montana | MISSOULA | MT | 59802 |  | Missoula | Non-BPA | 21557 |  | 331.65 |  | 3 |  | 1 |  | NORTHWESTERN ENERGY | 13902 | N | NORTHWESTERN ENERGY | 2016-07-19 | N/A | N/A | N/A | N/A | Core | Core | 331.65
SITE_00931 | Manufactured | Double Wide | Western Montana | BOZEMAN | MT | 59718 |  | Gallatin | Non-BPA | 21557 |  | 331.65 |  | 3 |  | 1 |  | NORTHWESTERN ENERGY | 13902 | N | NORTHWESTERN ENERGY | 2016-08-31 | N/A | N/A | N/A | N/A | Core | Core | 331.65
SITE_00932 | Manufactured | Double Wide | Western Montana | MISSOULA | MT | 59804 |  | Missoula | Non-BPA | 21557 |  | 331.65 |  | 3 |  | 1 |  | NORTHWESTERN ENERGY | 13902 | N | NORTHWESTERN ENERGY | 2016-07-19 | N/A | N/A | N/A | N/A | Core | Core | 331.65
SITE_00933 | Single Family | Single Family Detached | Western Montana | POLSON | MT | 59860 |  | Lake | BPA | 95814 |  | 2661.5 |  | 2 |  | 1 |  | MISSION VALLEY POWER | 19603 | Y | N/A | 2016-08-16 | N/A | N/A | N/A | N/A | Core | Core | 2147.4231
SITE_00934 | Manufactured | Double Wide | Western Montana | WHITEHALL | MT | 59759 |  | Jefferson | Non-BPA | 21557 |  | 331.65 |  | 3 |  | 1 |  | NORTHWESTERN ENERGY | 13902 | N | N/A | 2016-08-24 | N/A | N/A | N/A | N/A | Core | Core | 331.65
SITE_00935 | Manufactured | Single Wide | Western Montana | BOZEMAN | MT | 59718 |  | Gallatin | Non-BPA | 21557 |  | 331.65 |  | 3 |  | 1 |  | NORTHWESTERN ENERGY | 13902 | N | NORTHWESTERN ENERGY | 2016-08-27 | N/A | N/A | N/A | N/A | Core | Core | 331.65
SITE_00936 | Manufactured | Double Wide | Western Montana | KALISPELL | MT | 59901 |  | Flathead | BPA | 14551 |  | 765.84 |  | 3 |  | 1 |  | FLATHEAD ELECTRIC COOPERATIVE | 6395 | Y | NORTHWESTERN ENERGY | 2016-08-10 | N/A | N/A | N/A | N/A | Core | Core | 765.84
SITE_00937 | Manufactured | Single Wide | Western Montana | MISSOULA | MT | 59808 |  | Missoula | Non-BPA | 21557 |  | 331.65 |  | 3 |  | 1 |  | NORTHWESTERN ENERGY | 13902 | N | NORTHWESTERN ENERGY | 2016-07-20 | N/A | N/A | N/A | N/A | Core | Core | 331.65
SITE_00938 | Manufactured | Single Wide | Western Montana | GREAT FALLS | MT | 59405 |  | Cascade | Non-BPA | 21557 |  | 331.65 |  | 3 |  | 1 |  | NORTHWESTERN ENERGY | 13902 | N | ENERGY WEST | 2016-07-23 | N/A | N/A | N/A | N/A | Core | Core | 331.65
SITE_00939 | Manufactured | Single Wide | Western Montana | HOT SPRINGS | MT | 59845 |  | Sanders | BPA | 14551 |  | 765.84 |  | 2 |  | 2 |  | MISSION VALLEY POWER | 19603 | Y | N/A | 2016-08-18 | N/A | N/A | N/A | N/A | Core | Core | 765.84
SITE_00940 | Manufactured | Single Wide | Western Montana | GREAT FALLS | MT | 59404 |  | Cascade | Non-BPA | 21557 |  | 331.65 |  | 3 |  | 1 |  | NORTHWESTERN ENERGY | 13902 | N | N/A | 2016-08-18 | N/A | N/A | N/A | N/A | Core | Core | 331.65
SITE_00941 | Manufactured | Single Wide | Western Montana | BOZEMAN | MT | 59715 |  | Gallatin | Non-BPA | 21557 |  | 331.65 |  | 3 |  | 1 |  | NORTHWESTERN ENERGY | 13902 | N | NORTHWESTERN ENERGY | 2016-07-25 | N/A | N/A | N/A | N/A | Core | Core | 331.65
SITE_00942 | Manufactured | Single Wide | Western Montana | GREAT FALLS | MT | 59404 |  | Cascade | Non-BPA | 21557 |  | 331.65 |  | 3 |  | 1 |  | NORTHWESTERN ENERGY | 13902 | N | N/A | 2016-08-19 | N/A | N/A | N/A | N/A | Core | Core | 331.65
SITE_00943 | Multifamily Residence | Apartment Building (3 or fewer floors) | Western Montana | LIBBY | MT | 59923 |  | Lincoln | BPA | 5779 |  | 214.04 |  | 2 |  | 1 |  | FLATHEAD ELECTRIC COOPERATIVE | 6395 | Y | N/A | 2016-09-12 | BLDG_00233 | N/A | N/A | N/A | Core | Core | 214.04
SITE_00944 | Multifamily Residence | Apartment Building (3 or fewer floors) | Western Montana | LIBBY | MT | 59923 |  | Lincoln | BPA | 5779 |  | 214.04 |  | 2 |  | 1 |  | FLATHEAD ELECTRIC COOPERATIVE | 6395 | Y | N/A | 2016-09-12 | BLDG_00233 | N/A | N/A | N/A | Core | Core | 214.04
SITE_00945 | Multifamily Residence | Apartment Building (3 or fewer floors) | Western Montana | LIBBY | MT | 59923 |  | Lincoln | BPA | 5779 |  | 214.04 |  | 2 |  | 1 |  | FLATHEAD ELECTRIC COOPERATIVE | 6395 | Y | N/A | 2016-09-12 | BLDG_00235 | N/A | N/A | N/A | Core | Core | 214.04
SITE_00946 | Multifamily Residence | Apartment Building (3 or fewer floors) | Western Montana | MISSOULA | MT | 59803 |  | Missoula | Non-BPA | 23135 |  | 2103.18 |  | 3 |  | 1 |  | NORTHWESTERN ENERGY | 13902 | N | N/A | 2016-08-31 | BLDG_00236 | N/A | N/A | N/A | Core | Core | 2103.18
SITE_00947 | Multifamily Residence | Apartment Building (3 or fewer floors) | Western Montana | MISSOULA | MT | 59801 |  | Missoula | Non-BPA | 23135 |  | 2103.18 |  | 3 |  | 1 |  | NORTHWESTERN ENERGY | 13902 | N | NORTHWESTERN ENERGY | 2016-07-21 | BLDG_00237 | N/A | N/A | N/A | Core | Core | 2103.18
SITE_00948 | Multifamily Residence | Apartment Building (3 or fewer floors) | Western Montana | MISSOULA | MT | 59801 |  | Missoula | Non-BPA | 23135 |  | 2103.18 |  | 3 |  | 1 |  | NORTHWESTERN ENERGY | 13902 | N | NORTHWESTERN ENERGY | 2016-07-21 | BLDG_00237 | N/A | N/A | N/A | Core | Core | 2103.18
SITE_00949 | Multifamily Residence | Apartment Building (3 or fewer floors) | Western Montana | MISSOULA | MT | 59801 |  | Missoula | Non-BPA | 23135 |  | 2103.18 |  | 3 |  | 1 |  | NORTHWESTERN ENERGY | 13902 | N | N/A | 2016-08-31 | BLDG_00237 | N/A | N/A | N/A | Core | Core | 2103.18
SITE_00950 | Multifamily Residence | Apartment Building (3 or fewer floors) | Western Montana | COLUMBIA FALLS | MT | 59912 |  | Flathead | BPA | 5779 |  | 214.04 |  | 3 |  | 1 |  | FLATHEAD ELECTRIC COOPERATIVE | 6395 | Y | N/A | 2016-08-11 | BLDG_00240 | N/A | N/A | N/A | Core | Core | 214.04
SITE_00951 | Multifamily Residence | Apartment Building (3 or fewer floors) | Western Montana | MISSOULA | MT | 59802 |  | Missoula | Non-BPA | 23135 |  | 2103.18 |  | 3 |  | 1 |  | NORTHWESTERN ENERGY | 13902 | N | N/A | 2016-07-21 | BLDG_00241 | N/A | N/A | N/A | Core | Core | 2103.18
SITE_00952 | Multifamily Residence | Apartment Building (3 or fewer floors) | Western Montana | MISSOULA | MT | 59802 |  | Missoula | Non-BPA | 23135 |  | 2103.18 |  | 3 |  | 1 |  | NORTHWESTERN ENERGY | 13902 | N | N/A | 2016-08-16 | BLDG_00242 | N/A | N/A | N/A | Core | Core | 2103.18
SITE_00953 | Multifamily Residence | Apartment Building (3 or fewer floors) | Western Montana | MISSOULA | MT | 59802 |  | Missoula | Non-BPA | 23135 |  | 2103.18 |  | 3 |  | 1 |  | NORTHWESTERN ENERGY | 13902 | N | N/A | 2016-09-10 | BLDG_00243 | N/A | N/A | N/A | Core | Core | 2103.18
SITE_00954 | Single Family | Single Family Detached | Western Montana | MISSOULA | MT | 59802 |  | Missoula | Non-BPA | 175063 |  | 1882.4 |  | 3 |  | 1 |  | NORTHWESTERN ENERGY | 13902 | N | NORTHWESTERN ENERGY | 2016-09-07 | N/A | N/A | N/A | N/A | Core | Core | 2147.4231
SITE_00955 | Multifamily Residence | Apartment Building (3 or fewer floors) | Western Montana | MISSOULA | MT | 59808 |  | Missoula | Non-BPA | 23135 |  | 2103.18 |  | 3 |  | 1 |  | NORTHWESTERN ENERGY | 13902 | N | N/A | 2016-09-09 | BLDG_00244 | N/A | N/A | N/A | Core | Core | 2103.18
SITE_00956 | Multifamily Residence | Apartment Building (3 or fewer floors) | Western Montana | MISSOULA | MT | 59801 |  | Missoula | Non-BPA | 23135 |  | 2103.18 |  | 3 |  | 1 |  | NORTHWESTERN ENERGY | 13902 | N | NORTHWESTERN ENERGY | 2017-06-14 | BLDG_00245 | N/A | N/A | N/A | Core | Core | 2103.18
SITE_00957 | Single Family | Single Family Detached | Western Montana | GREAT FALLS | MT | 59405 |  | Cascade | Non-BPA | 175063 |  | 1882.4 |  | 3 |  | 1 |  | NORTHWESTERN ENERGY | 13902 | N | ENERGY WEST | 2016-07-19 | N/A | N/A | N/A | N/A | Core | Core | 1521.68
SITE_00958 | Single Family | Single Family Detached | Western Montana | MISSOULA | MT | 59801 |  | Missoula | Non-BPA | 175063 |  | 1882.4 |  | 3 |  | 1 |  | NORTHWESTERN ENERGY | 13902 | N | NORTHWESTERN ENERGY | 2016-07-20 | N/A | N/A | N/A | N/A | Core | Core | 2147.4231
SITE_00959 | Single Family | Single Family Detached | Western Montana | HELENA | MT | 59601 |  | Lewis and Clark | Non-BPA | 175063 |  | 1882.4 |  | 3 |  | 2 |  | NORTHWESTERN ENERGY | 13902 | N | NORTHWESTERN ENERGY | 2016-08-27 | N/A | N/A | N/A | N/A | Core | Core | 1521.68
SITE_00960 | Single Family | Single Family Detached | Western Montana | HELENA | MT | 59601 |  | Lewis and Clark | Non-BPA | 175063 |  | 1882.4 |  | 3 |  | 2 |  | NORTHWESTERN ENERGY | 13902 | N | N/A | 2016-07-21 | N/A | N/A | N/A | N/A | Core | Core | 1521.68
SITE_00961 | Single Family | Single Family Detached | Western Montana | LOLO | MT | 59847 |  | Missoula | Non-BPA | 175063 |  | 1882.4 |  | 3 |  | 1 |  | NORTHWESTERN ENERGY | 13902 | N | NORTHWESTERN ENERGY | 2016-09-01 | N/A | N/A | N/A | N/A | Core | Core | 1882.4
SITE_00962 | Single Family | Single Family Detached | Western Montana | GREAT FALLS | MT | 59405 |  | Cascade | Non-BPA | 175063 |  | 1882.4 |  | 3 |  | 1 |  | NORTHWESTERN ENERGY | 13902 | N | ENERGY WEST | 2016-09-14 | N/A | N/A | N/A | N/A | Core | Core | 1521.68
SITE_00963 | Single Family | Single Family Detached | Western Montana | MISSOULA | MT | 59803 |  | Missoula | Non-BPA | 175063 |  | 1882.4 |  | 3 |  | 1 |  | NORTHWESTERN ENERGY | 13902 | N | NORTHWESTERN ENERGY | 2016-07-23 | N/A | N/A | N/A | N/A | Core | Core | 2147.4231
SITE_00964 | Manufactured | Single Wide | Western Montana | GREAT FALLS | MT | 59405 |  | Cascade | Non-BPA | 21557 |  | 331.65 |  | 3 |  | 1 |  | NORTHWESTERN ENERGY | 13902 | N | ENERGY WEST | 2016-07-20 | N/A | N/A | N/A | N/A | Core | Core | 331.65
SITE_00965 | Single Family | Single Family Detached | Western Montana | HELENA | MT | 59602 |  | Lewis and Clark | Non-BPA | 175063 |  | 1882.4 |  | 3 |  | 2 |  | NORTHWESTERN ENERGY | 13902 | N | NORTHWESTERN ENERGY | 2016-07-25 | N/A | N/A | N/A | N/A | Core | Core | 1521.68
SITE_00966 | Single Family | Single Family Detached | Western Montana | HELENA | MT | 59601 |  | Lewis and Clark | Non-BPA | 175063 |  | 1882.4 |  | 3 |  | 2 |  | NORTHWESTERN ENERGY | 13902 | N | NORTHWESTERN ENERGY | 2016-07-23 | N/A | N/A | N/A | N/A | Core | Core | 1521.68
SITE_00967 | Single Family | Single Family Detached | Western Montana | GREAT FALLS | MT | 59405 |  | Cascade | Non-BPA | 175063 |  | 1882.4 |  | 3 |  | 1 |  | NORTHWESTERN ENERGY | 13902 | N | N/A | 2016-08-20 | N/A | N/A | N/A | N/A | Core | Core | 1521.68
SITE_00968 | Single Family | Single Family Detached | Western Montana | HAMILTON | MT | 59840 |  | Ravalli | Non-BPA | 175063 |  | 1882.4 |  | 2 |  | 1 |  | NORTHWESTERN ENERGY | 13902 | N | NORTHWESTERN ENERGY | 2016-08-12 | N/A | N/A | N/A | N/A | Core | Core | 2147.4231
SITE_00969 | Single Family | Single Family Detached | Western Montana | MISSOULA | MT | 59803 |  | Missoula | Non-BPA | 175063 |  | 1882.4 |  | 3 |  | 1 |  | NORTHWESTERN ENERGY | 13902 | N | NORTHWESTERN ENERGY | 2016-07-21 | N/A | N/A | N/A | N/A | Core | Core | 2147.4231
SITE_00970 | Single Family | Duplex, Triplex, or Fourplex | Western Montana | BOZEMAN | MT | 59715 |  | Gallatin | Non-BPA | 175063 |  | 1882.4 |  | 3 |  | 1 |  | NORTHWESTERN ENERGY | 13902 | N | NORTHWESTERN ENERGY | 2016-08-25 | N/A | N/A | N/A | N/A | Core | Core | 2480.8
SITE_00971 | Single Family | Single Family Detached | Western Montana | HELENA | MT | 59602 |  | Lewis and Clark | Non-BPA | 175063 |  | 1882.4 |  | 3 |  | 2 |  | NORTHWESTERN ENERGY | 13902 | N | N/A | 2016-07-19 | N/A | N/A | N/A | N/A | Core | Core | 1521.68
SITE_00972 | Single Family | Single Family Detached | Western Montana | CUT BANK | MT | 59427 |  | Glacier | BPA | 95814 |  | 2661.5 |  | 3 |  | 1 |  | GLACIER ELECTRIC COOP | 7262 | Y | CUT BANK GAS CO | 2016-09-13 | N/A | N/A | N/A | N/A | Core | Core | 5962.4
SITE_00973 | Single Family | Single Family Detached | Western Montana | WHITEFISH | MT | 59937 |  | Flathead | BPA | 95814 |  | 2661.5 |  | 3 |  | 1 |  | FLATHEAD ELECTRIC COOPERATIVE | 6395 | Y | N/A | 2016-08-09 | N/A | N/A | N/A | N/A | Core | Core | 2147.4231
SITE_00974 | Single Family | Single Family Detached | Western Montana | MISSOULA | MT | 59808 |  | Missoula | Non-BPA | 175063 |  | 1882.4 |  | 3 |  | 1 |  | NORTHWESTERN ENERGY | 13902 | N | NORTHWESTERN ENERGY | 2016-08-31 | N/A | N/A | N/A | N/A | Core | Core | 2147.4231
SITE_00975 | Single Family | Single Family Detached | Western Montana | GREAT FALLS | MT | 59404 |  | Cascade | Non-BPA | 175063 |  | 1882.4 |  | 3 |  | 1 |  | NORTHWESTERN ENERGY | 13902 | N | ENERGY WEST | 2016-07-21 | N/A | N/A | N/A | N/A | Core | Core | 1521.68
SITE_00976 | Single Family | Single Family Detached | Western Montana | SHERIDAN | MT | 59749 |  | Madison | Non-BPA | 175063 |  | 1882.4 |  | 3 |  | 1 |  | NORTHWESTERN ENERGY | 13902 | N | N/A | 2016-07-28 | N/A | N/A | N/A | N/A | Core | Core | 5962.4
SITE_00977 | Single Family | Townhome or Rowhome | Western Montana | BOZEMAN | MT | 59718 |  | Gallatin | Non-BPA | 175063 |  | 1882.4 |  | 3 |  | 1 |  | NORTHWESTERN ENERGY | 13902 | N | NORTHWESTERN ENERGY | 2016-07-27 | N/A | N/A | N/A | N/A | Core | Core | 2480.8
SITE_00978 | Single Family | Single Family Detached | Western Montana | BUTTE | MT | 59701 |  | Silver Bow | Non-BPA | 175063 |  | 1882.4 |  | 3 |  | 1 |  | NORTHWESTERN ENERGY | 13902 | N | N/A | 2016-07-25 | N/A | N/A | N/A | N/A | Core | Core | 1521.68
SITE_00979 | Single Family | Single Family Detached | Western Montana | HELENA | MT | 59601 |  | Lewis and Clark | Non-BPA | 175063 |  | 1882.4 |  | 3 |  | 2 |  | NORTHWESTERN ENERGY | 13902 | N | NORTHWESTERN ENERGY | 2016-07-20 | N/A | N/A | N/A | N/A | Core | Core | 1521.68
SITE_00980 | Single Family | Single Family Detached | Western Montana | BUTTE | MT | 59701 |  | Silver Bow | Non-BPA | 175063 |  | 1882.4 |  | 3 |  | 1 |  | NORTHWESTERN ENERGY | 13902 | N | N/A | 2016-07-25 | N/A | N/A | N/A | N/A | Core | Core | 1521.68
SITE_00981 | Single Family | Single Family Detached | Western Montana | GREAT FALLS | MT | 59401 |  | Cascade | Non-BPA | 175063 |  | 1882.4 |  | 3 |  | 1 |  | NORTHWESTERN ENERGY | 13902 | N | ENERGY WEST | 2016-07-22 | N/A | N/A | N/A | N/A | Core | Core | 1521.68
SITE_00982 | Single Family | Townhome or Rowhome | Western Montana | BUTTE | MT | 59701 |  | Silver Bow | Non-BPA | 175063 |  | 1882.4 |  | 3 |  | 1 |  | NORTHWESTERN ENERGY | 13902 | N | N/A | 2016-07-27 | N/A | N/A | N/A | N/A | Core | Core | 1521.68
SITE_00983 | Single Family | Single Family Detached | Western Montana | GREAT FALLS | MT | 59405 |  | Cascade | Non-BPA | 175063 |  | 1882.4 |  | 3 |  | 1 |  | NORTHWESTERN ENERGY | 13902 | N | N/A | 2016-07-20 | N/A | N/A | N/A | N/A | Core | Core | 1521.68
SITE_00984 | Manufactured | Single Wide | Western Montana | WHITEFISH | MT | 59937 |  | Flathead | BPA | 14551 |  | 765.84 |  | 3 |  | 1 |  | FLATHEAD ELECTRIC COOPERATIVE | 6395 | Y | N/A | 2016-08-15 | N/A | N/A | N/A | N/A | Core | Core | 765.84
SITE_00985 | Single Family | Single Family Detached | Western Montana | EAST HELENA | MT | 59635 |  | Broadwater | Non-BPA | 175063 |  | 1882.4 |  | 2 |  | 1 |  | NORTHWESTERN ENERGY | 13902 | N | N/A | 2016-08-27 | N/A | N/A | N/A | N/A | Core | Core | 1521.68
SITE_00986 | Single Family | Single Family Detached | Western Montana | DILLON | MT | 59725 |  | Beaverhead | Non-BPA | 175063 |  | 1882.4 |  | 3 |  | 1 |  | NORTHWESTERN ENERGY | 13902 | N | NORTHWESTERN ENERGY | 2016-07-28 | N/A | N/A | N/A | N/A | Core | Core | 5962.4
SITE_00987 | Manufactured | Double Wide | Western Montana | COLUMBIA FALLS | MT | 59912 |  | Flathead | BPA | 14551 |  | 765.84 |  | 3 |  | 1 |  | FLATHEAD ELECTRIC COOPERATIVE | 6395 | Y | N/A | 2016-08-09 | N/A | N/A | N/A | N/A | Core | Core | 765.84
SITE_00988 | Single Family | Single Family Detached | Western Montana | MISSOULA | MT | 59803 |  | Missoula | Non-BPA | 175063 |  | 1882.4 |  | 3 |  | 1 |  | NORTHWESTERN ENERGY | 13902 | N | N/A | 2016-08-16 | N/A | N/A | N/A | N/A | Core | Core | 2147.4231
SITE_00989 | Single Family | Single Family Detached | Western Montana | MISSOULA | MT | 59801 |  | Missoula | Non-BPA | 175063 |  | 1882.4 |  | 3 |  | 1 |  | NORTHWESTERN ENERGY | 13902 | N | NORTHWESTERN ENERGY | 2016-09-08 | N/A | N/A | N/A | N/A | Core | Core | 2147.4231
SITE_00990 | Single Family | Single Family Detached | Western Montana | MISSOULA | MT | 59803 |  | Missoula | Non-BPA | 175063 |  | 1882.4 |  | 3 |  | 1 |  | NORTHWESTERN ENERGY | 13902 | N | NORTHWESTERN ENERGY | 2016-07-20 | N/A | N/A | N/A | N/A | Core | Core | 2147.4231
SITE_00992 | Single Family | Single Family Detached | Western Montana | HELENA | MT | 59602 |  | Lewis and Clark | Non-BPA | 175063 |  | 1882.4 |  | 3 |  | 2 |  | NORTHWESTERN ENERGY | 13902 | N | NORTHWESTERN ENERGY | 2016-07-27 | N/A | N/A | N/A | N/A | Core | Core | 1521.68
SITE_00993 | Single Family | Single Family Detached | Western Montana | BOZEMAN | MT | 59718 |  | Gallatin | Non-BPA | 175063 |  | 1882.4 |  | 3 |  | 1 |  | NORTHWESTERN ENERGY | 13902 | N | NORTHWESTERN ENERGY | 2016-08-24 | N/A | N/A | N/A | N/A | Core | Core | 2480.8
SITE_00994 | Single Family | Single Family Detached | Western Montana | HELENA | MT | 59602 |  | Lewis and Clark | Non-BPA | 175063 |  | 1882.4 |  | 3 |  | 2 |  | NORTHWESTERN ENERGY | 13902 | N | N/A | 2016-07-21 | N/A | N/A | N/A | N/A | Core | Core | 1521.68
SITE_00995 | Single Family | Single Family Detached | Western Montana | BOZEMAN | MT | 59718 |  | Gallatin | Non-BPA | 175063 |  | 1882.4 |  | 3 |  | 1 |  | NORTHWESTERN ENERGY | 13902 | N | NORTHWESTERN ENERGY | 2016-08-27 | N/A | N/A | N/A | N/A | Core | Core | 2480.8
SITE_00996 | Single Family | Single Family Detached | Western Montana | TOWNSEND | MT | 59644 |  | Broadwater | Non-BPA | 175063 |  | 1882.4 |  | 2 |  | 1 |  | NORTHWESTERN ENERGY | 13902 | N | N/A | 2016-07-26 | N/A | N/A | N/A | N/A | Core | Core | 1521.68
SITE_00997 | Single Family | Single Family Detached | Western Montana | MISSOULA | MT | 59801 |  | Missoula | Non-BPA | 175063 |  | 1882.4 |  | 3 |  | 1 |  | NORTHWESTERN ENERGY | 13902 | N | NORTHWESTERN ENERGY | 2016-07-23 | N/A | N/A | N/A | N/A | Core | Core | 2147.4231
SITE_00998 | Single Family | Single Family Detached | Western Montana | GREAT FALLS | MT | 59404 |  | Cascade | Non-BPA | 175063 |  | 1882.4 |  | 3 |  | 1 |  | NORTHWESTERN ENERGY | 13902 | N | ENERGY WEST | 2016-07-22 | N/A | N/A | N/A | N/A | Core | Core | 1521.68
SITE_00999 | Single Family | Single Family Detached | Western Montana | HELENA | MT | 59602 |  | Lewis and Clark | Non-BPA | 175063 |  | 1882.4 |  | 3 |  | 2 |  | NORTHWESTERN ENERGY | 13902 | N | NORTHWESTERN ENERGY | 2016-08-26 | N/A | N/A | N/A | N/A | Core | Core | 1521.68
SITE_01000 | Manufactured | Single Wide | Western Montana | MISSOULA | MT | 59803 |  | Missoula | Non-BPA | 21557 |  | 331.65 |  | 3 |  | 1 |  | NORTHWESTERN ENERGY | 13902 | N | NORTHWESTERN ENERGY | 2016-07-22 | N/A | N/A | N/A | N/A | Core | Core | 331.65
SITE_01001 | Single Family | Single Family Detached | Western Montana | HELENA | MT | 59602 |  | Lewis and Clark | Non-BPA | 175063 |  | 1882.4 |  | 3 |  | 2 |  | NORTHWESTERN ENERGY | 13902 | N | N/A | 2016-07-29 | N/A | N/A | N/A | N/A | Core | Core | 1882.4
SITE_01002 | Single Family | Single Family Detached | Western Montana | MISSOULA | MT | 59801 |  | Missoula | Non-BPA | 175063 |  | 1882.4 |  | 3 |  | 1 |  | NORTHWESTERN ENERGY | 13902 | N | NORTHWESTERN ENERGY | 2016-07-20 | N/A | N/A | N/A | N/A | Core | Core | 2147.4231
SITE_01003 | Single Family | Single Family Detached | Western Montana | MISSOULA | MT | 59801 |  | Missoula | Non-BPA | 175063 |  | 1882.4 |  | 3 |  | 1 |  | NORTHWESTERN ENERGY | 13902 | N | NORTHWESTERN ENERGY | 2016-09-01 | N/A | N/A | N/A | N/A | Core | Core | 2147.4231
SITE_01004 | Single Family | Duplex, Triplex, or Fourplex | Western Montana | BOZEMAN | MT | 59715 |  | Gallatin | Non-BPA | 175063 |  | 1882.4 |  | 3 |  | 1 |  | NORTHWESTERN ENERGY | 13902 | N | N/A | 2016-07-28 | N/A | N/A | N/A | N/A | Core | Core | 2480.8
SITE_01005 | Manufactured | Double Wide | Western Montana | HELENA | MT | 59601 |  | Lewis and Clark | Non-BPA | 21557 |  | 331.65 |  | 3 |  | 2 |  | NORTHWESTERN ENERGY | 13902 | N | NORTHWESTERN ENERGY | 2016-09-17 | N/A | N/A | N/A | N/A | Core | Core | 331.65
SITE_01006 | Single Family | Single Family Detached | Western Montana | STEVENSVILLE | MT | 59870 |  | Ravalli | BPA | 95814 |  | 2661.5 |  | 2 |  | 1 |  | RAVALLI COUNTY ELEC COOP, INC | 26916 | Y | N/A | 2016-08-12 | N/A | N/A | N/A | N/A | Core | Core | 2147.4231
SITE_01007 | Single Family | Single Family Detached | Western Montana | GREAT FALLS | MT | 59404 |  | Cascade | Non-BPA | 175063 |  | 1882.4 |  | 3 |  | 1 |  | NORTHWESTERN ENERGY | 13902 | N | ENERGY WEST | 2016-09-15 | N/A | N/A | N/A | N/A | Core | Core | 1521.68
SITE_01008 | Single Family | Single Family Detached | Western Montana | ALBERTON | MT | 59820 |  | Missoula | BPA | 95814 |  | 2661.5 |  | 3 |  | 1 |  | MISSOULA ELECTRIC COOP | 12692 | Y | N/A | 2016-09-10 | N/A | N/A | N/A | N/A | BPA | Oversample | 3706.5714
SITE_01009 | Manufactured | Single Wide | Western Montana | BUTTE | MT | 59701 |  | Silver Bow | Non-BPA | 21557 |  | 331.65 |  | 3 |  | 1 |  | NORTHWESTERN ENERGY | 13902 | N | N/A | 2016-07-27 | N/A | N/A | N/A | N/A | Core | Core | 331.65
SITE_01010 | Single Family | Single Family Detached | Western Montana | BOZEMAN | MT | 59718 |  | Gallatin | Non-BPA | 175063 |  | 1882.4 |  | 3 |  | 1 |  | NORTHWESTERN ENERGY | 13902 | N | NORTHWESTERN ENERGY | 2016-07-28 | N/A | N/A | N/A | N/A | Core | Core | 2480.8
SITE_01011 | Single Family | Single Family Detached | Western Montana | BOZEMAN | MT | 59715 |  | Gallatin | Non-BPA | 175063 |  | 1882.4 |  | 3 |  | 1 |  | NORTHWESTERN ENERGY | 13902 | N | N/A | 2016-08-29 | N/A | N/A | N/A | N/A | Core | Core | 2480.8
SITE_01012 | Single Family | Single Family Detached | Western Montana | MISSOULA | MT | 59808 |  | Missoula | BPA | 95814 |  | 2661.5 |  | 3 |  | 1 |  | MISSOULA ELECTRIC COOP | 12692 | Y | N/A | 2016-08-29 | N/A | N/A | N/A | N/A | Core | Core | 2147.4231
SITE_01013 | Single Family | Single Family Detached | Western Montana | MISSOULA | MT | 59801 |  | Missoula | Non-BPA | 175063 |  | 1882.4 |  | 3 |  | 1 |  | NORTHWESTERN ENERGY | 13902 | N | NORTHWESTERN ENERGY | 2016-08-30 | N/A | N/A | N/A | N/A | Core | Core | 2147.4231
SITE_01014 | Single Family | Single Family Detached | Western Montana | BOZEMAN | MT | 59718 |  | Gallatin | Non-BPA | 175063 |  | 1882.4 |  | 3 |  | 1 |  | NORTHWESTERN ENERGY | 13902 | N | N/A | 2016-08-23 | N/A | N/A | N/A | N/A | Core | Core | 2480.8
SITE_01015 | Single Family | Single Family Detached | Western Montana | GREAT FALLS | MT | 59404 |  | Cascade | Non-BPA | 175063 |  | 1882.4 |  | 3 |  | 1 |  | NORTHWESTERN ENERGY | 13902 | N | ENERGY WEST | 2016-09-15 | N/A | N/A | N/A | N/A | Core | Core | 1521.68
SITE_01016 | Single Family | Single Family Detached | Western Montana | GREAT FALLS | MT | 59401 |  | Cascade | Non-BPA | 175063 |  | 1882.4 |  | 3 |  | 1 |  | NORTHWESTERN ENERGY | 13902 | N | ENERGY WEST | 2016-08-20 | N/A | N/A | N/A | N/A | Core | Core | 1521.68
SITE_01017 | Single Family | Single Family Detached | Western Montana | GREAT FALLS | MT | 59404 |  | Cascade | Non-BPA | 175063 |  | 1882.4 |  | 3 |  | 1 |  | NORTHWESTERN ENERGY | 13902 | N | NORTHWESTERN ENERGY | 2016-09-01 | N/A | N/A | N/A | N/A | Core | Core | 1521.68
SITE_01018 | Single Family | Single Family Detached | Western Montana | ANACONDA | MT | 59711 |  | Deer Lodge | Non-BPA | 175063 |  | 1882.4 |  | 3 |  | 1 |  | NORTHWESTERN ENERGY | 13902 | N | NORTHWESTERN ENERGY | 2016-08-29 | N/A | N/A | N/A | N/A | Core | Core | 3706.5714
SITE_01019 | Single Family | Single Family Detached | Western Montana | HELENA | MT | 59601 |  | Lewis and Clark | Non-BPA | 175063 |  | 1882.4 |  | 3 |  | 2 |  | NORTHWESTERN ENERGY | 13902 | N | NORTHWESTERN ENERGY | 2016-07-27 | N/A | N/A | N/A | N/A | Core | Core | 1521.68
SITE_01020 | Single Family | Single Family Detached | Western Montana | BOZEMAN | MT | 59718 |  | Gallatin | Non-BPA | 175063 |  | 1882.4 |  | 3 |  | 1 |  | NORTHWESTERN ENERGY | 13902 | N | NORTHWESTERN ENERGY | 2016-08-25 | N/A | N/A | N/A | N/A | Core | Core | 2480.8
SITE_01021 | Single Family | Single Family Detached | Western Montana | CLANCY | MT | 59634 |  | Jefferson | Non-BPA | 175063 |  | 1882.4 |  | 3 |  | 1 |  | NORTHWESTERN ENERGY | 13902 | N | NORTHWESTERN ENERGY | 2016-08-23 | N/A | N/A | N/A | N/A | Core | Core | 1521.68
SITE_01022 | Single Family | Single Family Detached | Western Montana | BELGRADE | MT | 59714 |  | Gallatin | Non-BPA | 175063 |  | 1882.4 |  | 3 |  | 1 |  | NORTHWESTERN ENERGY | 13902 | N | NORTHWESTERN ENERGY | 2016-08-23 | N/A | N/A | N/A | N/A | Core | Core | 2480.8
SITE_01023 | Single Family | Single Family Detached | Western Montana | BIGFORK | MT | 59911 |  | Lake | BPA | 95814 |  | 2661.5 |  | 2 |  | 1 |  | FLATHEAD ELECTRIC COOPERATIVE | 6395 | Y | NORTHWESTERN ENERGY | 2016-08-12 | N/A | N/A | N/A | N/A | Core | Core | 2147.4231
SITE_01024 | Single Family | Single Family Detached | Western Montana | MANHATTAN | MT | 59741 |  | Gallatin | Non-BPA | 175063 |  | 1882.4 |  | 3 |  | 1 |  | NORTHWESTERN ENERGY | 13902 | N | NORTHWESTERN ENERGY | 2016-08-26 | N/A | N/A | N/A | N/A | Core | Core | 2480.8
SITE_01025 | Single Family | Single Family Detached | Western Montana | GREAT FALLS | MT | 59405 |  | Cascade | Non-BPA | 175063 |  | 1882.4 |  | 3 |  | 1 |  | NORTHWESTERN ENERGY | 13902 | N | ENERGY WEST | 2016-09-16 | N/A | N/A | N/A | N/A | Core | Core | 1521.68
SITE_01026 | Manufactured | Double Wide | Western Montana | BOZEMAN | MT | 59718 |  | Gallatin | Non-BPA | 21557 |  | 331.65 |  | 3 |  | 1 |  | NORTHWESTERN ENERGY | 13902 | N | NORTHWESTERN ENERGY | 2016-08-24 | N/A | N/A | N/A | N/A | Core | Core | 331.65
SITE_01027 | Single Family | Single Family Detached | Western Montana | LIBBY | MT | 59923 |  | Lincoln | BPA | 95814 |  | 2661.5 |  | 2 |  | 1 |  | FLATHEAD ELECTRIC COOPERATIVE | 6395 | Y | N/A | 2016-09-12 | N/A | N/A | N/A | N/A | Core | Core | 3706.5714
SITE_01028 | Single Family | Duplex, Triplex, or Fourplex | Western Montana | BUTTE | MT | 59701 |  | Silver Bow | Non-BPA | 175063 |  | 1882.4 |  | 3 |  | 1 |  | NORTHWESTERN ENERGY | 13902 | N | N/A | 2016-08-31 | N/A | N/A | N/A | N/A | Core | Core | 1882.4
SITE_01029 | Single Family | Single Family Detached | Western Montana | WHITEFISH | MT | 59937 |  | Flathead | BPA | 95814 |  | 2661.5 |  | 3 |  | 1 |  | FLATHEAD ELECTRIC COOPERATIVE | 6395 | Y | N/A | 2016-08-11 | N/A | N/A | N/A | N/A | Core | Core | 2147.4231
SITE_01030 | Single Family | Single Family Detached | Western Montana | FLORENCE | MT | 59833 |  | Ravalli | BPA | 95814 |  | 2661.5 |  | 2 |  | 1 |  | RAVALLI COUNTY ELEC COOP, INC | 26916 | Y | N/A | 2016-08-13 | N/A | N/A | N/A | N/A | Core | Core | 2147.4231
SITE_01031 | Manufactured | Double Wide | Western Montana | STEVENSVILLE | MT | 59870 |  | Ravalli | Non-BPA | 21557 |  | 331.65 |  | 2 |  | 1 |  | NORTHWESTERN ENERGY | 13902 | N | N/A | 2016-08-10 | N/A | N/A | N/A | N/A | Core | Core | 331.65
SITE_01032 | Single Family | Single Family Detached | Western Montana | BUTTE | MT | 59701 |  | Silver Bow | Non-BPA | 175063 |  | 1882.4 |  | 3 |  | 1 |  | NORTHWESTERN ENERGY | 13902 | N | N/A | 2016-08-25 | N/A | N/A | N/A | N/A | Core | Core | 1521.68
SITE_01033 | Single Family | Single Family Detached | Western Montana | ARLEE | MT | 59821 |  | Missoula | BPA | 95814 |  | 2661.5 |  | 3 |  | 1 |  | MISSION VALLEY POWER | 19603 | Y | N/A | 2016-09-10 | N/A | N/A | N/A | N/A | Core | Core | 2147.4231
SITE_01034 | Single Family | Single Family Detached | Western Montana | HELENA | MT | 59602 |  | Lewis and Clark | Non-BPA | 175063 |  | 1882.4 |  | 3 |  | 2 |  | NORTHWESTERN ENERGY | 13902 | N | NORTHWESTERN ENERGY | 2016-09-17 | N/A | N/A | N/A | N/A | Core | Core | 1521.68
SITE_01035 | Single Family | Single Family Detached | Western Montana | BUTTE | MT | 59701 |  | Silver Bow | Non-BPA | 175063 |  | 1882.4 |  | 3 |  | 1 |  | NORTHWESTERN ENERGY | 13902 | N | N/A | 2016-07-27 | N/A | N/A | N/A | N/A | Core | Core | 1521.68
SITE_01036 | Single Family | Single Family Detached | Western Montana | HELENA | MT | 59601 |  | Lewis and Clark | Non-BPA | 175063 |  | 1882.4 |  | 3 |  | 2 |  | NORTHWESTERN ENERGY | 13902 | N | NORTHWESTERN ENERGY | 2016-08-26 | N/A | N/A | N/A | N/A | Core | Core | 1521.68
SITE_01037 | Single Family | Single Family Detached | Western Montana | TROUT CREEK | MT | 59874 |  | Sanders | BPA | 95814 |  | 2661.5 |  | 2 |  | 2 |  | NORTHERN LIGHTS, INC | 13758 | Y | N/A | 2016-08-18 | N/A | N/A | N/A | N/A | Core | Core | 3706.5714
SITE_01038 | Single Family | Single Family Detached | Western Montana | CLANCY | MT | 59634 |  | Lewis and Clark | Non-BPA | 175063 |  | 1882.4 |  | 3 |  | 2 |  | NORTHWESTERN ENERGY | 13902 | N | NORTHWESTERN ENERGY | 2016-08-26 | N/A | N/A | N/A | N/A | Core | Core | 1521.68
SITE_01039 | Single Family | Duplex, Triplex, or Fourplex | Western Montana | GREAT FALLS | MT | 59405 |  | Cascade | Non-BPA | 175063 |  | 1882.4 |  | 3 |  | 1 |  | NORTHWESTERN ENERGY | 13902 | N | ENERGY WEST | 2016-08-20 | N/A | N/A | N/A | N/A | Core | Core | 1521.68
SITE_01040 | Manufactured | Double Wide | Western Montana | VICTOR | MT | 59875 |  | Ravalli | BPA | 14551 |  | 765.84 |  | 2 |  | 1 |  | RAVALLI COUNTY ELEC COOP, INC | 26916 | Y | N/A | 2016-08-09 | N/A | N/A | N/A | N/A | Core | Core | 765.84
SITE_01041 | Single Family | Single Family Detached | Western Montana | MISSOULA | MT | 59802 |  | Missoula | Non-BPA | 175063 |  | 1882.4 |  | 3 |  | 1 |  | NORTHWESTERN ENERGY | 13902 | N | NORTHWESTERN ENERGY | 2016-08-30 | N/A | N/A | N/A | N/A | Core | Core | 2147.4231
SITE_01042 | Single Family | Single Family Detached | Western Montana | GREAT FALLS | MT | 59404 |  | Cascade | Non-BPA | 175063 |  | 1882.4 |  | 3 |  | 1 |  | NORTHWESTERN ENERGY | 13902 | N | ENERGY WEST | 2016-08-18 | N/A | N/A | N/A | N/A | Core | Core | 1521.68
SITE_01043 | Single Family | Single Family Detached | Western Montana | GREAT FALLS | MT | 59404 |  | Cascade | Non-BPA | 175063 |  | 1882.4 |  | 3 |  | 1 |  | NORTHWESTERN ENERGY | 13902 | N | ENERGY WEST | 2016-08-17 | N/A | N/A | N/A | N/A | Core | Core | 1521.68
SITE_01044 | Single Family | Single Family Detached | Western Montana | MISSOULA | MT | 59804 |  | Missoula | Non-BPA | 175063 |  | 1882.4 |  | 3 |  | 1 |  | NORTHWESTERN ENERGY | 13902 | N | NORTHWESTERN ENERGY | 2016-09-07 | N/A | N/A | N/A | N/A | Core | Core | 2147.4231
SITE_01045 | Single Family | Single Family Detached | Western Montana | DILLON | MT | 59725 |  | Beaverhead | BPA | 95814 |  | 2661.5 |  | 3 |  | 1 |  | VIGILANTE ELECTRIC COOP, INC | 23586 | Y | NORTHWESTERN ENERGY | 2016-07-28 | N/A | N/A | N/A | N/A | Core | Core | 5962.4
SITE_01046 | Single Family | Single Family Detached | Western Montana | KALISPELL | MT | 59901 |  | Flathead | BPA | 95814 |  | 2661.5 |  | 3 |  | 1 |  | FLATHEAD ELECTRIC COOPERATIVE | 6395 | Y | NORTHWESTERN ENERGY | 2016-08-13 | N/A | N/A | N/A | N/A | Core | Core | 2147.4231
SITE_01047 | Single Family | Single Family Detached | Western Montana | BUTTE | MT | 59701 |  | Silver Bow | Non-BPA | 175063 |  | 1882.4 |  | 3 |  | 1 |  | NORTHWESTERN ENERGY | 13902 | N | NORTHWESTERN ENERGY | 2016-08-31 | N/A | N/A | N/A | N/A | Core | Core | 1521.68
SITE_01048 | Single Family | Single Family Detached | Western Montana | GREAT FALLS | MT | 59404 |  | Cascade | Non-BPA | 175063 |  | 1882.4 |  | 3 |  | 1 |  | NORTHWESTERN ENERGY | 13902 | N | ENERGY WEST | 2016-09-14 | N/A | N/A | N/A | N/A | Core | Core | 1521.68
SITE_01049 | Single Family | Single Family Detached | Western Montana | HELENA | MT | 59602 |  | Lewis and Clark | Non-BPA | 175063 |  | 1882.4 |  | 3 |  | 2 |  | NORTHWESTERN ENERGY | 13902 | N | NORTHWESTERN ENERGY | 2016-07-26 | N/A | N/A | N/A | N/A | Core | Core | 1521.68
SITE_01050 | Single Family | Single Family Detached | Western Montana | LIVINGSTON | MT | 59047 |  | Park | Non-BPA | 175063 |  | 1882.4 |  | 2 |  | 2 |  | NORTHWESTERN ENERGY | 13902 | N | NORTHWESTERN ENERGY | 2016-08-31 | N/A | N/A | N/A | N/A | Core | Core | 5962.4
SITE_01051 | Single Family | Single Family Detached | Western Montana | BELGRADE | MT | 59714 |  | Gallatin | Non-BPA | 175063 |  | 1882.4 |  | 3 |  | 1 |  | NORTHWESTERN ENERGY | 13902 | N | NORTHWESTERN ENERGY | 2016-08-30 | N/A | N/A | N/A | N/A | Core | Core | 2480.8
SITE_01052 | Single Family | Duplex, Triplex, or Fourplex | Western Montana | GREAT FALLS | MT | 59405 |  | Cascade | Non-BPA | 175063 |  | 1882.4 |  | 3 |  | 1 |  | NORTHWESTERN ENERGY | 13902 | N | ENERGY WEST | 2016-08-17 | N/A | N/A | N/A | N/A | Core | Core | 1521.68
SITE_01053 | Single Family | Single Family Detached | Western Montana | KALISPELL | MT | 59901 |  | Flathead | BPA | 95814 |  | 2661.5 |  | 3 |  | 1 |  | FLATHEAD ELECTRIC COOPERATIVE | 6395 | Y | N/A | 2016-08-13 | N/A | N/A | N/A | N/A | Core | Core | 2147.4231
SITE_01054 | Multifamily Residence | Apartment Building (3 or fewer floors) | Western Montana | WHITEFISH | MT | 59937 |  | Flathead | BPA | 5779 |  | 214.04 |  | 3 |  | 1 |  | FLATHEAD ELECTRIC COOPERATIVE | 6395 | Y | N/A | 2016-08-13 | BLDG_00246 | N/A | N/A | N/A | Core | Core | 214.04
SITE_01055 | Single Family | Single Family Detached | Western Montana | BUTTE | MT | 59701 |  | Silver Bow | Non-BPA | 175063 |  | 1882.4 |  | 3 |  | 1 |  | NORTHWESTERN ENERGY | 13902 | N | N/A | 2016-08-22 | N/A | N/A | N/A | N/A | Core | Core | 1521.68
SITE_01056 | Single Family | Single Family Detached | Western Montana | BOZEMAN | MT | 59715 |  | Gallatin | Non-BPA | 175063 |  | 1882.4 |  | 3 |  | 1 |  | NORTHWESTERN ENERGY | 13902 | N | N/A | 2016-08-25 | N/A | N/A | N/A | N/A | Core | Core | 2480.8
SITE_01057 | Single Family | Single Family Detached | Western Montana | MISSOULA | MT | 59801 |  | Missoula | Non-BPA | 175063 |  | 1882.4 |  | 3 |  | 1 |  | NORTHWESTERN ENERGY | 13902 | N | NORTHWESTERN ENERGY | 2016-09-09 | N/A | N/A | N/A | N/A | Core | Core | 2147.4231
SITE_01058 | Single Family | Single Family Detached | Western Montana | BOZEMAN | MT | 59715 |  | Gallatin | Non-BPA | 175063 |  | 1882.4 |  | 3 |  | 1 |  | NORTHWESTERN ENERGY | 13902 | N | NORTHWESTERN ENERGY | 2016-08-30 | N/A | N/A | N/A | N/A | Core | Core | 2480.8
SITE_01059 | Single Family | Single Family Detached | Western Montana | CLANCY | MT | 59634 |  | Jefferson | Non-BPA | 175063 |  | 1882.4 |  | 3 |  | 1 |  | NORTHWESTERN ENERGY | 13902 | N | N/A | 2016-08-25 | N/A | N/A | N/A | N/A | Core | Core | 1521.68
SITE_01060 | Single Family | Single Family Detached | Western Montana | ANACONDA | MT | 59711 |  | Deer Lodge | Non-BPA | 175063 |  | 1882.4 |  | 3 |  | 1 |  | NORTHWESTERN ENERGY | 13902 | N | NORTHWESTERN ENERGY | 2016-08-30 | N/A | N/A | N/A | N/A | Core | Core | 3706.5714
SITE_01061 | Single Family | Single Family Detached | Western Montana | BUTTE | MT | 59701 |  | Silver Bow | Non-BPA | 175063 |  | 1882.4 |  | 3 |  | 1 |  | NORTHWESTERN ENERGY | 13902 | N | NORTHWESTERN ENERGY | 2016-08-30 | N/A | N/A | N/A | N/A | Core | Core | 1521.68
SITE_01062 | Single Family | Single Family Detached | Western Montana | BUTTE | MT | 59701 |  | Silver Bow | Non-BPA | 175063 |  | 1882.4 |  | 3 |  | 1 |  | NORTHWESTERN ENERGY | 13902 | N | N/A | 2016-08-26 | N/A | N/A | N/A | N/A | Core | Core | 1521.68
SITE_01063 | Single Family | Single Family Detached | Western Montana | MISSOULA | MT | 59801 |  | Missoula | Non-BPA | 175063 |  | 1882.4 |  | 3 |  | 1 |  | NORTHWESTERN ENERGY | 13902 | N | NORTHWESTERN ENERGY | 2016-08-30 | N/A | N/A | N/A | N/A | Core | Core | 2147.4231
SITE_01064 | Single Family | Single Family Detached | Western Montana | PROCTOR | MT | 59929 |  | Lake | BPA | 95814 |  | 2661.5 |  | 2 |  | 1 |  | MISSION VALLEY POWER | 19603 | Y | N/A | 2016-08-16 | N/A | N/A | N/A | N/A | Core | Core | 2147.4231
SITE_01065 | Single Family | Single Family Detached | Western Montana | BOZEMAN | MT | 59715 |  | Gallatin | Non-BPA | 175063 |  | 1882.4 |  | 3 |  | 1 |  | NORTHWESTERN ENERGY | 13902 | N | NORTHWESTERN ENERGY | 2016-08-30 | N/A | N/A | N/A | N/A | Core | Core | 2480.8
SITE_01066 | Single Family | Single Family Detached | Western Montana | GREAT FALLS | MT | 59405 |  | Cascade | Non-BPA | 175063 |  | 1882.4 |  | 3 |  | 1 |  | NORTHWESTERN ENERGY | 13902 | N | ENERGY WEST | 2016-08-18 | N/A | N/A | N/A | N/A | Core | Core | 1521.68
SITE_01067 | Single Family | Single Family Detached | Western Montana | FLORENCE | MT | 59833 |  | Missoula | BPA | 95814 |  | 2661.5 |  | 3 |  | 1 |  | MISSOULA ELECTRIC COOP | 12692 | Y | NORTHWESTERN ENERGY | 2016-09-01 | N/A | N/A | N/A | N/A | BPA | Oversample | 2147.4231
SITE_01068 | Single Family | Single Family Detached | Western Montana | PLAINS | MT | 59859 |  | Sanders | Non-BPA | 175063 |  | 1882.4 |  | 2 |  | 2 |  | NORTHWESTERN ENERGY | 13902 | N | N/A | 2016-08-19 | N/A | N/A | N/A | N/A | Core | Core | 3706.5714
SITE_01069 | Manufactured | Double Wide | Western Montana | VAUGHN | MT | 59487 |  | Cascade | Non-BPA | 21557 |  | 331.65 |  | 3 |  | 1 |  | SUN RIVER ELECTRIC COOP, INC | 18401 | N | NORTHWESTERN ENERGY | 2016-08-25 | N/A | N/A | N/A | N/A | Core | Core | 331.65
SITE_01070 | Single Family | Single Family Detached | Western Montana | GREAT FALLS | MT | 59405 |  | Cascade | Non-BPA | 175063 |  | 1882.4 |  | 3 |  | 1 |  | NORTHWESTERN ENERGY | 13902 | N | N/A | 2016-09-01 | N/A | N/A | N/A | N/A | Core | Core | 1521.68
SITE_01071 | Single Family | Single Family Detached | Puget Sound | MARYSVILLE | WA | 98270 |  | Snohomish | SnoPUD | 228091 |  | 3801.52 |  | 1 |  | 1 |  | SNOHOMISH PUD | 17470 | Y | PUGET SOUND ENERGY | 2016-10-18 | N/A | N/A | N/A | N/A | SnoPUD | Oversample | 3955.5333
SITE_01072 | Single Family | Single Family Detached | Puget Sound | LAKE STEVENS | WA | 98258 |  | Snohomish | SnoPUD | 228091 |  | 3801.52 |  | 1 |  | 1 |  | SNOHOMISH PUD | 17470 | Y | PUGET SOUND ENERGY | 2016-11-01 | N/A | N/A | N/A | N/A | SnoPUD | Oversample | 3955.5333
SITE_01073 | Single Family | Single Family Detached | Puget Sound | STANWOOD | WA | 98292 |  | Snohomish | SnoPUD | 228091 |  | 3801.52 |  | 1 |  | 1 |  | SNOHOMISH PUD | 17470 | Y | N/A | 2016-10-24 | N/A | N/A | N/A | N/A | SnoPUD | Oversample | 3955.5333
SITE_01074 | Single Family | Single Family Detached | Puget Sound | EVERETT | WA | 98203 |  | Snohomish | SnoPUD | 228091 |  | 3801.52 |  | 1 |  | 1 |  | SNOHOMISH PUD | 17470 | Y | N/A | 2016-11-03 | N/A | N/A | N/A | N/A | SnoPUD | Oversample | 3955.5333
SITE_01075 | Single Family | Single Family Detached | Puget Sound | EVERETT | WA | 98203 |  | Snohomish | SnoPUD | 228091 |  | 3801.52 |  | 1 |  | 1 |  | SNOHOMISH PUD | 17470 | Y | PUGET SOUND ENERGY | 2016-10-25 | N/A | N/A | N/A | N/A | SnoPUD | Oversample | 3955.5333
SITE_01076 | Single Family | Single Family Detached | Puget Sound | EVERETT | WA | 98201 |  | Snohomish | SnoPUD | 228091 |  | 3801.52 |  | 1 |  | 1 |  | SNOHOMISH PUD | 17470 | Y | PUGET SOUND ENERGY | 2016-11-08 | N/A | N/A | N/A | N/A | SnoPUD | Oversample | 3955.5333
SITE_01077 | Single Family | Single Family Detached | Puget Sound | ARLINGTON | WA | 98223 |  | Snohomish | SnoPUD | 228091 |  | 3801.52 |  | 1 |  | 1 |  | SNOHOMISH PUD | 17470 | Y | N/A | 2016-10-21 | N/A | N/A | N/A | N/A | SnoPUD | Oversample | 3955.5333
SITE_01078 | Single Family | Single Family Detached | Puget Sound | LAKE STEVENS | WA | 98258 |  | Snohomish | SnoPUD | 228091 |  | 3801.52 |  | 1 |  | 1 |  | SNOHOMISH PUD | 17470 | Y | PUGET SOUND ENERGY | 2016-11-08 | N/A | N/A | N/A | N/A | SnoPUD | Oversample | 3955.5333
SITE_01079 | Manufactured | Double Wide | Puget Sound | GOLD BAR | WA | 98251 |  | King | SnoPUD | 16959 |  | 997.59 |  | 1 |  | 1 |  | SNOHOMISH PUD | 17470 | Y | N/A | 2016-11-12 | N/A | N/A | N/A | N/A | Core | Core | 997.59
SITE_01080 | Single Family | Single Family Detached | Puget Sound | SNOHOMISH | WA | 98296 |  | Snohomish | SnoPUD | 228091 |  | 3801.52 |  | 1 |  | 1 |  | SNOHOMISH PUD | 17470 | Y | N/A | 2016-11-01 | N/A | N/A | N/A | N/A | SnoPUD | Oversample | 3955.5333
SITE_01081 | Single Family | Single Family Detached | Puget Sound | ARLINGTON | WA | 98223 |  | Snohomish | SnoPUD | 228091 |  | 3801.52 |  | 1 |  | 1 |  | SNOHOMISH PUD | 17470 | Y | N/A | 2016-10-26 | N/A | N/A | N/A | N/A | SnoPUD | Oversample | 3955.5333
SITE_01082 | Single Family | Single Family Detached | Puget Sound | MOUNTLAKE TERRACE | WA | 98043 |  | Snohomish | SnoPUD | 228091 |  | 3801.52 |  | 1 |  | 1 |  | SNOHOMISH PUD | 17470 | Y | PUGET SOUND ENERGY | 2016-10-28 | N/A | N/A | N/A | N/A | SnoPUD | Oversample | 3955.5333
SITE_01083 | Single Family | Single Family Detached | Puget Sound | LAKE STEVENS | WA | 98258 |  | Snohomish | SnoPUD | 228091 |  | 3801.52 |  | 1 |  | 1 |  | SNOHOMISH PUD | 17470 | Y | PUGET SOUND ENERGY | 2016-10-25 | N/A | N/A | N/A | N/A | SnoPUD | Oversample | 3955.5333
SITE_01084 | Single Family | Single Family Detached | Puget Sound | LYNNWOOD | WA | 98037 |  | Snohomish | SnoPUD | 228091 |  | 3801.52 |  | 1 |  | 1 |  | SNOHOMISH PUD | 17470 | Y | PUGET SOUND ENERGY | 2016-10-24 | N/A | N/A | N/A | N/A | SnoPUD | Oversample | 3955.5333
SITE_01085 | Single Family | Single Family Detached | Puget Sound | EVERETT | WA | 98208 |  | Snohomish | SnoPUD | 228091 |  | 3801.52 |  | 1 |  | 1 |  | SNOHOMISH PUD | 17470 | Y | PUGET SOUND ENERGY | 2016-11-08 | N/A | N/A | N/A | N/A | SnoPUD | Oversample | 3955.5333
SITE_01086 | Single Family | Single Family Detached | Puget Sound | SNOHOMISH | WA | 98296 |  | Snohomish | SnoPUD | 228091 |  | 3801.52 |  | 1 |  | 1 |  | SNOHOMISH PUD | 17470 | Y | N/A | 2016-10-28 | N/A | N/A | N/A | N/A | SnoPUD | Oversample | 3955.5333
SITE_01087 | Single Family | Single Family Detached | Puget Sound | EDMONDS | WA | 98020 |  | Snohomish | SnoPUD | 228091 |  | 3801.52 |  | 1 |  | 1 |  | SNOHOMISH PUD | 17470 | Y | PUGET SOUND ENERGY | 2016-11-11 | N/A | N/A | N/A | N/A | SnoPUD | Oversample | 3955.5333
SITE_01088 | Single Family | Single Family Detached | Puget Sound | BOTHELL | WA | 98021 |  | Snohomish | SnoPUD | 228091 |  | 3801.52 |  | 1 |  | 1 |  | SNOHOMISH PUD | 17470 | Y | N/A | 2016-10-18 | N/A | N/A | N/A | N/A | SnoPUD | Oversample | 3955.5333
SITE_01089 | Single Family | Single Family Detached | Puget Sound | MUKILTEO | WA | 98275 |  | Snohomish | SnoPUD | 228091 |  | 3801.52 |  | 1 |  | 1 |  | SNOHOMISH PUD | 17470 | Y | PUGET SOUND ENERGY | 2016-10-21 | N/A | N/A | N/A | N/A | SnoPUD | Oversample | 3955.5333
SITE_01090 | Single Family | Single Family Detached | Puget Sound | MILL CREEK | WA | 98012 |  | Snohomish | SnoPUD | 228091 |  | 3801.52 |  | 1 |  | 1 |  | SNOHOMISH PUD | 17470 | Y | PUGET SOUND ENERGY | 2016-10-24 | N/A | N/A | N/A | N/A | SnoPUD | Oversample | 3955.5333
SITE_01091 | Single Family | Single Family Detached | Puget Sound | LAKE STEVENS | WA | 98258 |  | Snohomish | SnoPUD | 228091 |  | 3801.52 |  | 1 |  | 1 |  | SNOHOMISH PUD | 17470 | Y | PUGET SOUND ENERGY | 2016-10-28 | N/A | N/A | N/A | N/A | SnoPUD | Oversample | 3955.5333
SITE_01092 | Single Family | Single Family Detached | Puget Sound | EVERETT | WA | 98208 |  | Snohomish | SnoPUD | 228091 |  | 3801.52 |  | 1 |  | 1 |  | SNOHOMISH PUD | 17470 | Y | PUGET SOUND ENERGY | 2016-10-28 | N/A | N/A | N/A | N/A | SnoPUD | Oversample | 3955.5333
SITE_01093 | Single Family | Single Family Detached | Puget Sound | EDMONDS | WA | 98020 |  | Snohomish | SnoPUD | 228091 |  | 3801.52 |  | 1 |  | 1 |  | SNOHOMISH PUD | 17470 | Y | PUGET SOUND ENERGY | 2016-10-24 | N/A | N/A | N/A | N/A | SnoPUD | Oversample | 3955.5333
SITE_01094 | Single Family | Single Family Detached | Puget Sound | ARLINGTON | WA | 98223 |  | Snohomish | SnoPUD | 228091 |  | 3801.52 |  | 1 |  | 1 |  | SNOHOMISH PUD | 17470 | Y | CASCADE NATURAL GAS | 2016-11-11 | N/A | N/A | N/A | N/A | SnoPUD | Oversample | 3955.5333
SITE_01095 | Single Family | Single Family Detached | Puget Sound | EDMONDS | WA | 98026 |  | Snohomish | SnoPUD | 228091 |  | 3801.52 |  | 1 |  | 1 |  | SNOHOMISH PUD | 17470 | Y | PUGET SOUND ENERGY | 2016-11-15 | N/A | N/A | N/A | N/A | SnoPUD | Oversample | 3955.5333
SITE_01096 | Single Family | Single Family Detached | Puget Sound | SNOHOMISH | WA | 98296 |  | Snohomish | SnoPUD | 228091 |  | 3801.52 |  | 1 |  | 1 |  | SNOHOMISH PUD | 17470 | Y | PUGET SOUND ENERGY | 2016-11-10 | N/A | N/A | N/A | N/A | SnoPUD | Oversample | 3955.5333
SITE_01097 | Single Family | Single Family Detached | Puget Sound | EDMONDS | WA | 98026 |  | Snohomish | SnoPUD | 228091 |  | 3801.52 |  | 1 |  | 1 |  | SNOHOMISH PUD | 17470 | Y | N/A | 2016-11-16 | N/A | N/A | N/A | N/A | SnoPUD | Oversample | 3955.5333
SITE_01098 | Single Family | Single Family Detached | Puget Sound | MARYSVILLE | WA | 98271 |  | Snohomish | SnoPUD | 228091 |  | 3801.52 |  | 1 |  | 1 |  | SNOHOMISH PUD | 17470 | Y | N/A | 2016-11-03 | N/A | N/A | N/A | N/A | SnoPUD | Oversample | 3955.5333
SITE_01099 | Single Family | Single Family Detached | Puget Sound | LAKE STEVENS | WA | 98258 |  | Snohomish | SnoPUD | 228091 |  | 3801.52 |  | 1 |  | 1 |  | SNOHOMISH PUD | 17470 | Y | PUGET SOUND ENERGY | 2016-11-15 | N/A | N/A | N/A | N/A | SnoPUD | Oversample | 3955.5333
SITE_01100 | Single Family | Single Family Detached | Puget Sound | MOUNTLAKE TERRACE | WA | 98043 |  | Snohomish | SnoPUD | 228091 |  | 3801.52 |  | 1 |  | 1 |  | SNOHOMISH PUD | 17470 | Y | PUGET SOUND ENERGY | 2016-11-15 | N/A | N/A | N/A | N/A | SnoPUD | Oversample | 3955.5333
SITE_01101 | Single Family | Single Family Detached | Puget Sound | SNOHOMISH | WA | 98290 |  | Snohomish | SnoPUD | 228091 |  | 3801.52 |  | 1 |  | 1 |  | SNOHOMISH PUD | 17470 | Y | N/A | 2016-10-28 | N/A | N/A | N/A | N/A | SnoPUD | Oversample | 3955.5333
SITE_01102 | Single Family | Single Family Detached | Puget Sound | LYNNWOOD | WA | 98036 |  | Snohomish | SnoPUD | 228091 |  | 3801.52 |  | 1 |  | 1 |  | SNOHOMISH PUD | 17470 | Y | PUGET SOUND ENERGY | 2016-10-25 | N/A | N/A | N/A | N/A | SnoPUD | Oversample | 3955.5333
SITE_01103 | Multifamily Residence | Apartment Building (3 or fewer floors) | Western Washington | BREMERTON | WA | 98310 |  | Kitsap | PSE - Non-King County | 6309 |  | 630.9 |  | 1 |  | 1 |  | PUGET SOUND ENERGY | 15500 | N | N/A | 2017-03-30 | BLDG_00247 | N/A | N/A | N/A | PSE | Oversample | 630.9
SITE_01104 | Multifamily Residence | Apartment Building (3 or fewer floors) | Puget Sound | PUYALLUP | WA | 98373 |  | Pierce | PSE - Non-King County | 76277 |  | 2383.66 |  | 1 |  | 1 |  | PUGET SOUND ENERGY | 15500 | N | N/A | 2017-02-01 | BLDG_00248 | N/A | N/A | N/A | PSE | Oversample | 2383.66
SITE_01105 | Multifamily Residence | Apartment Building (3 or fewer floors) | Puget Sound | MOUNT VERNON | WA | 98273 |  | Skagit | PSE - Non-King County | 76277 |  | 2383.66 |  | 1 |  | 1 |  | PUGET SOUND ENERGY | 15500 | N | N/A | 2017-02-14 | BLDG_00249 | N/A | N/A | N/A | PSE | Oversample | 2383.66
SITE_01106 | Multifamily Residence | Apartment Building (3 or fewer floors) | Puget Sound | LYNNWOOD | WA | 98087 |  | Snohomish | SnoPUD | 56059 |  | 2002.11 |  | 1 |  | 1 |  | SNOHOMISH PUD | 17470 | Y | PUGET SOUND ENERGY | 2017-02-11 | BLDG_00250 | N/A | N/A | N/A | PSE | Oversample | 2002.11
SITE_01107 | Multifamily Residence | Apartment Building (3 or fewer floors) | Puget Sound | BELLINGHAM | WA | 98226 |  | Whatcom | PSE - Non-King County | 76277 |  | 2383.66 |  | 1 |  | 1 |  | PUGET SOUND ENERGY | 15500 | N | N/A | 2017-02-23 | BLDG_00251 | N/A | N/A | N/A | PSE | Oversample | 2383.66
SITE_01108 | Multifamily Residence | Apartment Building (3 or fewer floors) | Western Washington | PORT ORCHARD | WA | 98366 |  | Kitsap | PSE - Non-King County | 6309 |  | 630.9 |  | 1 |  | 1 |  | PUGET SOUND ENERGY | 15500 | N | N/A | 2017-02-23 | BLDG_00252 | N/A | N/A | N/A | PSE | Oversample | 630.9
SITE_01110 | Multifamily Residence | Apartment Building (3 or fewer floors) | Western Washington | KINGSTON | WA | 98346 |  | Kitsap | PSE - Non-King County | 6309 |  | 630.9 |  | 1 |  | 1 |  | PUGET SOUND ENERGY | 15500 | N | N/A | 2017-03-16 | BLDG_00253 | N/A | N/A | N/A | PSE | Oversample | 630.9
SITE_01111 | Multifamily Residence | Apartment Building (3 or fewer floors) | Puget Sound | OAK HARBOR | WA | 98277 |  | Island | PSE - Non-King County | 76277 |  | 2383.66 |  | 1 |  | 1 |  | PUGET SOUND ENERGY | 15500 | N | N/A | 2017-02-15 | BLDG_00254 | N/A | N/A | N/A | PSE | Oversample | 2383.66
SITE_01112 | Multifamily Residence | Apartment Building (3 or fewer floors) | Puget Sound | OAK HARBOR | WA | 98277 |  | Island | PSE - Non-King County | 76277 |  | 2383.66 |  | 1 |  | 1 |  | PUGET SOUND ENERGY | 15500 | N | N/A | 2017-02-17 | BLDG_00255 | N/A | N/A | N/A | PSE | Oversample | 2383.66
SITE_01113 | Multifamily Residence | Apartment Building (3 or fewer floors) | Puget Sound | OLYMPIA | WA | 98516 |  | Thurston | PSE - Non-King County | 76277 |  | 2383.66 |  | 1 |  | 1 |  | PUGET SOUND ENERGY | 15500 | N | N/A | 2017-02-21 | BLDG_00256 | N/A | N/A | N/A | PSE | Oversample | 2383.66
SITE_01114 | Multifamily Residence | Apartment Building (3 or fewer floors) | Puget Sound | BURLINGTON | WA | 98233 |  | Skagit | PSE - Non-King County | 76277 |  | 2383.66 |  | 1 |  | 1 |  | PUGET SOUND ENERGY | 15500 | N | N/A | 2017-02-14 | BLDG_00257 | N/A | N/A | N/A | PSE | Oversample | 2383.66
SITE_01115 | Multifamily Residence | Apartment Building (3 or fewer floors) | Western Washington | BREMERTON | WA | 98310 |  | Kitsap | PSE - Non-King County | 6309 |  | 630.9 |  | 1 |  | 1 |  | PUGET SOUND ENERGY | 15500 | N | N/A | 2017-03-25 | BLDG_00258 | N/A | N/A | N/A | PSE | Oversample | 630.9
SITE_01116 | Multifamily Residence | Apartment Building (3 or fewer floors) | Puget Sound | BELLINGHAM | WA | 98225 |  | Whatcom | PSE - Non-King County | 76277 |  | 2383.66 |  | 1 |  | 1 |  | PUGET SOUND ENERGY | 15500 | N | N/A | 2017-02-22 | BLDG_00259 | N/A | N/A | N/A | PSE | Oversample | 2383.66
SITE_01117 | Multifamily Residence | Apartment Building (3 or fewer floors) | Puget Sound | LAKEWOOD | WA | 98439 |  | Pierce | PSE - Non-King County | 76277 |  | 2383.66 |  | 1 |  | 1 |  | PUGET SOUND ENERGY | 15500 | N | N/A | 2017-02-02 | BLDG_00260 | N/A | N/A | N/A | PSE | Oversample | 2383.66
SITE_01118 | Multifamily Residence | Apartment Building (3 or fewer floors) | Puget Sound | BELLINGHAM | WA | 98225 |  | Whatcom | PSE - Non-King County | 76277 |  | 2383.66 |  | 1 |  | 1 |  | PUGET SOUND ENERGY | 15500 | N | N/A | 2017-02-23 | BLDG_00261 | N/A | N/A | N/A | PSE | Oversample | 2383.66
SITE_01119 | Multifamily Residence | Apartment Building (3 or fewer floors) | Puget Sound | PUYALLUP | WA | 98372 |  | Pierce | PSE - Non-King County | 76277 |  | 2383.66 |  | 1 |  | 1 |  | PUGET SOUND ENERGY | 15500 | N | N/A | 2017-02-01 | BLDG_00262 | N/A | N/A | N/A | PSE | Oversample | 2383.66
SITE_01120 | Multifamily Residence | Apartment Building (3 or fewer floors) | Puget Sound | PUYALLUP | WA | 98372 |  | Pierce | PSE - Non-King County | 76277 |  | 2383.66 |  | 1 |  | 1 |  | PUGET SOUND ENERGY | 15500 | N | N/A | 2017-02-01 | BLDG_00263 | N/A | N/A | N/A | PSE | Oversample | 2383.66
SITE_01121 | Multifamily Residence | Apartment Building (3 or fewer floors) | Puget Sound | BELLINGHAM | WA | 98226 |  | Whatcom | PSE - Non-King County | 76277 |  | 2383.66 |  | 1 |  | 1 |  | PUGET SOUND ENERGY | 15500 | N | N/A | 2017-02-25 | BLDG_00264 | N/A | N/A | N/A | PSE | Oversample | 2383.66
SITE_01122 | Multifamily Residence | Apartment Building (3 or fewer floors) | Puget Sound | OAK HARBOR | WA | 98277 |  | Island | PSE - Non-King County | 76277 |  | 2383.66 |  | 1 |  | 1 |  | PUGET SOUND ENERGY | 15500 | N | N/A | 2017-02-15 | BLDG_00265 | N/A | N/A | N/A | PSE | Oversample | 2383.66
SITE_01123 | Multifamily Residence | Apartment Building (4 to 6 floors) | Puget Sound | MUKILTEO | WA | 98275 |  | Snohomish | SnoPUD | 56059 |  | 2002.11 |  | 1 |  | 1 |  | SNOHOMISH PUD | 17470 | Y | PUGET SOUND ENERGY | 2017-02-11 | BLDG_00266 | N/A | N/A | N/A | PSE | Oversample | 2002.11
SITE_01124 | Multifamily Residence | Apartment Building (3 or fewer floors) | Puget Sound | EDMONDS | WA | 98020 |  | Snohomish | SnoPUD | 56059 |  | 2002.11 |  | 1 |  | 1 |  | SNOHOMISH PUD | 17470 | Y | PUGET SOUND ENERGY | 2017-03-03 | BLDG_00267 | N/A | N/A | N/A | PSE | Oversample | 2002.11
SITE_01125 | Multifamily Residence | Apartment Building (3 or fewer floors) | Puget Sound | PUYALLUP | WA | 98371 |  | Pierce | PSE - Non-King County | 76277 |  | 2383.66 |  | 1 |  | 1 |  | PUGET SOUND ENERGY | 15500 | N | N/A | 2017-02-02 | BLDG_00268 | N/A | N/A | N/A | PSE | Oversample | 2383.66
SITE_01126 | Multifamily Residence | Apartment Building (3 or fewer floors) | Puget Sound | BLAINE | WA | 98230 |  | Whatcom | PSE - Non-King County | 76277 |  | 2383.66 |  | 1 |  | 1 |  | PUGET SOUND ENERGY | 15500 | N | N/A | 2017-02-24 | BLDG_00269 | N/A | N/A | N/A | PSE | Oversample | 2383.66
SITE_01127 | Multifamily Residence | Apartment Building (3 or fewer floors) | Western Washington | PORT ORCHARD | WA | 98366 |  | Kitsap | PSE - Non-King County | 6309 |  | 630.9 |  | 1 |  | 1 |  | PUGET SOUND ENERGY | 15500 | N | N/A | 2017-03-03 | BLDG_00270 | N/A | N/A | N/A | PSE | Oversample | 630.9
SITE_01128 | Multifamily Residence | Apartment Building (3 or fewer floors) | Puget Sound | FEDERAL WAY | WA | 98001 |  | King | PSE - King County | 104014 |  | 2000.27 |  | 1 |  | 1 |  | PUGET SOUND ENERGY | 15500 | N | N/A | 2017-02-03 | BLDG_00271 | N/A | N/A | N/A | Core | Core | 2000.27
SITE_01129 | Multifamily Residence | Apartment Building (3 or fewer floors) | Puget Sound | AUBURN | WA | 98002 |  | King | PSE - King County | 104014 |  | 2000.27 |  | 1 |  | 1 |  | PUGET SOUND ENERGY | 15500 | N | N/A | 2017-02-03 | BLDG_00272 | N/A | N/A | N/A | Core | Core | 2000.27
SITE_01130 | Multifamily Residence | Apartment Building (3 or fewer floors) | Puget Sound | KENT | WA | 98030 |  | King | PSE - King County | 104014 |  | 2000.27 |  | 1 |  | 1 |  | PUGET SOUND ENERGY | 15500 | N | N/A | 2017-02-06 | BLDG_00273 | N/A | N/A | N/A | Core | Core | 2000.27
SITE_01131 | Multifamily Residence | Apartment Building (3 or fewer floors) | Puget Sound | BELLEVUE | WA | 98004 |  | King | PSE - King County | 104014 |  | 2000.27 |  | 1 |  | 1 |  | PUGET SOUND ENERGY | 15500 | N | N/A | 2017-03-01 | BLDG_00274 | N/A | N/A | N/A | Core | Core | 2000.27
SITE_01132 | Multifamily Residence | Apartment Building (3 or fewer floors) | Puget Sound | BELLEVUE | WA | 98007 |  | King | PSE - King County | 104014 |  | 2000.27 |  | 1 |  | 1 |  | PUGET SOUND ENERGY | 15500 | N | N/A | 2017-02-09 | BLDG_00275 | N/A | N/A | N/A | Core | Core | 2000.27
SITE_01133 | Multifamily Residence | Apartment Building (3 or fewer floors) | Puget Sound | BELLEVUE | WA | 98007 |  | King | PSE - King County | 104014 |  | 2000.27 |  | 1 |  | 1 |  | PUGET SOUND ENERGY | 15500 | N | N/A | 2017-02-16 | BLDG_00276 | N/A | N/A | N/A | Core | Core | 2000.27
SITE_01134 | Multifamily Residence | Apartment Building (3 or fewer floors) | Puget Sound | BOTHELL | WA | 98012 |  | Snohomish | SnoPUD | 56059 |  | 2002.11 |  | 1 |  | 1 |  | SNOHOMISH PUD | 17470 | Y | N/A | 2017-02-07 | BLDG_00277 | N/A | N/A | N/A | Core | Core | 2002.11
SITE_01135 | Multifamily Residence | Apartment Building (4 to 6 floors) | Puget Sound | BOTHELL | WA | 98012 |  | Snohomish | SnoPUD | 56059 |  | 2002.11 |  | 1 |  | 1 |  | SNOHOMISH PUD | 17470 | Y | N/A | 2017-02-08 | BLDG_00278 | N/A | N/A | N/A | Core | Core | 2002.11
SITE_01136 | Multifamily Residence | Apartment Building (3 or fewer floors) | Puget Sound | BOTHELL | WA | 98012 |  | Snohomish | SnoPUD | 56059 |  | 2002.11 |  | 1 |  | 1 |  | SNOHOMISH PUD | 17470 | Y | N/A | 2017-03-04 | BLDG_00279 | N/A | N/A | N/A | Core | Core | 2002.11
SITE_01137 | Single Family | Single Family Detached | Puget Sound | EDMONDS | WA | 98026 |  | Snohomish | SnoPUD | 228091 |  | 3801.52 |  | 1 |  | 1 |  | SNOHOMISH PUD | 17470 | Y | PUGET SOUND ENERGY | 2017-02-08 | N/A | N/A | N/A | N/A | Core | Core | 3955.5333
SITE_01138 | Multifamily Residence | Apartment Building (4 to 6 floors) | Puget Sound | KENMORE | WA | 98028 |  | King | PSE - King County | 104014 |  | 2000.27 |  | 1 |  | 1 |  | PUGET SOUND ENERGY | 15500 | N | N/A | 2017-03-06 | BLDG_00280 | N/A | N/A | N/A | Core | Core | 2000.27
SITE_01139 | Multifamily Residence | Apartment Building (3 or fewer floors) | Puget Sound | KIRKLAND | WA | 98033 |  | King | PSE - King County | 104014 |  | 2000.27 |  | 1 |  | 1 |  | PUGET SOUND ENERGY | 15500 | N | PUGET SOUND ENERGY | 2017-02-10 | BLDG_00281 | N/A | N/A | N/A | Core | Core | 2000.27
SITE_01140 | Multifamily Residence | Apartment Building (4 to 6 floors) | Puget Sound | MERCER ISLAND | WA | 98040 |  | King | PSE - King County | 104014 |  | 2000.27 |  | 1 |  | 1 |  | PUGET SOUND ENERGY | 15500 | N | N/A | 2017-02-08 | BLDG_00282 | N/A | N/A | N/A | Core | Core | 2000.27
SITE_01141 | Multifamily Residence | Apartment Building (4 to 6 floors) | Puget Sound | REDMOND | WA | 98052 |  | King | PSE - King County | 104014 |  | 2000.27 |  | 1 |  | 1 |  | PUGET SOUND ENERGY | 15500 | N | N/A | 2017-03-29 | BLDG_00283 | N/A | N/A | N/A | Core | Core | 2000.27
SITE_01142 | Multifamily Residence | Apartment Building (3 or fewer floors) | Puget Sound | LYNNWOOD | WA | 98087 |  | Snohomish | SnoPUD | 56059 |  | 2002.11 |  | 1 |  | 1 |  | SNOHOMISH PUD | 17470 | Y | N/A | 2017-02-10 | BLDG_00284 | N/A | N/A | N/A | Core | Core | 2002.11
SITE_01143 | Multifamily Residence | Apartment Building (3 or fewer floors) | Puget Sound | LYNNWOOD | WA | 98087 |  | Snohomish | SnoPUD | 56059 |  | 2002.11 |  | 1 |  | 1 |  | SNOHOMISH PUD | 17470 | Y | N/A | 2017-03-06 | BLDG_00285 | N/A | N/A | N/A | Core | Core | 2002.11
SITE_01144 | Multifamily Residence | Apartment Building (3 or fewer floors) | Puget Sound | LYNNWOOD | WA | 98087 |  | King | SnoPUD | 56059 |  | 2002.11 |  | 1 |  | 1 |  | SNOHOMISH PUD | 17470 | Y | N/A | 2017-02-07 | BLDG_00286 | N/A | N/A | N/A | Core | Core | 2002.11
SITE_01145 | Multifamily Residence | Apartment Building (3 or fewer floors) | Puget Sound | LYNNWOOD | WA | 98087 |  | Snohomish | SnoPUD | 56059 |  | 2002.11 |  | 1 |  | 1 |  | SNOHOMISH PUD | 17470 | Y | N/A | 2017-02-08 | BLDG_00287 | N/A | N/A | N/A | Core | Core | 2002.11
SITE_01146 | Multifamily Residence | Apartment Building (3 or fewer floors) | Puget Sound | AUBURN | WA | 98092 |  | King | PSE - King County | 104014 |  | 2000.27 |  | 1 |  | 1 |  | PUGET SOUND ENERGY | 15500 | N | N/A | 2017-03-30 | BLDG_00288 | N/A | N/A | N/A | Core | Core | 2000.27
SITE_01147 | Multifamily Residence | Apartment Building (More than 6 floors) | Puget Sound | SEATTLE | WA | 98101 |  | King | SCL | 148177 |  | 2002.39 |  | 1 |  | 1 |  | SEATTLE CITY LIGHT | 16868 | Y | N/A | 2017-02-03 | BLDG_00289 | N/A | N/A | N/A | Core | Core | 2002.39
SITE_01148 | Multifamily Residence | Apartment Building (4 to 6 floors) | Puget Sound | SEATTLE | WA | 98104 |  | King | SCL | 148177 |  | 2002.39 |  | 1 |  | 1 |  | SEATTLE CITY LIGHT | 16868 | Y | N/A | 2017-02-11 | BLDG_00025 | N/A | N/A | N/A | Core | Core | 2002.39
SITE_01149 | Multifamily Residence | Apartment Building (4 to 6 floors) | Puget Sound | SEATTLE | WA | 98105 |  | King | SCL | 148177 |  | 2002.39 |  | 1 |  | 1 |  | SEATTLE CITY LIGHT | 16868 | Y | N/A | 2017-02-02 | BLDG_00291 | N/A | N/A | N/A | Core | Core | 2002.39
SITE_01150 | Multifamily Residence | Apartment Building (More than 6 floors) | Puget Sound | SEATTLE | WA | 98105 |  | King | SCL | 148177 |  | 2002.39 |  | 1 |  | 1 |  | SEATTLE CITY LIGHT | 16868 | Y | N/A | 2017-02-02 | BLDG_00292 | N/A | N/A | N/A | Core | Core | 2002.39
SITE_01151 | Single Family | Single Family Detached | Puget Sound | TUKWILA | WA | 98168 |  | King | SCL Not LI or EH | 155883 |  | 2259.17 |  | 1 |  | 1 |  | SEATTLE CITY LIGHT | 16868 | Y | N/A | 2017-02-06 | N/A | N/A | N/A | N/A | Core | Core | 2471.1038
SITE_01152 | Single Family | Duplex, Triplex, or Fourplex | Puget Sound | SEATTLE | WA | 98107 |  | King | SCL Not LI or EH | 155883 |  | 2259.17 |  | 1 |  | 1 |  | SEATTLE CITY LIGHT | 16868 | Y | PUGET SOUND ENERGY | 2017-02-25 | N/A | N/A | N/A | N/A | Core | Core | 2471.1038
SITE_01153 | Multifamily Residence | Apartment Building (More than 6 floors) | Puget Sound | SEATTLE | WA | 98109 |  | King | SCL | 148177 |  | 2002.39 |  | 1 |  | 1 |  | SEATTLE CITY LIGHT | 16868 | Y | N/A | 2017-02-03 | BLDG_00293 | N/A | N/A | N/A | Core | Core | 2002.39
SITE_01154 | Multifamily Residence | Apartment Building (More than 6 floors) | Puget Sound | SEATTLE | WA | 98109 |  | King | SCL | 148177 |  | 2002.39 |  | 1 |  | 1 |  | SEATTLE CITY LIGHT | 16868 | Y | N/A | 2017-02-15 | BLDG_00294 | N/A | N/A | N/A | Core | Core | 2002.39
SITE_01155 | Multifamily Residence | Apartment Building (3 or fewer floors) | Puget Sound | SEATTLE | WA | 98115 |  | King | SCL | 148177 |  | 2002.39 |  | 1 |  | 1 |  | SEATTLE CITY LIGHT | 16868 | Y | N/A | 2017-02-17 | BLDG_00295 | N/A | N/A | N/A | Core | Core | 2002.39
SITE_01156 | Multifamily Residence | Apartment Building (3 or fewer floors) | Puget Sound | SEATTLE | WA | 98117 |  | King | SCL | 148177 |  | 2002.39 |  | 1 |  | 1 |  | SEATTLE CITY LIGHT | 16868 | Y | N/A | 2017-02-07 | BLDG_00296 | N/A | N/A | N/A | Core | Core | 2002.39
SITE_01157 | Multifamily Residence | Apartment Building (3 or fewer floors) | Puget Sound | SEATTLE | WA | 98118 |  | King | SCL | 148177 |  | 2002.39 |  | 1 |  | 1 |  | SEATTLE CITY LIGHT | 16868 | Y | N/A | 2017-02-22 | BLDG_00297 | N/A | N/A | N/A | Core | Core | 2002.39
SITE_01158 | Multifamily Residence | Apartment Building (More than 6 floors) | Puget Sound | SEATTLE | WA | 98121 |  | King | SCL | 148177 |  | 2002.39 |  | 1 |  | 1 |  | SEATTLE CITY LIGHT | 16868 | Y | N/A | 2017-02-02 | BLDG_00298 | N/A | N/A | N/A | Core | Core | 2002.39
SITE_01159 | Multifamily Residence | Apartment Building (4 to 6 floors) | Puget Sound | SEATTLE | WA | 98122 |  | King | SCL | 148177 |  | 2002.39 |  | 1 |  | 1 |  | SEATTLE CITY LIGHT | 16868 | Y | N/A | 2017-02-07 | BLDG_00299 | N/A | N/A | N/A | Core | Core | 2002.39
SITE_01160 | Multifamily Residence | Apartment Building (4 to 6 floors) | Puget Sound | SEATTLE | WA | 98122 |  | King | SCL | 148177 |  | 2002.39 |  | 1 |  | 1 |  | SEATTLE CITY LIGHT | 16868 | Y | N/A | 2017-02-07 | BLDG_00300 | N/A | N/A | N/A | Core | Core | 2002.39
SITE_01161 | Multifamily Residence | Apartment Building (4 to 6 floors) | Puget Sound | SEATTLE | WA | 98122 |  | King | SCL | 148177 |  | 2002.39 |  | 1 |  | 1 |  | SEATTLE CITY LIGHT | 16868 | Y | N/A | 2017-02-07 | BLDG_00301 | N/A | N/A | N/A | Core | Core | 2002.39
SITE_01162 | Single Family | Duplex, Triplex, or Fourplex | Puget Sound | SEATTLE | WA | 98125 |  | King | SCL EH | 36440 |  | 597.38 |  | 1 |  | 1 |  | SEATTLE CITY LIGHT | 16868 | Y | N/A | 2017-02-08 | N/A | N/A | N/A | N/A | Core | Core | 653.4162
SITE_01163 | Multifamily Residence | Apartment Building (More than 6 floors) | Puget Sound | SEATTLE | WA | 98125 |  | King | SCL | 148177 |  | 2002.39 |  | 1 |  | 1 |  | SEATTLE CITY LIGHT | 16868 | Y | N/A | 2017-02-08 | BLDG_00302 | N/A | N/A | N/A | Core | Core | 2002.39
SITE_01164 | Multifamily Residence | Apartment Building (4 to 6 floors) | Puget Sound | SEATTLE | WA | 98125 |  | King | SCL | 148177 |  | 2002.39 |  | 1 |  | 1 |  | SEATTLE CITY LIGHT | 16868 | Y | N/A | 2017-02-07 | BLDG_00303 | N/A | N/A | N/A | Core | Core | 2002.39
SITE_01165 | Multifamily Residence | Apartment Building (4 to 6 floors) | Puget Sound | SEATTLE | WA | 98126 |  | King | SCL | 148177 |  | 2002.39 |  | 1 |  | 1 |  | SEATTLE CITY LIGHT | 16868 | Y | N/A | 2017-02-11 | BLDG_00304 | N/A | N/A | N/A | Core | Core | 2002.39
SITE_01166 | Multifamily Residence | Apartment Building (3 or fewer floors) | Puget Sound | SEATTLE | WA | 98115 |  | King | SCL | 148177 |  | 2002.39 |  | 1 |  | 1 |  | SEATTLE CITY LIGHT | 16868 | Y | N/A | 2017-02-07 | BLDG_00305 | N/A | N/A | N/A | Core | Core | 2002.39
SITE_01167 | Multifamily Residence | Apartment Building (3 or fewer floors) | Puget Sound | SEATTLE | WA | 98146 |  | King | SCL | 148177 |  | 2002.39 |  | 1 |  | 1 |  | SEATTLE CITY LIGHT | 16868 | Y | N/A | 2017-03-23 | BLDG_00306 | N/A | N/A | N/A | Core | Core | 2002.39
SITE_01168 | Multifamily Residence | Apartment Building (3 or fewer floors) | Puget Sound | SEATTLE | WA | 98146 |  | King | SCL | 148177 |  | 2002.39 |  | 1 |  | 1 |  | SEATTLE CITY LIGHT | 16868 | Y | N/A | 2017-02-20 | BLDG_00307 | N/A | N/A | N/A | Core | Core | 2002.39
SITE_01169 | Multifamily Residence | Apartment Building (3 or fewer floors) | Puget Sound | BURIEN | WA | 98148 |  | King | SCL | 148177 |  | 2002.39 |  | 1 |  | 1 |  | SEATTLE CITY LIGHT | 16868 | Y | N/A | 2017-02-25 | BLDG_00308 | N/A | N/A | N/A | Core | Core | 2002.39
SITE_01170 | Multifamily Residence | Apartment Building (4 to 6 floors) | Puget Sound | TUKWILA | WA | 98188 |  | King | PSE - King County | 104014 |  | 2000.27 |  | 1 |  | 1 |  | PUGET SOUND ENERGY | 15500 | N | N/A | 2017-02-06 | BLDG_00309 | N/A | N/A | N/A | Core | Core | 2000.27
SITE_01171 | Multifamily Residence | Apartment Building (3 or fewer floors) | Puget Sound | SEATTLE | WA | 98199 |  | Pierce | SCL | 148177 |  | 2002.39 |  | 1 |  | 1 |  | SEATTLE CITY LIGHT | 16868 | Y | N/A | 2017-02-03 | BLDG_00310 | N/A | N/A | N/A | Core | Core | 2002.39
SITE_01172 | Multifamily Residence | Apartment Building (3 or fewer floors) | Puget Sound | EVERETT | WA | 98204 |  | Snohomish | SnoPUD | 56059 |  | 2002.11 |  | 1 |  | 1 |  | SNOHOMISH PUD | 17470 | Y | N/A | 2017-03-31 | BLDG_00311 | N/A | N/A | N/A | Core | Core | 2002.11
SITE_01173 | Multifamily Residence | Apartment Building (3 or fewer floors) | Puget Sound | BELLINGHAM | WA | 98225 |  | Whatcom | PSE - Non-King County | 76277 |  | 2383.66 |  | 1 |  | 1 |  | PUGET SOUND ENERGY | 15500 | N | N/A | 2017-02-22 | BLDG_00312 | N/A | N/A | N/A | Core | Core | 2383.66
SITE_01174 | Multifamily Residence | Apartment Building (3 or fewer floors) | Puget Sound | BELLINGHAM | WA | 98225 |  | Whatcom | PSE - Non-King County | 76277 |  | 2383.66 |  | 1 |  | 1 |  | PUGET SOUND ENERGY | 15500 | N | N/A | 2017-02-22 | BLDG_00313 | N/A | N/A | N/A | Core | Core | 2383.66
SITE_01175 | Multifamily Residence | Apartment Building (3 or fewer floors) | Puget Sound | BELLINGHAM | WA | 98225 |  | Whatcom | PSE - Non-King County | 76277 |  | 2383.66 |  | 1 |  | 1 |  | PUGET SOUND ENERGY | 15500 | N | N/A | 2017-03-01 | BLDG_00314 | N/A | N/A | N/A | Core | Core | 2383.66
SITE_01176 | Multifamily Residence | Apartment Building (3 or fewer floors) | Puget Sound | OAK HARBOR | WA | 98277 |  | Island | PSE - Non-King County | 76277 |  | 2383.66 |  | 1 |  | 1 |  | PUGET SOUND ENERGY | 15500 | N | N/A | 2017-02-22 | BLDG_00315 | N/A | N/A | N/A | Core | Core | 2383.66
SITE_01177 | Single Family | Duplex, Triplex, or Fourplex | Puget Sound | OAK HARBOR | WA | 98277 |  | Island | PSE | 679140 |  | 12576.67 |  | 1 |  | 1 |  | PUGET SOUND ENERGY | 15500 | N | N/A | 2017-02-15 | N/A | N/A | N/A | N/A | Core | Core | 12576.67
SITE_01178 | Multifamily Residence | Apartment Building (3 or fewer floors) | Puget Sound | SEDRO WOOLLEY | WA | 98284 |  | Skagit | PSE - Non-King County | 76277 |  | 2383.66 |  | 1 |  | 1 |  | PUGET SOUND ENERGY | 15500 | N | PUGET SOUND ENERGY | 2017-02-14 | BLDG_00316 | N/A | N/A | N/A | Core | Core | 2383.66
SITE_01179 | Multifamily Residence | Apartment Building (3 or fewer floors) | Puget Sound | PUYALLUP | WA | 98371 |  | Pierce | PSE - Non-King County | 76277 |  | 2383.66 |  | 1 |  | 1 |  | PUGET SOUND ENERGY | 15500 | N | N/A | 2017-02-01 | BLDG_00317 | N/A | N/A | N/A | Core | Core | 2383.66
SITE_01180 | Single Family | Duplex, Triplex, or Fourplex | Puget Sound | BONNEY LAKE | WA | 98391 |  | Pierce | PSE | 679140 |  | 12576.67 |  | 1 |  | 1 |  | PUGET SOUND ENERGY | 15500 | N | PUGET SOUND ENERGY | 2017-02-02 | N/A | N/A | N/A | N/A | Core | Core | 10381.2619
SITE_01181 | Multifamily Residence | Apartment Building (3 or fewer floors) | Puget Sound | BONNEY LAKE | WA | 98391 |  | Pierce | PSE - Non-King County | 76277 |  | 2383.66 |  | 1 |  | 1 |  | PUGET SOUND ENERGY | 15500 | N | N/A | 2017-02-23 | BLDG_00318 | N/A | N/A | N/A | Core | Core | 2383.66
SITE_01182 | Multifamily Residence | Apartment Building (3 or fewer floors) | Puget Sound | TACOMA | WA | 98408 |  | Pierce | BPA | 44879 |  | 2804.94 |  | 1 |  | 1 |  | CITY OF TACOMA | 18429 | Y | N/A | 2017-02-20 | BLDG_00319 | N/A | N/A | N/A | Core | Core | 2804.94
SITE_01183 | Multifamily Residence | Apartment Building (3 or fewer floors) | Puget Sound | TACOMA | WA | 98409 |  | Pierce | BPA | 44879 |  | 2804.94 |  | 1 |  | 1 |  | CITY OF TACOMA | 18429 | Y | N/A | 2017-02-22 | BLDG_00320 | N/A | N/A | N/A | Core | Core | 2804.94
SITE_01184 | Multifamily Residence | Apartment Building (3 or fewer floors) | Puget Sound | TACOMA | WA | 98409 |  | Pierce | BPA | 44879 |  | 2804.94 |  | 1 |  | 1 |  | CITY OF TACOMA | 18429 | Y | N/A | 2017-01-31 | BLDG_00321 | N/A | N/A | N/A | Core | Core | 2804.94
SITE_01185 | Multifamily Residence | Apartment Building (3 or fewer floors) | Puget Sound | TACOMA | WA | 98444 |  | Pierce | BPA | 44879 |  | 2804.94 |  | 1 |  | 1 |  | ELMHURST MUTUAL POWER AND LIGHT | 5832 | Y | N/A | 2017-02-01 | BLDG_00322 | N/A | N/A | N/A | Core | Core | 2804.94
SITE_01186 | Multifamily Residence | Apartment Building (3 or fewer floors) | Puget Sound | LAKEWOOD | WA | 98498 |  | Pierce | PSE - Non-King County | 76277 |  | 2383.66 |  | 1 |  | 1 |  | PUGET SOUND ENERGY | 15500 | N | N/A | 2017-01-31 | BLDG_00323 | N/A | N/A | N/A | Core | Core | 2383.66
SITE_01187 | Multifamily Residence | Apartment Building (3 or fewer floors) | Puget Sound | UNIVERSITY PLACE | WA | 98467 |  | Pierce | BPA | 44879 |  | 2804.94 |  | 1 |  | 1 |  | CITY OF TACOMA | 18429 | Y | N/A | 2017-02-03 | BLDG_00324 | N/A | N/A | N/A | Core | Core | 2804.94
SITE_01188 | Multifamily Residence | Apartment Building (3 or fewer floors) | Puget Sound | LAKEWOOD | WA | 98499 |  | Pierce | BPA | 44879 |  | 2804.94 |  | 1 |  | 1 |  | LAKEVIEW POWER & LIGHT | 10627 | Y | N/A | 2017-03-14 | BLDG_00325 | N/A | N/A | N/A | Core | Core | 2804.94
SITE_01189 | Multifamily Residence | Apartment Building (3 or fewer floors) | Puget Sound | LAKEWOOD | WA | 98499 |  | Pierce | BPA | 44879 |  | 2804.94 |  | 1 |  | 1 |  | LAKEVIEW POWER & LIGHT | 10627 | Y | N/A | 2017-01-31 | BLDG_00326 | N/A | N/A | N/A | Core | Core | 2804.94
SITE_01190 | Multifamily Residence | Apartment Building (3 or fewer floors) | Puget Sound | OLYMPIA | WA | 98502 |  | Thurston | PSE - Non-King County | 76277 |  | 2383.66 |  | 1 |  | 1 |  | PUGET SOUND ENERGY | 15500 | N | N/A | 2017-02-21 | BLDG_00327 | N/A | N/A | N/A | Core | Core | 2383.66
SITE_01191 | Multifamily Residence | Apartment Building (3 or fewer floors) | Puget Sound | BELLINGHAM | WA | 98225 |  | Whatcom | PSE - Non-King County | 76277 |  | 2383.66 |  | 1 |  | 1 |  | PUGET SOUND ENERGY | 15500 | N | N/A | 2017-06-09 | BLDG_00328 | N/A | N/A | N/A | Core | Core | 2383.66
SITE_01192 | Single Family | Single Family Detached | Puget Sound | WOODWAY | WA | 98020 |  | Snohomish | SnoPUD | 228091 |  | 3801.52 |  | 1 |  | 1 |  | SNOHOMISH PUD | 17470 | Y | N/A | 2017-08-22 | N/A | N/A | N/A | N/A | Core | Core | 3955.5333
SITE_01193 | Single Family | Single Family Detached | Puget Sound | KENT | WA | 98031 |  | King | PSE | 679140 |  | 12576.67 |  | 1 |  | 1 |  | PUGET SOUND ENERGY | 15500 | N | PUGET SOUND ENERGY | 2017-02-04 | N/A | N/A | N/A | N/A | Core | Core | 14922.6667
SITE_01194 | Single Family | Single Family Detached | Puget Sound | BELLINGHAM | WA | 98229 |  | Whatcom | PSE | 679140 |  | 12576.67 |  | 1 |  | 1 |  | PUGET SOUND ENERGY | 15500 | N | N/A | 2017-02-24 | N/A | N/A | N/A | N/A | Core | Core | 10381.2619
SITE_01195 | Single Family | Single Family Detached | Puget Sound | TACOMA | WA | 98409 |  | Pierce | BPA | 184669 |  | 10259.39 |  | 1 |  | 1 |  | CITY OF TACOMA | 18429 | Y | PUGET SOUND ENERGY | 2017-01-31 | N/A | N/A | N/A | N/A | Core | Core | 10381.2619
SITE_01196 | Single Family | Single Family Detached | Puget Sound | SAMMAMISH | WA | 98075 |  | King | PSE | 679140 |  | 12576.67 |  | 1 |  | 1 |  | PUGET SOUND ENERGY | 15500 | N | PUGET SOUND ENERGY | 2017-02-23 | N/A | N/A | N/A | N/A | Core | Core | 14922.6667
SITE_01197 | Single Family | Single Family Detached | Puget Sound | GIG HARBOR | WA | 98329 |  | Pierce | BPA | 184669 |  | 10259.39 |  | 1 |  | 1 |  | PENINSULA LIGHT COMPANY | 14668 | Y | N/A | 2017-02-24 | N/A | N/A | N/A | N/A | Core | Core | 10381.2619
SITE_01198 | Single Family | Single Family Detached | Puget Sound | SEATTLE | WA | 98117 |  | King | SCL Not LI or EH | 155883 |  | 2259.17 |  | 1 |  | 1 |  | SEATTLE CITY LIGHT | 16868 | Y | PUGET SOUND ENERGY | 2017-02-17 | N/A | N/A | N/A | N/A | Core | Core | 2471.1038
SITE_01199 | Single Family | Single Family Detached | Puget Sound | OLYMPIA | WA | 98513 |  | Thurston | PSE | 679140 |  | 12576.67 |  | 1 |  | 1 |  | PUGET SOUND ENERGY | 15500 | N | N/A | 2017-02-21 | N/A | N/A | N/A | N/A | Core | Core | 10381.2619
SITE_01200 | Single Family | Single Family Detached | Puget Sound | LACEY | WA | 98503 |  | Thurston | PSE | 679140 |  | 12576.67 |  | 1 |  | 1 |  | PUGET SOUND ENERGY | 15500 | N | PUGET SOUND ENERGY | 2017-02-21 | N/A | N/A | N/A | N/A | Core | Core | 10381.2619
SITE_01201 | Single Family | Single Family Detached | Puget Sound | SEATTLE | WA | 98125 |  | King | SCL Not LI or EH | 155883 |  | 2259.17 |  | 1 |  | 1 |  | SEATTLE CITY LIGHT | 16868 | Y | PUGET SOUND ENERGY | 2017-02-22 | N/A | N/A | N/A | N/A | Core | Core | 2471.1038
SITE_01202 | Single Family | Single Family Detached | Puget Sound | MAPLE VALLEY | WA | 98038 |  | King | PSE | 679140 |  | 12576.67 |  | 1 |  | 1 |  | PUGET SOUND ENERGY | 15500 | N | PUGET SOUND ENERGY | 2017-06-07 | N/A | N/A | N/A | N/A | Core | Core | 14922.6667
SITE_01203 | Single Family | Single Family Detached | Puget Sound | TACOMA | WA | 98404 |  | Pierce | BPA | 184669 |  | 10259.39 |  | 1 |  | 1 |  | CITY OF TACOMA | 18429 | Y | PUGET SOUND ENERGY | 2017-02-22 | N/A | N/A | N/A | N/A | Core | Core | 10381.2619
SITE_01204 | Single Family | Single Family Detached | Puget Sound | LYNDEN | WA | 98264 |  | Whatcom | PSE | 679140 |  | 12576.67 |  | 1 |  | 1 |  | PUGET SOUND ENERGY | 15500 | N | CASCADE NATURAL GAS | 2017-02-24 | N/A | N/A | N/A | N/A | Core | Core | 10381.2619
SITE_01205 | Single Family | Single Family Detached | Puget Sound | OLYMPIA | WA | 98512 |  | Thurston | PSE | 679140 |  | 12576.67 |  | 1 |  | 1 |  | PUGET SOUND ENERGY | 15500 | N | PUGET SOUND ENERGY | 2017-02-22 | N/A | N/A | N/A | N/A | Core | Core | 10381.2619
SITE_01206 | Single Family | Single Family Detached | Puget Sound | KIRKLAND | WA | 98033 |  | King | PSE | 679140 |  | 12576.67 |  | 1 |  | 1 |  | PUGET SOUND ENERGY | 15500 | N | PUGET SOUND ENERGY | 2017-02-09 | N/A | N/A | N/A | N/A | Core | Core | 14922.6667
SITE_01207 | Single Family | Single Family Detached | Puget Sound | TACOMA | WA | 98408 |  | Pierce | BPA | 184669 |  | 10259.39 |  | 1 |  | 1 |  | CITY OF TACOMA | 18429 | Y | PUGET SOUND ENERGY | 2017-02-03 | N/A | N/A | N/A | N/A | Core | Core | 10381.2619
SITE_01208 | Single Family | Single Family Detached | Puget Sound | BOTHELL | WA | 98021 |  | King | SnoPUD | 228091 |  | 3801.52 |  | 1 |  | 1 |  | SNOHOMISH PUD | 17470 | Y | N/A | 2017-03-06 | N/A | N/A | N/A | N/A | Core | Core | 3955.5333
SITE_01209 | Single Family | Single Family Detached | Puget Sound | SAMMAMISH | WA | 98074 |  | Snohomish | PSE | 679140 |  | 12576.67 |  | 1 |  | 1 |  | PUGET SOUND ENERGY | 15500 | N | PUGET SOUND ENERGY | 2017-02-10 | N/A | N/A | N/A | N/A | Core | Core | 14922.6667
SITE_01210 | Single Family | Townhome or Rowhome | Puget Sound | RENTON | WA | 98055 |  | King | PSE | 679140 |  | 12576.67 |  | 1 |  | 1 |  | PUGET SOUND ENERGY | 15500 | N | PUGET SOUND ENERGY | 2017-02-04 | N/A | N/A | N/A | N/A | Core | Core | 14922.6667
SITE_01211 | Single Family | Single Family Detached | Puget Sound | SEATTLE | WA | 98103 |  | King | SCL Not LI or EH | 155883 |  | 2259.17 |  | 1 |  | 1 |  | SEATTLE CITY LIGHT | 16868 | Y | PUGET SOUND ENERGY | 2017-02-08 | N/A | N/A | N/A | N/A | Core | Core | 2471.1038
SITE_01212 | Single Family | Single Family Detached | Puget Sound | SEATTLE | WA | 98125 |  | King | SCL Not LI or EH | 155883 |  | 2259.17 |  | 1 |  | 1 |  | SEATTLE CITY LIGHT | 16868 | Y | PUGET SOUND ENERGY | 2017-02-07 | N/A | N/A | N/A | N/A | Core | Core | 2471.1038
SITE_01213 | Single Family | Single Family Detached | Puget Sound | ARLINGTON | WA | 98223 |  | Snohomish | SnoPUD | 228091 |  | 3801.52 |  | 1 |  | 1 |  | SNOHOMISH PUD | 17470 | Y | N/A | 2017-02-21 | N/A | N/A | N/A | N/A | Core | Core | 3955.5333
SITE_01214 | Single Family | Single Family Detached | Puget Sound | SEATTLE | WA | 98115 |  | King | SCL Not LI or EH | 155883 |  | 2259.17 |  | 1 |  | 1 |  | SEATTLE CITY LIGHT | 16868 | Y | PUGET SOUND ENERGY | 2017-02-08 | N/A | N/A | N/A | N/A | Core | Core | 2471.1038
SITE_01215 | Single Family | Single Family Detached | Puget Sound | SEATTLE | WA | 98125 |  | King | SCL EH | 36440 |  | 597.38 |  | 1 |  | 1 |  | SEATTLE CITY LIGHT | 16868 | Y | N/A | 2017-02-10 | N/A | N/A | N/A | N/A | Core | Core | 653.4162
SITE_01216 | Single Family | Single Family Detached | Puget Sound | KENT | WA | 98042 |  | King | PSE | 679140 |  | 12576.67 |  | 1 |  | 1 |  | PUGET SOUND ENERGY | 15500 | N | PUGET SOUND ENERGY | 2017-02-06 | N/A | N/A | N/A | N/A | Core | Core | 14922.6667
SITE_01217 | Single Family | Single Family Detached | Puget Sound | SEATTLE | WA | 98115 |  | King | SCL Not LI or EH | 155883 |  | 2259.17 |  | 1 |  | 1 |  | SEATTLE CITY LIGHT | 16868 | Y | PUGET SOUND ENERGY | 2017-06-05 | N/A | N/A | N/A | N/A | Core | Core | 2471.1038
SITE_01218 | Manufactured | Double Wide | Eastern Oregon | LA PINE | OR | 97739 |  | Deschutes | BPA | 17031 |  | 1135.4 |  | 2 |  | 1 |  | MIDSTATE ELECTRIC COOPERATIVE | 12439 | Y | N/A | 2017-05-01 | N/A | N/A | N/A | N/A | BPA | Oversample | 1135.4
SITE_01219 | Manufactured | Double Wide | Eastern Oregon | LA PINE | OR | 97739 |  | Deschutes | BPA | 17031 |  | 1135.4 |  | 2 |  | 1 |  | MIDSTATE ELECTRIC COOPERATIVE | 12439 | Y | N/A | 2017-05-01 | N/A | N/A | N/A | N/A | BPA | Oversample | 1135.4
SITE_01220 | Manufactured | Single Wide | Eastern Oregon | LA PINE | OR | 97739 |  | Deschutes | BPA | 17031 |  | 1135.4 |  | 2 |  | 1 |  | MIDSTATE ELECTRIC COOPERATIVE | 12439 | Y | N/A | 2017-05-01 | N/A | N/A | N/A | N/A | BPA | Oversample | 1135.4
SITE_01221 | Manufactured | Double Wide | Eastern Oregon | LA PINE | OR | 97739 |  | Deschutes | BPA | 17031 |  | 1135.4 |  | 2 |  | 1 |  | MIDSTATE ELECTRIC COOPERATIVE | 12439 | Y | N/A | 2017-05-02 | N/A | N/A | N/A | N/A | BPA | Oversample | 1135.4
SITE_01222 | Manufactured | Double Wide | Western Oregon | GOLD BEACH | OR | 97444 |  | Curry | BPA | 36688 |  | 894.83 |  | 1 |  | 1 |  | COOS-CURRY ELECTRIC COOPERATIVE | 4317 | Y | N/A | 2017-07-27 | N/A | N/A | N/A | N/A | BPA | Oversample | 894.83
SITE_01223 | Manufactured | Double Wide | Western Oregon | FLORENCE | OR | 97439 |  | Lane | BPA | 36688 |  | 894.83 |  | 1 |  | 1 |  | CENTRAL LINCOLN PUD | 3264 | Y | N/A | 2017-08-16 | N/A | N/A | N/A | N/A | BPA | Oversample | 894.83
SITE_01224 | Manufactured | Modular / Prefab | Western Oregon | TOLEDO | OR | 97391 |  | Lincoln | BPA | 36688 |  | 894.83 |  | 1 |  | 1 |  | CENTRAL LINCOLN PUD | 3264 | Y | N/A | 2017-08-16 | N/A | N/A | N/A | N/A | BPA | Oversample | 894.83
SITE_01225 | Manufactured | Single Wide | Western Oregon | ROCKAWAY BEACH | OR | 97136 |  | Tillamook | BPA | 36688 |  | 894.83 |  | 1 |  | 1 |  | TILLAMOOK PUD | 18917 | Y | N/A | 2017-07-25 | N/A | N/A | N/A | N/A | BPA | Oversample | 894.83
SITE_01226 | Manufactured | Double Wide | Western Oregon | BEAVER | OR | 97108 |  | Tillamook | BPA | 36688 |  | 894.83 |  | 1 |  | 1 |  | TILLAMOOK PUD | 18917 | Y | N/A | 2017-07-24 | N/A | N/A | N/A | N/A | BPA | Oversample | 894.83
SITE_01227 | Manufactured | Single Wide | Western Oregon | SPRINGFIELD | OR | 97477 |  | Lane | BPA | 36688 |  | 894.83 |  | 1 |  | 1 |  | SPRINGFIELD UTILITY BOARD | 17839 | Y | N/A | 2017-08-03 | N/A | N/A | N/A | N/A | BPA | Oversample | 894.83
SITE_01228 | Manufactured | Single Wide | Western Oregon | VENETA | OR | 97487 |  | Lane | BPA | 36688 |  | 894.83 |  | 1 |  | 1 |  | EMERALD PEOPLE'S UTILITY DISTRICT | 40437 | Y | N/A | 2017-07-29 | N/A | N/A | N/A | N/A | BPA | Oversample | 894.83
SITE_01229 | Manufactured | Double Wide | Western Oregon | SPRINGFIELD | OR | 97478 |  | Lane | BPA | 36688 |  | 894.83 |  | 1 |  | 1 |  | SPRINGFIELD UTILITY BOARD | 17839 | Y | N/A | 2017-07-29 | N/A | N/A | N/A | N/A | BPA | Oversample | 894.83
SITE_01230 | Multifamily Residence | Apartment Building (3 or fewer floors) | Eastern Oregon | HOOD RIVER | OR | 97031 |  | Hood River | BPA | 7379 |  | 819.89 |  | 1 |  | 1 |  | HOOD RIVER ELECTRIC COOPERATIVE | 8830 | Y | N/A | 2017-05-03 | BLDG_00329 | N/A | N/A | N/A | Core | Core | 819.89
SITE_01231 | Multifamily Residence | Apartment Building (3 or fewer floors) | Eastern Oregon | THE DALLES | OR | 97058 |  | Wasco | BPA | 7379 |  | 819.89 |  | 1 |  | 3 |  | NORTHERN WASCO COUNTY PUD | 13788 | Y | N/A | 2017-05-02 | BLDG_00330 | N/A | N/A | N/A | BPA | Oversample | 819.89
SITE_01232 | Multifamily Residence | Apartment Building (3 or fewer floors) | Eastern Oregon | MADRAS | OR | 97741 |  | Jefferson | Non-BPA | 10456 |  | 1307 |  | 2 |  | 1 |  | PACIFIC POWER | 14354 | N | N/A | 2017-05-05 | BLDG_00331 | N/A | N/A | N/A | Core | Core | 1307
SITE_01233 | Multifamily Residence | Apartment Building (3 or fewer floors) | Eastern Oregon | MADRAS | OR | 97741 |  | Jefferson | Non-BPA | 10456 |  | 1307 |  | 2 |  | 1 |  | PACIFIC POWER | 14354 | N | N/A | 2017-04-27 | BLDG_00332 | N/A | N/A | N/A | Core | Core | 1307
SITE_01234 | Multifamily Residence | Apartment Building (3 or fewer floors) | Eastern Oregon | MADRAS | OR | 97741 |  | Jefferson | Non-BPA | 10456 |  | 1307 |  | 2 |  | 1 |  | PACIFIC POWER | 14354 | N | N/A | 2017-04-12 | BLDG_00333 | N/A | N/A | N/A | Core | Core | 1307
SITE_01235 | Multifamily Residence | Apartment Building (3 or fewer floors) | Eastern Oregon | MADRAS | OR | 97741 |  | Jefferson | Non-BPA | 10456 |  | 1307 |  | 2 |  | 1 |  | PACIFIC POWER | 14354 | N | N/A | 2017-04-27 | BLDG_00334 | N/A | N/A | N/A | Core | Core | 1307
SITE_01236 | Multifamily Residence | Apartment Building (3 or fewer floors) | Eastern Oregon | BAKER CITY | OR | 97814 |  | Baker | BPA | 7379 |  | 819.89 |  | 2 |  | 1 |  | OREGON TRAIL ELECTRIC COOPERATIVE | 14109 | Y | N/A | 2017-04-11 | BLDG_00335 | N/A | N/A | N/A | BPA | Oversample | 819.89
SITE_01237 | Multifamily Residence | Apartment Building (3 or fewer floors) | Eastern Oregon | BOARDMAN | OR | 97818 |  | Morrow | BPA | 7379 |  | 819.89 |  | 1 |  | 2 |  | UMATILLA ELECTRIC COOPERATIVE | 19325 | Y | N/A | 2017-08-04 | BLDG_00336 | N/A | N/A | N/A | BPA | Oversample | 819.89
SITE_01238 | Single Family | Duplex, Triplex, or Fourplex | Eastern Oregon | HERMISTON | OR | 97838 |  | Umatilla | BPA | 86912 |  | 2348.97 |  | 1 |  | 3 |  | HERMISTON ENERGY SERVICES | 8515 | Y | N/A | 2017-04-11 | N/A | N/A | N/A | N/A | BPA | Oversample | 1432.1875
SITE_01239 | Multifamily Residence | Apartment Building (3 or fewer floors) | Eastern Oregon | ISLAND CITY | OR | 97850 |  | Union | BPA | 7379 |  | 819.89 |  | 2 |  | 2 |  | OREGON TRAIL ELECTRIC COOPERATIVE | 14109 | Y | N/A | 2017-04-05 | BLDG_00337 | N/A | N/A | N/A | BPA | Oversample | 819.89
SITE_01240 | Single Family | Duplex, Triplex, or Fourplex | Eastern Oregon | LA GRANDE | OR | 97850 |  | Union | BPA | 86912 |  | 2348.97 |  | 2 |  | 2 |  | OREGON TRAIL ELECTRIC COOPERATIVE | 14109 | Y | N/A | 2017-04-05 | N/A | N/A | N/A | N/A | BPA | Oversample | 2348.97
SITE_01241 | Multifamily Residence | Apartment Building (3 or fewer floors) | Western Oregon | CANBY | OR | 97013 |  | Clackamas | BPA | 45845 |  | 751.56 |  | 1 |  | 2 |  | CANBY UTILITY BOARD | 2955 | Y | N/A | 2017-08-02 | BLDG_00338 | N/A | N/A | N/A | BPA | Oversample | 751.56
SITE_01242 | Multifamily Residence | Apartment Building (3 or fewer floors) | Western Oregon | SAINT HELENS | OR | 97051 |  | Columbia | BPA | 45845 |  | 751.56 |  | 1 |  | 1 |  | COLUMBIA RIVER PUD | 40438 | Y | N/A | 2017-08-15 | BLDG_00339 | N/A | N/A | N/A | BPA | Oversample | 751.56
SITE_01243 | Multifamily Residence | Apartment Building (3 or fewer floors) | Western Oregon | FOREST GROVE | OR | 97116 |  | Washington | BPA | 45845 |  | 751.56 |  | 1 |  | 1 |  | CITY OF FOREST GROVE | 6582 | Y | N/A | 2017-07-26 | BLDG_00340 | N/A | N/A | N/A | BPA | Oversample | 751.56
SITE_01244 | Single Family | Duplex, Triplex, or Fourplex | Western Oregon | GARIBALDI | OR | 97118 |  | Tillamook | BPA | 265635 |  | 3405.58 |  | 1 |  | 1 |  | TILLAMOOK PUD | 18917 | Y | N/A | 2017-07-26 | N/A | N/A | N/A | N/A | BPA | Oversample | 2474.375
SITE_01245 | Multifamily Residence | Apartment Building (3 or fewer floors) | Western Oregon | SALEM | Or | 97301 |  | Marion | Non-BPA | 206736 |  | 4053.65 |  | 1 |  | 1 |  | PORTLAND GENERAL ELECTRIC | 15248 | N | N/A | 2017-09-29 | BLDG_00341 | N/A | N/A | N/A | BPA | Oversample | 4053.65
SITE_01246 | Multifamily Residence | Apartment Building (3 or fewer floors) | Western Oregon | NEWPORT | OR | 97365 |  | Lincoln | BPA | 45845 |  | 751.56 |  | 1 |  | 1 |  | CENTRAL LINCOLN PUD | 3264 | Y | N/A | 2017-09-07 | BLDG_00342 | N/A | N/A | N/A | BPA | Oversample | 751.56
SITE_01247 | Single Family | Duplex, Triplex, or Fourplex | Western Oregon | NEWPORT | OR | 97365 |  | Lincoln | BPA | 265635 |  | 3405.58 |  | 1 |  | 1 |  | CENTRAL LINCOLN PUD | 3264 | Y | N/A | 2017-07-28 | N/A | N/A | N/A | N/A | BPA | Oversample | 19280.2
SITE_01248 | Multifamily Residence | Apartment Building (3 or fewer floors) | Western Oregon | EUGENE | OR | 97401 |  | Lane | BPA | 45845 |  | 751.56 |  | 1 |  | 1 |  | EUGENE WATER AND ELECTRIC BOARD | 6013 | Y | N/A | 2017-09-06 | BLDG_00343 | N/A | N/A | N/A | BPA | Oversample | 751.56
SITE_01249 | Multifamily Residence | Apartment Building (3 or fewer floors) | Western Oregon | EUGENE | OR | 97401 |  | Lane | BPA | 45845 |  | 751.56 |  | 1 |  | 1 |  | EUGENE WATER AND ELECTRIC BOARD | 6013 | Y | N/A | 2017-09-27 | BLDG_00344 | N/A | N/A | N/A | BPA | Oversample | 751.56
SITE_01250 | Multifamily Residence | Apartment Building (4 to 6 floors) | Western Oregon | EUGENE | OR | 97401 |  | Lane | BPA | 45845 |  | 751.56 |  | 1 |  | 1 |  | EUGENE WATER AND ELECTRIC BOARD | 6013 | Y | N/A | 2017-09-27 | BLDG_00345 | N/A | N/A | N/A | BPA | Oversample | 751.56
SITE_01251 | Multifamily Residence | Apartment Building (4 to 6 floors) | Western Oregon | EUGENE | OR | 97401 |  | Lane | BPA | 45845 |  | 751.56 |  | 1 |  | 1 |  | EUGENE WATER AND ELECTRIC BOARD | 6013 | Y | N/A | 2017-08-17 | BLDG_00346 | N/A | N/A | N/A | BPA | Oversample | 751.56
SITE_01252 | Multifamily Residence | Apartment Building (3 or fewer floors) | Western Oregon | EUGENE | OR | 97401 |  | Lane | BPA | 45845 |  | 751.56 |  | 1 |  | 1 |  | EUGENE WATER AND ELECTRIC BOARD | 6013 | Y | N/A | 2017-09-29 | BLDG_00347 | N/A | N/A | N/A | BPA | Oversample | 751.56
SITE_01253 | Multifamily Residence | Apartment Building (3 or fewer floors) | Western Oregon | EUGENE | OR | 97401 |  | Lane | BPA | 45845 |  | 751.56 |  | 1 |  | 1 |  | EUGENE WATER AND ELECTRIC BOARD | 6013 | Y | N/A | 2017-08-05 | BLDG_00348 | N/A | N/A | N/A | BPA | Oversample | 751.56
SITE_01254 | Single Family | Duplex, Triplex, or Fourplex | Western Oregon | EUGENE | OR | 97402 |  | Lane | BPA | 265635 |  | 3405.58 |  | 1 |  | 1 |  | EUGENE WATER AND ELECTRIC BOARD | 6013 | Y | N/A | 2017-09-08 | N/A | N/A | N/A | N/A | BPA | Oversample | 2267.7917
SITE_01255 | Multifamily Residence | Apartment Building (3 or fewer floors) | Western Oregon | EUGENE | OR | 97401 |  | Lane | BPA | 45845 |  | 751.56 |  | 1 |  | 1 |  | EUGENE WATER AND ELECTRIC BOARD | 6013 | Y | N/A | 2017-08-02 | BLDG_00349 | N/A | N/A | N/A | BPA | Oversample | 751.56
SITE_01256 | Multifamily Residence | Apartment Building (3 or fewer floors) | Western Oregon | EUGENE | OR | 97401 |  | Lane | BPA | 45845 |  | 751.56 |  | 1 |  | 1 |  | EUGENE WATER AND ELECTRIC BOARD | 6013 | Y | N/A | 2017-08-05 | BLDG_00350 | N/A | N/A | N/A | BPA | Oversample | 751.56
SITE_01257 | Multifamily Residence | Apartment Building (3 or fewer floors) | Western Oregon | EUGENE | OR | 97401 |  | Lane | BPA | 45845 |  | 751.56 |  | 1 |  | 1 |  | EUGENE WATER AND ELECTRIC BOARD | 6013 | Y | NW NATURAL GAS | 2017-09-27 | BLDG_00351 | N/A | N/A | N/A | BPA | Oversample | 751.56
SITE_01258 | Multifamily Residence | Apartment Building (3 or fewer floors) | Western Oregon | EUGENE | OR | 97401 |  | Lane | BPA | 45845 |  | 751.56 |  | 1 |  | 1 |  | EUGENE WATER AND ELECTRIC BOARD | 6013 | Y | N/A | 2017-09-09 | BLDG_00352 | N/A | N/A | N/A | BPA | Oversample | 751.56
SITE_01259 | Single Family | Duplex, Triplex, or Fourplex | Western Oregon | EUGENE | OR | 97402 |  | Lane | BPA | 265635 |  | 3405.58 |  | 1 |  | 1 |  | EUGENE WATER AND ELECTRIC BOARD | 6013 | Y | N/A | 2017-08-05 | N/A | N/A | N/A | N/A | BPA | Oversample | 2267.7917
SITE_01260 | Multifamily Residence | Apartment Building (3 or fewer floors) | Western Oregon | EUGENE | OR | 97402 |  | Lane | BPA | 45845 |  | 751.56 |  | 1 |  | 1 |  | EUGENE WATER AND ELECTRIC BOARD | 6013 | Y | N/A | 2017-09-08 | BLDG_00353 | N/A | N/A | N/A | BPA | Oversample | 751.56
SITE_01261 | Multifamily Residence | Apartment Building (3 or fewer floors) | Western Oregon | EUGENE | OR | 97402 |  | Lane | BPA | 45845 |  | 751.56 |  | 1 |  | 1 |  | EUGENE WATER AND ELECTRIC BOARD | 6013 | Y | N/A | 2017-09-08 | BLDG_00353 | N/A | N/A | N/A | BPA | Oversample | 751.56
SITE_01262 | Multifamily Residence | Apartment Building (3 or fewer floors) | Western Oregon | EUGENE | OR | 97402 |  | Lane | BPA | 45845 |  | 751.56 |  | 1 |  | 1 |  | EUGENE WATER AND ELECTRIC BOARD | 6013 | Y | N/A | 2017-07-28 | BLDG_00354 | N/A | N/A | N/A | BPA | Oversample | 751.56
SITE_01263 | Multifamily Residence | Apartment Building (3 or fewer floors) | Western Oregon | EUGENE | OR | 97402 |  | Lane | BPA | 45845 |  | 751.56 |  | 1 |  | 1 |  | EUGENE WATER AND ELECTRIC BOARD | 6013 | Y | N/A | 2017-07-27 | BLDG_00355 | N/A | N/A | N/A | BPA | Oversample | 751.56
SITE_01264 | Multifamily Residence | Apartment Building (3 or fewer floors) | Western Oregon | EUGENE | OR | 97402 |  | Lane | BPA | 45845 |  | 751.56 |  | 1 |  | 1 |  | EUGENE WATER AND ELECTRIC BOARD | 6013 | Y | N/A | 2017-09-06 | BLDG_00356 | N/A | N/A | N/A | BPA | Oversample | 751.56
SITE_01265 | Multifamily Residence | Apartment Building (3 or fewer floors) | Western Oregon | EUGENE | OR | 97402 |  | Lane | BPA | 45845 |  | 751.56 |  | 1 |  | 1 |  | EUGENE WATER AND ELECTRIC BOARD | 6013 | Y | N/A | 2017-07-26 | BLDG_00357 | N/A | N/A | N/A | BPA | Oversample | 751.56
SITE_01266 | Multifamily Residence | Apartment Building (3 or fewer floors) | Western Oregon | EUGENE | OR | 97402 |  | Lane | BPA | 45845 |  | 751.56 |  | 1 |  | 1 |  | EUGENE WATER AND ELECTRIC BOARD | 6013 | Y | N/A | 2017-07-31 | BLDG_00358 | N/A | N/A | N/A | BPA | Oversample | 751.56
SITE_01267 | Multifamily Residence | Apartment Building (4 to 6 floors) | Western Oregon | EUGENE | OR | 97402 |  | Lane | BPA | 45845 |  | 751.56 |  | 1 |  | 1 |  | EUGENE WATER AND ELECTRIC BOARD | 6013 | Y | N/A | 2017-07-29 | BLDG_00359 | N/A | N/A | N/A | BPA | Oversample | 751.56
SITE_01268 | Multifamily Residence | Apartment Building (3 or fewer floors) | Western Oregon | EUGENE | OR | 97402 |  | Lane | BPA | 45845 |  | 751.56 |  | 1 |  | 1 |  | EUGENE WATER AND ELECTRIC BOARD | 6013 | Y | N/A | 2017-08-02 | BLDG_00360 | N/A | N/A | N/A | BPA | Oversample | 751.56
SITE_01269 | Multifamily Residence | Apartment Building (3 or fewer floors) | Western Oregon | EUGENE | OR | 97402 |  | Lane | BPA | 45845 |  | 751.56 |  | 1 |  | 1 |  | EUGENE WATER AND ELECTRIC BOARD | 6013 | Y | N/A | 2017-07-31 | BLDG_00361 | N/A | N/A | N/A | BPA | Oversample | 751.56
SITE_01270 | Multifamily Residence | Apartment Building (3 or fewer floors) | Western Oregon | EUGENE | OR | 97402 |  | Lane | BPA | 45845 |  | 751.56 |  | 1 |  | 1 |  | EUGENE WATER AND ELECTRIC BOARD | 6013 | Y | N/A | 2017-09-14 | BLDG_00362 | N/A | N/A | N/A | BPA | Oversample | 751.56
SITE_01271 | Multifamily Residence | Apartment Building (3 or fewer floors) | Western Oregon | EUGENE | OR | 97402 |  | Lane | BPA | 45845 |  | 751.56 |  | 1 |  | 1 |  | EUGENE WATER AND ELECTRIC BOARD | 6013 | Y | N/A | 2017-09-14 | BLDG_00363 | N/A | N/A | N/A | BPA | Oversample | 751.56
SITE_01272 | Single Family | Single Family Detached | Western Oregon | EUGENE | OR | 97405 |  | Lane | BPA | 265635 |  | 3405.58 |  | 1 |  | 1 |  | EUGENE WATER AND ELECTRIC BOARD | 6013 | Y | N/A | 2017-08-03 | N/A | N/A | N/A | N/A | BPA | Oversample | 2267.7917
SITE_01273 | Multifamily Residence | Apartment Building (3 or fewer floors) | Western Oregon | EUGENE | OR | 97402 |  | Lane | BPA | 45845 |  | 751.56 |  | 1 |  | 1 |  | EUGENE WATER AND ELECTRIC BOARD | 6013 | Y | N/A | 2017-09-13 | BLDG_00364 | N/A | N/A | N/A | BPA | Oversample | 751.56
SITE_01274 | Multifamily Residence | Apartment Building (3 or fewer floors) | Western Oregon | EUGENE | OR | 97405 |  | Lane | BPA | 45845 |  | 751.56 |  | 1 |  | 1 |  | EUGENE WATER AND ELECTRIC BOARD | 6013 | Y | N/A | 2017-09-14 | BLDG_00365 | N/A | N/A | N/A | BPA | Oversample | 751.56
SITE_01275 | Multifamily Residence | Apartment Building (3 or fewer floors) | Western Oregon | EUGENE | OR | 97405 |  | Lane | BPA | 45845 |  | 751.56 |  | 1 |  | 1 |  | EUGENE WATER AND ELECTRIC BOARD | 6013 | Y | N/A | 2017-08-14 | BLDG_00366 | N/A | N/A | N/A | BPA | Oversample | 751.56
SITE_01276 | Multifamily Residence | Apartment Building (3 or fewer floors) | Western Oregon | EUGENE | OR | 97408 |  | Lane | BPA | 45845 |  | 751.56 |  | 1 |  | 1 |  | EUGENE WATER AND ELECTRIC BOARD | 6013 | Y | N/A | 2017-09-14 | BLDG_00367 | N/A | N/A | N/A | BPA | Oversample | 751.56
SITE_01277 | Multifamily Residence | Apartment Building (3 or fewer floors) | Western Oregon | BANDON | OR | 97411 |  | Coos | BPA | 45845 |  | 751.56 |  | 1 |  | 1 |  | CITY OF BANDON | 1176 | Y | N/A | 2017-07-25 | BLDG_00368 | N/A | N/A | N/A | BPA | Oversample | 751.56
SITE_01278 | Manufactured | Double Wide | Western Oregon | NORTH BEND | OR | 97459 |  | Coos | BPA | 36688 |  | 894.83 |  | 1 |  | 1 |  | CENTRAL LINCOLN PUD | 3264 | Y | N/A | 2017-08-17 | N/A | N/A | N/A | N/A | BPA | Oversample | 894.83
SITE_01279 | Multifamily Residence | Apartment Building (3 or fewer floors) | Western Oregon | REEDSPORT | OR | 97467 |  | Douglas | BPA | 45845 |  | 751.56 |  | 1 |  | 2 |  | CENTRAL LINCOLN PUD | 3264 | Y | N/A | 2017-07-28 | BLDG_00369 | N/A | N/A | N/A | BPA | Oversample | 751.56
SITE_01280 | Multifamily Residence | Apartment Building (3 or fewer floors) | Western Oregon | SPRINGFIELD | OR | 97477 |  | Lane | BPA | 45845 |  | 751.56 |  | 1 |  | 1 |  | SPRINGFIELD UTILITY BOARD | 17839 | Y | N/A | 2017-09-08 | BLDG_00370 | N/A | N/A | N/A | BPA | Oversample | 751.56
SITE_01281 | Multifamily Residence | Apartment Building (3 or fewer floors) | Western Oregon | SPRINGFIELD | OR | 97477 |  | Lane | BPA | 45845 |  | 751.56 |  | 1 |  | 1 |  | SPRINGFIELD UTILITY BOARD | 17839 | Y | N/A | 2017-08-15 | BLDG_00371 | N/A | N/A | N/A | BPA | Oversample | 751.56
SITE_01282 | Multifamily Residence | Apartment Building (3 or fewer floors) | Western Oregon | SPRINGFIELD | OR | 97477 |  | Lane | BPA | 45845 |  | 751.56 |  | 1 |  | 1 |  | SPRINGFIELD UTILITY BOARD | 17839 | Y | N/A | 2017-09-07 | BLDG_00372 | N/A | N/A | N/A | BPA | Oversample | 751.56
SITE_01283 | Multifamily Residence | Apartment Building (3 or fewer floors) | Western Oregon | SPRINGFIELD | OR | 97477 |  | Lane | BPA | 45845 |  | 751.56 |  | 1 |  | 1 |  | SPRINGFIELD UTILITY BOARD | 17839 | Y | N/A | 2017-08-04 | BLDG_00373 | N/A | N/A | N/A | BPA | Oversample | 751.56
SITE_01284 | Multifamily Residence | Apartment Building (3 or fewer floors) | Western Oregon | SPRINGFIELD | OR | 97477 |  | Lane | BPA | 45845 |  | 751.56 |  | 1 |  | 1 |  | SPRINGFIELD UTILITY BOARD | 17839 | Y | N/A | 2017-09-06 | BLDG_00374 | N/A | N/A | N/A | BPA | Oversample | 751.56
SITE_01285 | Multifamily Residence | Apartment Building (3 or fewer floors) | Western Oregon | SPRINGFIELD | OR | 97477 |  | Lane | BPA | 45845 |  | 751.56 |  | 1 |  | 1 |  | SPRINGFIELD UTILITY BOARD | 17839 | Y | N/A | 2017-08-19 | BLDG_00375 | N/A | N/A | N/A | BPA | Oversample | 751.56
SITE_01286 | Multifamily Residence | Apartment Building (3 or fewer floors) | Western Oregon | SPRINGFIELD | OR | 97478 |  | Lane | BPA | 45845 |  | 751.56 |  | 1 |  | 1 |  | SPRINGFIELD UTILITY BOARD | 17839 | Y | N/A | 2017-08-19 | BLDG_00376 | N/A | N/A | N/A | BPA | Oversample | 751.56
SITE_01287 | Multifamily Residence | Apartment Building (3 or fewer floors) | Western Oregon | SPRINGFIELD | OR | 97478 |  | Lane | BPA | 45845 |  | 751.56 |  | 1 |  | 1 |  | SPRINGFIELD UTILITY BOARD | 17839 | Y | N/A | 2017-08-04 | BLDG_00377 | N/A | N/A | N/A | BPA | Oversample | 751.56
SITE_01288 | Multifamily Residence | Apartment Building (3 or fewer floors) | Western Oregon | SPRINGFIELD | OR | 97478 |  | Lane | BPA | 45845 |  | 751.56 |  | 1 |  | 1 |  | SPRINGFIELD UTILITY BOARD | 17839 | Y | N/A | 2017-08-16 | BLDG_00378 | N/A | N/A | N/A | BPA | Oversample | 751.56
SITE_01289 | Single Family | Duplex, Triplex, or Fourplex | Western Oregon | SPRINGFIELD | OR | 97478 |  | Lane | BPA | 265635 |  | 3405.58 |  | 1 |  | 1 |  | SPRINGFIELD UTILITY BOARD | 17839 | Y | N/A | 2017-08-19 | N/A | N/A | N/A | N/A | BPA | Oversample | 2267.7917
SITE_01290 | Multifamily Residence | Apartment Building (3 or fewer floors) | Western Oregon | ASHLAND | OR | 97520 |  | Jackson | BPA | 45845 |  | 751.56 |  | 1 |  | 3 |  | CITY OF ASHLAND | 907 | Y | N/A | 2017-08-15 | BLDG_00379 | N/A | N/A | N/A | BPA | Oversample | 751.56
SITE_01291 | Multifamily Residence | Apartment Building (3 or fewer floors) | Western Oregon | ASHLAND | OR | 97520 |  | Jackson | BPA | 45845 |  | 751.56 |  | 1 |  | 3 |  | CITY OF ASHLAND | 907 | Y | AVISTA | 2017-08-15 | BLDG_00380 | N/A | N/A | N/A | BPA | Oversample | 751.56
SITE_01292 | Multifamily Residence | Apartment Building (3 or fewer floors) | Western Oregon | ASHLAND | OR | 97520 |  | Jackson | BPA | 45845 |  | 751.56 |  | 1 |  | 3 |  | CITY OF ASHLAND | 907 | Y | AVISTA | 2017-08-15 | BLDG_00380 | N/A | N/A | N/A | BPA | Oversample | 751.56
SITE_01293 | Single Family | Single Family Detached | Eastern Oregon | BEND | OR | 97707 |  | Deschutes | BPA | 86912 |  | 2348.97 |  | 2 |  | 1 |  | MIDSTATE ELECTRIC COOPERATIVE | 12439 | Y | N/A | 2017-08-02 | N/A | N/A | N/A | N/A | BPA | Oversample | 1656.0588
SITE_01294 | Single Family | Duplex, Triplex, or Fourplex | Eastern Oregon | REDMOND | OR | 97756 |  | Deschutes | BPA | 86912 |  | 2348.97 |  | 2 |  | 1 |  | CENTRAL ELECTRIC COOPERATIVE | 3240 | Y | CASCADE NATURAL GAS | 2017-08-02 | N/A | N/A | N/A | N/A | Core | Core | 1656.0588
SITE_01295 | Single Family | Single Family Detached | Eastern Oregon | HERMISTON | OR | 97838 |  | Umatilla | BPA | 86912 |  | 2348.97 |  | 1 |  | 3 |  | HERMISTON ENERGY SERVICES | 8515 | Y | CASCADE NATURAL GAS | 2017-04-12 | N/A | N/A | N/A | N/A | BPA | Oversample | 1432.1875
SITE_01296 | Single Family | Single Family Detached | Eastern Oregon | REDMOND | OR | 97756 |  | Deschutes | Non-BPA | 102156 |  | 1362.08 |  | 2 |  | 1 |  | PACIFIC POWER | 14354 | N | N/A | 2017-04-29 | N/A | N/A | N/A | N/A | Core | Core | 1142.3864
SITE_01297 | Single Family | Single Family Detached | Eastern Oregon | HERMISTON | OR | 97838 |  | Umatilla | BPA | 86912 |  | 2348.97 |  | 1 |  | 3 |  | UMATILLA ELECTRIC COOPERATIVE | 19325 | Y | CASCADE NATURAL GAS | 2017-04-12 | N/A | N/A | N/A | N/A | BPA | Oversample | 1432.1875
SITE_01298 | Single Family | Single Family Detached | Western Oregon | FLORENCE | OR | 97439 |  | Lane | BPA | 265635 |  | 3405.58 |  | 1 |  | 1 |  | CENTRAL LINCOLN PUD | 3264 | Y | N/A | 2017-08-04 | N/A | N/A | N/A | N/A | BPA | Oversample | 2267.7917
SITE_01299 | Single Family | Duplex, Triplex, or Fourplex | Western Oregon | EUGENE | OR | 97405 |  | Lane | BPA | 265635 |  | 3405.58 |  | 1 |  | 1 |  | EUGENE WATER AND ELECTRIC BOARD | 6013 | Y | N/A | 2017-08-16 | N/A | N/A | N/A | N/A | BPA | Oversample | 2267.7917
SITE_01300 | Single Family | Townhome or Rowhome | Western Oregon | CANBY | OR | 97013 |  | Clackamas | BPA | 265635 |  | 3405.58 |  | 1 |  | 2 |  | CANBY UTILITY BOARD | 2955 | Y | N/A | 2017-08-02 | N/A | N/A | N/A | N/A | BPA | Oversample | 2474.375
SITE_01301 | Single Family | Single Family Detached | Western Oregon | EUGENE | OR | 97402 |  | Lane | BPA | 265635 |  | 3405.58 |  | 1 |  | 1 |  | EUGENE WATER AND ELECTRIC BOARD | 6013 | Y | NW NATURAL GAS | 2017-08-19 | N/A | N/A | N/A | N/A | BPA | Oversample | 2267.7917
SITE_01302 | Single Family | Duplex, Triplex, or Fourplex | Western Oregon | EUGENE | OR | 97402 |  | Lane | BPA | 265635 |  | 3405.58 |  | 1 |  | 1 |  | EUGENE WATER AND ELECTRIC BOARD | 6013 | Y | N/A | 2017-07-26 | N/A | N/A | N/A | N/A | BPA | Oversample | 2267.7917
SITE_01303 | Manufactured | Double Wide | Western Oregon | LOWELL | OR | 97452 |  | Lane | BPA | 36688 |  | 894.83 |  | 1 |  | 1 |  | LANE ELECTRIC COOP INC | 10681 | Y | N/A | 2017-08-18 | N/A | N/A | N/A | N/A | BPA | Oversample | 894.83
SITE_01304 | Single Family | Single Family Detached | Western Oregon | SPRINGFIELD | OR | 97477 |  | Lane | BPA | 265635 |  | 3405.58 |  | 1 |  | 1 |  | SPRINGFIELD UTILITY BOARD | 17839 | Y | N/A | 2017-07-25 | N/A | N/A | N/A | N/A | BPA | Oversample | 2267.7917
SITE_01305 | Single Family | Single Family Detached | Western Oregon | EUGENE | OR | 97402 |  | Lane | BPA | 265635 |  | 3405.58 |  | 1 |  | 1 |  | EUGENE WATER AND ELECTRIC BOARD | 6013 | Y | N/A | 2017-08-05 | N/A | N/A | N/A | N/A | BPA | Oversample | 2267.7917
SITE_01306 | Single Family | Single Family Detached | Western Oregon | EUGENE | OR | 97405 |  | Lane | BPA | 265635 |  | 3405.58 |  | 1 |  | 1 |  | EUGENE WATER AND ELECTRIC BOARD | 6013 | Y | N/A | 2017-07-25 | N/A | N/A | N/A | N/A | BPA | Oversample | 2267.7917
SITE_01307 | Single Family | Single Family Detached | Western Oregon | BANDON | OR | 97411 |  | Coos | BPA | 265635 |  | 3405.58 |  | 1 |  | 1 |  | CITY OF BANDON | 1176 | Y | N/A | 2017-07-25 | N/A | N/A | N/A | N/A | BPA | Oversample | 2474.375
SITE_01308 | Single Family | Single Family Detached | Western Oregon | EUGENE | OR | 97405 |  | Lane | BPA | 265635 |  | 3405.58 |  | 1 |  | 1 |  | EUGENE WATER AND ELECTRIC BOARD | 6013 | Y | NW NATURAL GAS | 2017-08-02 | N/A | N/A | N/A | N/A | BPA | Oversample | 2267.7917
SITE_01309 | Single Family | Single Family Detached | Western Oregon | SPRINGFIELD | OR | 97477 |  | Lane | BPA | 265635 |  | 3405.58 |  | 1 |  | 1 |  | SPRINGFIELD UTILITY BOARD | 17839 | Y | NW NATURAL GAS | 2017-08-02 | N/A | N/A | N/A | N/A | BPA | Oversample | 2267.7917
SITE_01310 | Single Family | Single Family Detached | Western Oregon | TILLAMOOK | OR | 97141 |  | Tillamook | BPA | 265635 |  | 3405.58 |  | 1 |  | 1 |  | TILLAMOOK PUD | 18917 | Y | N/A | 2017-07-28 | N/A | N/A | N/A | N/A | BPA | Oversample | 2474.375
SITE_01311 | Single Family | Single Family Detached | Western Oregon | EUGENE | OR | 97405 |  | Lane | BPA | 265635 |  | 3405.58 |  | 1 |  | 1 |  | LANE ELECTRIC COOP INC | 10681 | Y | N/A | 2017-07-25 | N/A | N/A | N/A | N/A | BPA | Oversample | 2267.7917
SITE_01312 | Single Family | Single Family Detached | Western Oregon | EUGENE | OR | 97401 |  | Lane | BPA | 265635 |  | 3405.58 |  | 1 |  | 1 |  | EUGENE WATER AND ELECTRIC BOARD | 6013 | Y | N/A | 2017-07-27 | N/A | N/A | N/A | N/A | BPA | Oversample | 2267.7917
SITE_01313 | Single Family | Single Family Detached | Western Oregon | EUGENE | OR | 97402 |  | Lane | BPA | 265635 |  | 3405.58 |  | 1 |  | 1 |  | EUGENE WATER AND ELECTRIC BOARD | 6013 | Y | N/A | 2017-08-01 | N/A | N/A | N/A | N/A | BPA | Oversample | 2267.7917
SITE_01314 | Single Family | Single Family Detached | Western Oregon | TILLAMOOK | OR | 97141 |  | Tillamook | BPA | 265635 |  | 3405.58 |  | 1 |  | 1 |  | TILLAMOOK PUD | 18917 | Y | N/A | 2017-07-27 | N/A | N/A | N/A | N/A | BPA | Oversample | 2474.375
SITE_01315 | Single Family | Single Family Detached | Western Oregon | ASHLAND | OR | 97520 |  | Jackson | BPA | 265635 |  | 3405.58 |  | 1 |  | 3 |  | CITY OF ASHLAND | 907 | Y | AVISTA | 2017-08-16 | N/A | N/A | N/A | N/A | BPA | Oversample | 2474.375
SITE_01316 | Single Family | Duplex, Triplex, or Fourplex | Western Oregon | BANDON | OR | 97411 |  | Coos | BPA | 265635 |  | 3405.58 |  | 1 |  | 1 |  | CITY OF BANDON | 1176 | Y | N/A | 2017-07-27 | N/A | N/A | N/A | N/A | BPA | Oversample | 2474.375
SITE_01317 | Single Family | Single Family Detached | Western Oregon | EUGENE | OR | 97405 |  | Lane | BPA | 265635 |  | 3405.58 |  | 1 |  | 1 |  | LANE ELECTRIC COOP INC | 10681 | Y | N/A | 2017-07-31 | N/A | N/A | N/A | N/A | BPA | Oversample | 2267.7917
SITE_01318 | Single Family | Single Family Detached | Western Oregon | EUGENE | OR | 97404 |  | Lane | BPA | 265635 |  | 3405.58 |  | 1 |  | 1 |  | EUGENE WATER AND ELECTRIC BOARD | 6013 | Y | NW NATURAL GAS | 2017-08-01 | N/A | N/A | N/A | N/A | BPA | Oversample | 2267.7917
SITE_01319 | Single Family | Single Family Detached | Western Oregon | ASHLAND | OR | 97520 |  | Jackson | BPA | 265635 |  | 3405.58 |  | 1 |  | 3 |  | CITY OF ASHLAND | 907 | Y | AVISTA | 2017-07-29 | N/A | N/A | N/A | N/A | BPA | Oversample | 2474.375
SITE_01320 | Single Family | Single Family Detached | Western Oregon | CLATSKANIE | OR | 97016 |  | Columbia | BPA | 265635 |  | 3405.58 |  | 1 |  | 1 |  | CLATSKANIE PUD | 28541 | Y | N/A | 2017-08-15 | N/A | N/A | N/A | N/A | BPA | Oversample | 2474.375
SITE_01321 | Single Family | Single Family Detached | Western Oregon | LAKESIDE | OR | 97449 |  | Coos | BPA | 265635 |  | 3405.58 |  | 1 |  | 1 |  | CENTRAL LINCOLN PUD | 3264 | Y | N/A | 2017-07-28 | N/A | N/A | N/A | N/A | BPA | Oversample | 2474.375
SITE_01322 | Single Family | Single Family Detached | Western Oregon | FLORENCE | OR | 97439 |  | Lane | BPA | 265635 |  | 3405.58 |  | 1 |  | 1 |  | CENTRAL LINCOLN PUD | 3264 | Y | N/A | 2017-08-04 | N/A | N/A | N/A | N/A | BPA | Oversample | 2267.7917
SITE_01323 | Single Family | Single Family Detached | Western Oregon | BEAVER | OR | 97108 |  | Tillamook | BPA | 265635 |  | 3405.58 |  | 1 |  | 1 |  | TILLAMOOK PUD | 18917 | Y | N/A | 2017-07-25 | N/A | N/A | N/A | N/A | BPA | Oversample | 2474.375
SITE_01324 | Single Family | Single Family Detached | Western Oregon | ASHLAND | OR | 97520 |  | Columbia | BPA | 265635 |  | 3405.58 |  | 1 |  | 1 |  | CITY OF ASHLAND | 907 | Y | AVISTA | 2017-08-15 | N/A | N/A | N/A | N/A | Core | Core | 2474.375
SITE_01325 | Single Family | Single Family Detached | Western Oregon | EUGENE | OR | 97402 |  | Lane | BPA | 265635 |  | 3405.58 |  | 1 |  | 1 |  | EUGENE WATER AND ELECTRIC BOARD | 6013 | Y | NW NATURAL GAS | 2017-08-14 | N/A | N/A | N/A | N/A | BPA | Oversample | 2267.7917
SITE_01326 | Single Family | Single Family Detached | Western Oregon | FOREST GROVE | OR | 97116 |  | Washington | BPA | 265635 |  | 3405.58 |  | 1 |  | 1 |  | CITY OF FOREST GROVE | 6582 | Y | NW NATURAL GAS | 2017-07-28 | N/A | N/A | N/A | N/A | BPA | Oversample | 19280.2
SITE_01327 | Single Family | Single Family Detached | Western Oregon | SAINT HELENS | OR | 97051 |  | Columbia | BPA | 265635 |  | 3405.58 |  | 1 |  | 1 |  | COLUMBIA RIVER PUD | 40438 | Y | NW NATURAL GAS | 2017-07-28 | N/A | N/A | N/A | N/A | BPA | Oversample | 2474.375
SITE_01328 | Single Family | Duplex, Triplex, or Fourplex | Western Oregon | FLORENCE | OR | 97439 |  | Lane | BPA | 265635 |  | 3405.58 |  | 1 |  | 1 |  | CENTRAL LINCOLN PUD | 3264 | Y | N/A | 2017-08-04 | N/A | N/A | N/A | N/A | BPA | Oversample | 2267.7917
SITE_01329 | Manufactured | Double Wide | Western Oregon | PORT ORFORD | OR | 97465 |  | Curry | BPA | 36688 |  | 894.83 |  | 1 |  | 1 |  | COOS-CURRY ELECTRIC COOPERATIVE | 4317 | Y | N/A | 2017-08-18 | N/A | N/A | N/A | N/A | BPA | Oversample | 894.83
SITE_01330 | Single Family | Single Family Detached | Western Oregon | HALSEY | OR | 97348 |  | Linn | BPA | 265635 |  | 3405.58 |  | 1 |  | 1 |  | CONSUMERS POWER INC | 4743 | Y | N/A | 2017-07-29 | N/A | N/A | N/A | N/A | BPA | Oversample | 13333.6667
SITE_01331 | Manufactured | Double Wide | Western Oregon | TENMILE | OR | 97481 |  | Douglas | BPA | 36688 |  | 894.83 |  | 1 |  | 2 |  | DOUGLAS ELECTRIC COOPERATIVE | 5327 | Y | N/A | 2017-07-27 | N/A | N/A | N/A | N/A | BPA | Oversample | 894.83
SITE_01332 | Single Family | Single Family Detached | Western Oregon | EUGENE | OR | 97404 |  | Lane | BPA | 265635 |  | 3405.58 |  | 1 |  | 1 |  | EUGENE WATER AND ELECTRIC BOARD | 6013 | Y | NW NATURAL GAS | 2017-07-24 | N/A | N/A | N/A | N/A | BPA | Oversample | 2267.7917
SITE_01333 | Single Family | Single Family Detached | Western Oregon | CLATSKANIE | OR | 97016 |  | Columbia | BPA | 265635 |  | 3405.58 |  | 1 |  | 1 |  | CLATSKANIE PUD | 28541 | Y | N/A | 2017-07-26 | N/A | N/A | N/A | N/A | BPA | Oversample | 2474.375
SITE_01334 | Single Family | Single Family Detached | Western Oregon | MCMINNVILLE | OR | 97128 |  | Yamhill | BPA | 265635 |  | 3405.58 |  | 1 |  | 1 |  | CITY OF MCMINNVILLE - (OR) | 12187 | Y | N/A | 2017-07-24 | N/A | N/A | N/A | N/A | BPA | Oversample | 19280.2
SITE_01335 | Single Family | Single Family Detached | Western Oregon | EUGENE | OR | 97404 |  | Lane | BPA | 265635 |  | 3405.58 |  | 1 |  | 1 |  | EUGENE WATER AND ELECTRIC BOARD | 6013 | Y | NW NATURAL GAS | 2017-07-24 | N/A | N/A | N/A | N/A | BPA | Oversample | 2267.7917
SITE_01336 | Single Family | Duplex, Triplex, or Fourplex | Western Oregon | LAKESIDE | OR | 97449 |  | Coos | BPA | 265635 |  | 3405.58 |  | 1 |  | 1 |  | CENTRAL LINCOLN PUD | 3264 | Y | N/A | 2017-08-17 | N/A | N/A | N/A | N/A | BPA | Oversample | 2474.375
SITE_01337 | Single Family | Single Family Detached | Western Oregon | MIST | OR | 97016 |  | Columbia | BPA | 265635 |  | 3405.58 |  | 1 |  | 1 |  | WEST OREGON ELECTRIC COOPERATIVE INC | 20385 | Y | NW NATURAL GAS | 2017-08-03 | N/A | N/A | N/A | N/A | BPA | Oversample | 2474.375
SITE_01338 | Single Family | Single Family Detached | Western Oregon | TILLAMOOK | OR | 97141 |  | Tillamook | BPA | 265635 |  | 3405.58 |  | 1 |  | 1 |  | TILLAMOOK PUD | 18917 | Y | N/A | 2017-07-25 | N/A | N/A | N/A | N/A | BPA | Oversample | 2474.375
SITE_01339 | Single Family | Single Family Detached | Western Oregon | FLORENCE | OR | 97439 |  | Lane | BPA | 265635 |  | 3405.58 |  | 1 |  | 1 |  | CENTRAL LINCOLN PUD | 3264 | Y | N/A | 2017-08-04 | N/A | N/A | N/A | N/A | BPA | Oversample | 2267.7917
SITE_01340 | Single Family | Single Family Detached | Western Oregon | VENETA | OR | 97487 |  | Lane | BPA | 265635 |  | 3405.58 |  | 1 |  | 1 |  | LANE ELECTRIC COOP INC | 10681 | Y | N/A | 2017-07-29 | N/A | N/A | N/A | N/A | BPA | Oversample | 2267.7917
SITE_01341 | Single Family | Single Family Detached | Western Oregon | JUNCTION CITY | OR | 97448 |  | Lane | BPA | 265635 |  | 3405.58 |  | 1 |  | 1 |  | EMERALD PEOPLE'S UTILITY DISTRICT | 40437 | Y | N/A | 2017-07-28 | N/A | N/A | N/A | N/A | BPA | Oversample | 2267.7917
SITE_01342 | Manufactured | Double Wide | Western Oregon | BAY CITY | OR | 97107 |  | Tillamook | BPA | 36688 |  | 894.83 |  | 1 |  | 1 |  | TILLAMOOK PUD | 18917 | Y | N/A | 2017-08-03 | N/A | N/A | N/A | N/A | BPA | Oversample | 894.83
SITE_01343 | Single Family | Single Family Detached | Western Oregon | TILLAMOOK | OR | 97141 |  | Tillamook | BPA | 265635 |  | 3405.58 |  | 1 |  | 1 |  | TILLAMOOK PUD | 18917 | Y | N/A | 2017-07-24 | N/A | N/A | N/A | N/A | BPA | Oversample | 2474.375
SITE_01344 | Single Family | Single Family Detached | Western Oregon | EUGENE | OR | 97405 |  | Lane | BPA | 265635 |  | 3405.58 |  | 1 |  | 1 |  | EUGENE WATER AND ELECTRIC BOARD | 6013 | Y | N/A | 2017-08-01 | N/A | N/A | N/A | N/A | BPA | Oversample | 2267.7917
SITE_01345 | Single Family | Single Family Detached | Western Oregon | BANDON | OR | 97411 |  | Coos | BPA | 265635 |  | 3405.58 |  | 1 |  | 1 |  | CITY OF BANDON | 1176 | Y | N/A | 2017-07-27 | N/A | N/A | N/A | N/A | BPA | Oversample | 2474.375
SITE_01346 | Single Family | Duplex, Triplex, or Fourplex | Western Oregon | CANBY | OR | 97013 |  | Clackamas | BPA | 265635 |  | 3405.58 |  | 1 |  | 2 |  | CANBY UTILITY BOARD | 2955 | Y | NW NATURAL GAS | 2017-07-27 | N/A | N/A | N/A | N/A | BPA | Oversample | 2474.375
SITE_01347 | Manufactured | Modular / Prefab | Western Oregon | PHILOMATH | OR | 97370 |  | Benton | BPA | 36688 |  | 894.83 |  | 1 |  | 1 |  | CONSUMERS POWER INC | 4743 | Y | N/A | 2017-08-03 | N/A | N/A | N/A | N/A | BPA | Oversample | 894.83
SITE_01348 | Single Family | Single Family Detached | Western Oregon | COTTAGE GROVE | OR | 97424 |  | Lane | BPA | 265635 |  | 3405.58 |  | 1 |  | 1 |  | EMERALD PEOPLE'S UTILITY DISTRICT | 40437 | Y | N/A | 2017-08-17 | N/A | N/A | N/A | N/A | BPA | Oversample | 2267.7917
SITE_01349 | Manufactured | Single Wide | Western Oregon | LAKESIDE | OR | 97449 |  | Coos | BPA | 36688 |  | 894.83 |  | 1 |  | 1 |  | CENTRAL LINCOLN PUD | 3264 | Y | N/A | 2017-09-05 | N/A | N/A | N/A | N/A | BPA | Oversample | 894.83
SITE_01350 | Single Family | Single Family Detached | Western Oregon | EUGENE | OR | 97401 |  | Lane | BPA | 265635 |  | 3405.58 |  | 1 |  | 1 |  | EUGENE WATER AND ELECTRIC BOARD | 6013 | Y | NW NATURAL GAS | 2017-08-17 | N/A | N/A | N/A | N/A | BPA | Oversample | 2267.7917
SITE_01351 | Single Family | Single Family Detached | Western Oregon | EUGENE | OR | 97403 |  | Lane | BPA | 265635 |  | 3405.58 |  | 1 |  | 1 |  | SPRINGFIELD UTILITY BOARD | 17839 | Y | N/A | 2017-09-06 | N/A | N/A | N/A | N/A | BPA | Oversample | 2267.7917
SITE_01352 | Single Family | Single Family Detached | Western Oregon | SPRINGFIELD | OR | 97477 |  | Lane | BPA | 265635 |  | 3405.58 |  | 1 |  | 1 |  | SPRINGFIELD UTILITY BOARD | 17839 | Y | NW NATURAL GAS | 2017-08-16 | N/A | N/A | N/A | N/A | BPA | Oversample | 2267.7917
SITE_01353 | Single Family | Single Family Detached | Western Oregon | SPRINGFIELD | OR | 97477 |  | Lane | BPA | 265635 |  | 3405.58 |  | 1 |  | 1 |  | SPRINGFIELD UTILITY BOARD | 17839 | Y | NW NATURAL GAS | 2017-08-14 | N/A | N/A | N/A | N/A | BPA | Oversample | 2267.7917
SITE_01354 | Manufactured | Double Wide | Western Oregon | TOLEDO | OR | 97391 |  | Lincoln | BPA | 36688 |  | 894.83 |  | 1 |  | 1 |  | CENTRAL LINCOLN PUD | 3264 | Y | N/A | 2017-09-13 | N/A | N/A | N/A | N/A | BPA | Oversample | 894.83
SITE_01355 | Multifamily Residence | Apartment Building (4 to 6 floors) | Western Oregon | EUGENE | OR | 97401 |  | Lane | BPA | 45845 |  | 751.56 |  | 1 |  | 1 |  | EUGENE WATER AND ELECTRIC BOARD | 6013 | Y | N/A | 2017-08-15 | BLDG_00381 | N/A | N/A | N/A | BPA | Oversample | 751.56
SITE_01356 | Single Family | Single Family Detached | Western Oregon | FLORENCE | OR | 97439 |  | Lane | BPA | 265635 |  | 3405.58 |  | 1 |  | 1 |  | CENTRAL LINCOLN PUD | 3264 | Y | N/A | 2017-08-17 | N/A | N/A | N/A | N/A | BPA | Oversample | 2267.7917
SITE_01357 | Single Family | Single Family Detached | Western Oregon | SAINT HELENS | OR | 97051 |  | Columbia | BPA | 265635 |  | 3405.58 |  | 1 |  | 1 |  | COLUMBIA RIVER PUD | 40438 | Y | N/A | 2017-08-15 | N/A | N/A | N/A | N/A | BPA | Oversample | 2474.375
SITE_01358 | Single Family | Single Family Detached | Western Oregon | EUGENE | OR | 97403 |  | Lane | BPA | 265635 |  | 3405.58 |  | 1 |  | 1 |  | EUGENE WATER AND ELECTRIC BOARD | 6013 | Y | N/A | 2017-08-15 | N/A | N/A | N/A | N/A | BPA | Oversample | 2267.7917
SITE_01359 | Single Family | Single Family Detached | Western Oregon | EUGENE | OR | 97404 |  | Lane | BPA | 265635 |  | 3405.58 |  | 1 |  | 1 |  | EUGENE WATER AND ELECTRIC BOARD | 6013 | Y | NW NATURAL GAS | 2017-08-18 | N/A | N/A | N/A | N/A | BPA | Oversample | 2267.7917
SITE_01360 | Single Family | Single Family Detached | Western Oregon | EUGENE | OR | 97404 |  | Lane | BPA | 265635 |  | 3405.58 |  | 1 |  | 1 |  | EUGENE WATER AND ELECTRIC BOARD | 6013 | Y | NW NATURAL GAS | 2017-08-04 | N/A | N/A | N/A | N/A | BPA | Oversample | 2267.7917
SITE_01361 | Manufactured | Single Wide | Idaho | CALDWELL | ID | 83607 |  | Canyon | Non-BPA | 45077 |  | 626.07 |  | 1 |  | 3 |  | IDAHO POWER CO | 9191 | N | N/A | 2017-08-18 | N/A | N/A | N/A | N/A | Core | Core | 626.07
SITE_01362 | Single Family | Duplex, Triplex, or Fourplex | Western Oregon | PORTLAND | OR | 97215 |  | Multnomah | Non-BPA | 816416 |  | 8874.09 |  | 1 |  | 2 |  | PORTLAND GENERAL ELECTRIC | 15248 | N | NW NATURAL GAS | 2016-04-27 | N/A | N/A | N/A | N/A | Core | Core | 8874.09
SITE_01363 | Multifamily Residence | Apartment Building (3 or fewer floors) | Western Oregon | CORVALLIS | OR | 97330 |  | Benton | Non-BPA | 206736 |  | 4053.65 |  | 1 |  | 1 |  | PACIFIC POWER | 14354 | N | N/A | 2016-05-05 | BLDG_00382 | N/A | N/A | N/A | Core | Core | 4053.65
SITE_01364 | Manufactured | Double Wide | Western Oregon | TALENT | OR | 97540 |  | Jackson | Non-BPA | 69806 |  | 1745.15 |  | 1 |  | 3 |  | PACIFIC POWER | 14354 | N | AVISTA | 2016-05-15 | N/A | N/A | N/A | N/A | Core | Core | 1745.15
SITE_01365 | Multifamily Residence | Apartment Building (3 or fewer floors) | Western Oregon | PORTLAND | OR | 97225 |  | Multnomah | Non-BPA | 206736 |  | 4053.65 |  | 1 |  | 2 |  | PORTLAND GENERAL ELECTRIC | 15248 | N | N/A | 2016-04-26 | BLDG_00383 | N/A | N/A | N/A | Core | Core | 4053.65
SITE_01366 | Multifamily Residence | Apartment Building (3 or fewer floors) | Western Oregon | WILSONVILLE | OR | 97070 |  | Clackamas | Non-BPA | 206736 |  | 4053.65 |  | 1 |  | 2 |  | PORTLAND GENERAL ELECTRIC | 15248 | N | NW NATURAL GAS | 2016-05-03 | BLDG_00384 | N/A | N/A | N/A | Core | Core | 4053.65
SITE_01367 | Multifamily Residence | Apartment Building (3 or fewer floors) | Western Oregon | FOREST GROVE | OR | 97116 |  | Washington | BPA | 45845 |  | 751.56 |  | 1 |  | 1 |  | CITY OF FOREST GROVE | 6582 | Y | NW NATURAL GAS | 2016-05-05 | BLDG_00385 | N/A | N/A | N/A | Core | Core | 751.56
SITE_01368 | Multifamily Residence | Apartment Building (3 or fewer floors) | Western Oregon | PORTLAND | OR | 97233 |  | Multnomah | Non-BPA | 206736 |  | 4053.65 |  | 1 |  | 2 |  | PORTLAND GENERAL ELECTRIC | 15248 | N | N/A | 2016-05-05 | BLDG_00386 | N/A | N/A | N/A | Core | Core | 4053.65
SITE_01369 | Multifamily Residence | Apartment Building (3 or fewer floors) | Western Oregon | SPRINGFIELD | OR | 97477 |  | Lane | BPA | 45845 |  | 751.56 |  | 1 |  | 1 |  | SPRINGFIELD UTILITY BOARD | 17839 | Y | N/A | 2016-05-16 | BLDG_00387 | N/A | N/A | N/A | Core | Core | 751.56
SITE_01370 | Multifamily Residence | Apartment Building (3 or fewer floors) | Western Oregon | BEAVERTON | OR | 97007 |  | Washington | Non-BPA | 206736 |  | 4053.65 |  | 1 |  | 1 |  | PORTLAND GENERAL ELECTRIC | 15248 | N | NW NATURAL GAS | 2016-05-18 | BLDG_00388 | N/A | N/A | N/A | Core | Core | 4053.65
SITE_01371 | Multifamily Residence | Apartment Building (3 or fewer floors) | Western Oregon | PORTLAND | OR | 97239 |  | Multnomah | Non-BPA | 206736 |  | 4053.65 |  | 1 |  | 2 |  | PORTLAND GENERAL ELECTRIC | 15248 | N | N/A | 2016-05-27 | BLDG_00389 | N/A | N/A | N/A | Core | Core | 4053.65
SITE_01372 | Multifamily Residence | Apartment Building (3 or fewer floors) | Western Oregon | PORTLAND | OR | 97214 |  | Multnomah | Non-BPA | 206736 |  | 4053.65 |  | 1 |  | 2 |  | PORTLAND GENERAL ELECTRIC | 15248 | N | NW NATURAL GAS | 2016-04-29 | BLDG_00390 | N/A | N/A | N/A | Core | Core | 4053.65
SITE_01373 | Multifamily Residence | Apartment Building (3 or fewer floors) | Western Oregon | PORTLAND | OR | 97266 |  | Multnomah | Non-BPA | 206736 |  | 4053.65 |  | 1 |  | 2 |  | PORTLAND GENERAL ELECTRIC | 15248 | N | N/A | 2016-04-27 | BLDG_00391 | N/A | N/A | N/A | Core | Core | 4053.65
SITE_01374 | Multifamily Residence | Apartment Building (3 or fewer floors) | Western Oregon | GRANTS PASS | OR | 97526 |  | Josephine | Non-BPA | 206736 |  | 4053.65 |  | 1 |  | 2 |  | PACIFIC POWER | 14354 | N | N/A | 2016-05-20 | BLDG_00392 | N/A | N/A | N/A | Core | Core | 4053.65
SITE_01375 | Multifamily Residence | Apartment Building (3 or fewer floors) | Western Oregon | MCMINNVILLE | OR | 97128 |  | Yamhill | BPA | 45845 |  | 751.56 |  | 1 |  | 1 |  | CITY OF MCMINNVILLE - (OR) | 12187 | Y | N/A | 2016-04-27 | BLDG_00393 | N/A | N/A | N/A | Core | Core | 751.56
SITE_01376 | Multifamily Residence | Apartment Building (3 or fewer floors) | Western Oregon | MCMINNVILLE | OR | 97128 |  | Yamhill | BPA | 45845 |  | 751.56 |  | 1 |  | 1 |  | CITY OF MCMINNVILLE - (OR) | 12187 | Y | N/A | 2016-05-05 | BLDG_00394 | N/A | N/A | N/A | Core | Core | 751.56
SITE_01377 | Multifamily Residence | Apartment Building (3 or fewer floors) | Western Oregon | PORTLAND | OR | 97233 |  | Multnomah | Non-BPA | 206736 |  | 4053.65 |  | 1 |  | 2 |  | PORTLAND GENERAL ELECTRIC | 15248 | N | N/A | 2016-05-03 | BLDG_00395 | N/A | N/A | N/A | Core | Core | 4053.65
SITE_01378 | Multifamily Residence | Apartment Building (3 or fewer floors) | Western Oregon | PORTLAND | OR | 97233 |  | Multnomah | Non-BPA | 206736 |  | 4053.65 |  | 1 |  | 2 |  | PORTLAND GENERAL ELECTRIC | 15248 | N | N/A | 2016-04-28 | BLDG_00396 | N/A | N/A | N/A | Core | Core | 4053.65
SITE_01379 | Single Family | Duplex, Triplex, or Fourplex | Western Oregon | SALEM | OR | 97301 |  | Marion | Non-BPA | 816416 |  | 8874.09 |  | 1 |  | 1 |  | PORTLAND GENERAL ELECTRIC | 15248 | N | N/A | 2016-05-07 | N/A | N/A | N/A | N/A | Core | Core | 10665.8571
SITE_01380 | Multifamily Residence | Apartment Building (3 or fewer floors) | Western Oregon | HAPPY VALLEY | OR | 97086 |  | Clackamas | Non-BPA | 206736 |  | 4053.65 |  | 1 |  | 2 |  | PORTLAND GENERAL ELECTRIC | 15248 | N | N/A | 2016-05-06 | BLDG_00397 | N/A | N/A | N/A | Core | Core | 4053.65
SITE_01381 | Multifamily Residence | Apartment Building (3 or fewer floors) | Western Oregon | MCMINNVILLE | OR | 97128 |  | Yamhill | BPA | 45845 |  | 751.56 |  | 1 |  | 1 |  | CITY OF MCMINNVILLE - (OR) | 12187 | Y | N/A | 2016-05-05 | BLDG_00398 | N/A | N/A | N/A | Core | Core | 751.56
SITE_01382 | Single Family | Single Family Detached | Western Oregon | SPRINGFIELD | OR | 97478 |  | Lane | BPA | 265635 |  | 3405.58 |  | 1 |  | 1 |  | SPRINGFIELD UTILITY BOARD | 17839 | Y | N/A | 2016-05-17 | N/A | N/A | N/A | N/A | Core | Core | 2267.7917
SITE_01383 | Multifamily Residence | Apartment Building (3 or fewer floors) | Western Oregon | PORTLAND | OR | 97202 |  | Multnomah | Non-BPA | 206736 |  | 4053.65 |  | 1 |  | 2 |  | PORTLAND GENERAL ELECTRIC | 15248 | N | N/A | 2016-04-25 | BLDG_00399 | N/A | N/A | N/A | Core | Core | 4053.65
SITE_01384 | Multifamily Residence | Apartment Building (4 to 6 floors) | Western Oregon | PORTLAND | OR | 97201 |  | Multnomah | Non-BPA | 206736 |  | 4053.65 |  | 1 |  | 2 |  | PORTLAND GENERAL ELECTRIC | 15248 | N | N/A | 2016-04-28 | BLDG_00400 | N/A | N/A | N/A | Core | Core | 4053.65
SITE_01385 | Manufactured | Double Wide | Western Oregon | EUGENE | OR | 97408 |  | Lane | BPA | 36688 |  | 894.83 |  | 1 |  | 1 |  | EUGENE WATER AND ELECTRIC BOARD | 6013 | Y | N/A | 2016-05-27 | N/A | N/A | N/A | N/A | Core | Core | 894.83
SITE_01386 | Multifamily Residence | Apartment Building (3 or fewer floors) | Western Oregon | GLADSTONE | OR | 97027 |  | Clackamas | Non-BPA | 206736 |  | 4053.65 |  | 1 |  | 2 |  | PORTLAND GENERAL ELECTRIC | 15248 | N | N/A | 2016-05-19 | BLDG_00401 | N/A | N/A | N/A | Core | Core | 4053.65
SITE_01387 | Multifamily Residence | Apartment Building (3 or fewer floors) | Western Oregon | BEAVERTON | OR | 97008 |  | Washington | Non-BPA | 206736 |  | 4053.65 |  | 1 |  | 1 |  | PORTLAND GENERAL ELECTRIC | 15248 | N | N/A | 2016-05-03 | BLDG_00402 | N/A | N/A | N/A | Core | Core | 4053.65
SITE_01388 | Manufactured | Single Wide | Western Oregon | JACKSONVILLE | OR | 97530 |  | Jackson | Non-BPA | 69806 |  | 1745.15 |  | 1 |  | 3 |  | PACIFIC POWER | 14354 | N | N/A | 2016-05-16 | N/A | N/A | N/A | N/A | Core | Core | 1745.15
SITE_01389 | Manufactured | Double Wide | Western Oregon | CHESHIRE | OR | 97419 |  | Lane | BPA | 36688 |  | 894.83 |  | 1 |  | 1 |  | BLACHLY-LANE COUNTY COOP EL ASSN | 1736 | Y | N/A | 2016-05-19 | N/A | N/A | N/A | N/A | Core | Core | 894.83
SITE_01390 | Multifamily Residence | Apartment Building (3 or fewer floors) | Western Oregon | ROSEBURG | OR | 97471 |  | Douglas | Non-BPA | 206736 |  | 4053.65 |  | 1 |  | 2 |  | PACIFIC POWER | 14354 | N | N/A | 2016-05-23 | BLDG_00403 | N/A | N/A | N/A | Core | Core | 4053.65
SITE_01391 | Multifamily Residence | Apartment Building (3 or fewer floors) | Western Oregon | CORVALLIS | OR | 97333 |  | Benton | Non-BPA | 206736 |  | 4053.65 |  | 1 |  | 1 |  | PACIFIC POWER | 14354 | N | N/A | 2016-05-26 | BLDG_00404 | N/A | N/A | N/A | Core | Core | 4053.65
SITE_01392 | Manufactured | Double Wide | Western Oregon | BEAVERTON | OR | 97008 |  | Washington | Non-BPA | 69806 |  | 1745.15 |  | 1 |  | 1 |  | PORTLAND GENERAL ELECTRIC | 15248 | N | N/A | 2016-05-17 | N/A | N/A | N/A | N/A | Core | Core | 1745.15
SITE_01393 | Multifamily Residence | Apartment Building (3 or fewer floors) | Western Oregon | LAKE OSWEGO | OR | 97035 |  | Clackamas | Non-BPA | 206736 |  | 4053.65 |  | 1 |  | 2 |  | PORTLAND GENERAL ELECTRIC | 15248 | N | N/A | 2016-05-18 | BLDG_00405 | N/A | N/A | N/A | Core | Core | 4053.65
SITE_01394 | Multifamily Residence | Apartment Building (3 or fewer floors) | Western Oregon | MEDFORD | OR | 97504 |  | Jackson | Non-BPA | 206736 |  | 4053.65 |  | 1 |  | 3 |  | PACIFIC POWER | 14354 | N | N/A | 2016-05-21 | BLDG_00406 | N/A | N/A | N/A | Core | Core | 4053.65
SITE_01395 | Multifamily Residence | Apartment Building (3 or fewer floors) | Western Oregon | MEDFORD | OR | 97504 |  | Jackson | Non-BPA | 206736 |  | 4053.65 |  | 1 |  | 3 |  | PACIFIC POWER | 14354 | N | N/A | 2016-05-21 | BLDG_00407 | N/A | N/A | N/A | Core | Core | 4053.65
SITE_01396 | Multifamily Residence | Apartment Building (3 or fewer floors) | Western Oregon | WARRENTON | OR | 97146 |  | Clatsop | Non-BPA | 206736 |  | 4053.65 |  | 1 |  | 1 |  | PACIFIC POWER | 14354 | N | N/A | 2016-05-20 | BLDG_00408 | N/A | N/A | N/A | Core | Core | 4053.65
SITE_01397 | Multifamily Residence | Apartment Building (3 or fewer floors) | Western Oregon | TIGARD | OR | 97223 |  | Multnomah | Non-BPA | 206736 |  | 4053.65 |  | 1 |  | 2 |  | PORTLAND GENERAL ELECTRIC | 15248 | N | N/A | 2016-05-25 | BLDG_00409 | N/A | N/A | N/A | Core | Core | 4053.65
SITE_01398 | Multifamily Residence | Apartment Building (3 or fewer floors) | Western Oregon | PORTLAND | OR | 97203 |  | Multnomah | Non-BPA | 206736 |  | 4053.65 |  | 1 |  | 2 |  | PORTLAND GENERAL ELECTRIC | 15248 | N | N/A | 2016-05-18 | BLDG_00410 | N/A | N/A | N/A | Core | Core | 4053.65
SITE_01399 | Multifamily Residence | Apartment Building (3 or fewer floors) | Western Oregon | ALBANY | OR | 97322 |  | Linn | Non-BPA | 206736 |  | 4053.65 |  | 1 |  | 1 |  | PACIFIC POWER | 14354 | N | N/A | 2016-05-24 | BLDG_00411 | N/A | N/A | N/A | Core | Core | 4053.65
SITE_01400 | Multifamily Residence | Apartment Building (3 or fewer floors) | Western Oregon | PORTLAND | OR | 97236 |  | Multnomah | Non-BPA | 206736 |  | 4053.65 |  | 1 |  | 2 |  | PORTLAND GENERAL ELECTRIC | 15248 | N | N/A | 2016-05-23 | BLDG_00412 | N/A | N/A | N/A | Core | Core | 4053.65
SITE_01401 | Multifamily Residence | Apartment Building (3 or fewer floors) | Western Oregon | TIGARD | OR | 97224 |  | Washington | Non-BPA | 206736 |  | 4053.65 |  | 1 |  | 1 |  | PORTLAND GENERAL ELECTRIC | 15248 | N | N/A | 2016-05-17 | BLDG_00413 | N/A | N/A | N/A | Core | Core | 4053.65
SITE_01402 | Multifamily Residence | Apartment Building (3 or fewer floors) | Western Oregon | STAYTON | OR | 97383 |  | Marion | Non-BPA | 206736 |  | 4053.65 |  | 1 |  | 1 |  | PACIFIC POWER | 14354 | N | N/A | 2016-05-17 | BLDG_00414 | N/A | N/A | N/A | Core | Core | 4053.65
SITE_01403 | Multifamily Residence | Apartment Building (3 or fewer floors) | Western Oregon | PORTLAND | OR | 97239 |  | Multnomah | Non-BPA | 206736 |  | 4053.65 |  | 1 |  | 2 |  | PORTLAND GENERAL ELECTRIC | 15248 | N | N/A | 2016-05-17 | BLDG_00415 | N/A | N/A | N/A | Core | Core | 4053.65
SITE_01404 | Manufactured | Double Wide | Western Oregon | BORING | OR | 97009 |  | Clackamas | Non-BPA | 69806 |  | 1745.15 |  | 1 |  | 2 |  | PORTLAND GENERAL ELECTRIC | 15248 | N | N/A | 2016-05-08 | N/A | N/A | N/A | N/A | Core | Core | 1745.15
SITE_01405 | Multifamily Residence | Apartment Building (3 or fewer floors) | Western Oregon | ALOHA | OR | 97007 |  | Washington | Non-BPA | 206736 |  | 4053.65 |  | 1 |  | 1 |  | PORTLAND GENERAL ELECTRIC | 15248 | N | NW NATURAL GAS | 2016-05-07 | BLDG_00416 | N/A | N/A | N/A | Core | Core | 4053.65
SITE_01406 | Multifamily Residence | Apartment Building (3 or fewer floors) | Western Oregon | PORTLAND | OR | 97213 |  | Multnomah | Non-BPA | 206736 |  | 4053.65 |  | 1 |  | 2 |  | PACIFIC POWER | 14354 | N | N/A | 2016-05-18 | BLDG_00417 | N/A | N/A | N/A | Core | Core | 4053.65
SITE_01407 | Multifamily Residence | Apartment Building (3 or fewer floors) | Western Oregon | EUGENE | OR | 97401 |  | Lane | BPA | 45845 |  | 751.56 |  | 1 |  | 1 |  | EUGENE WATER AND ELECTRIC BOARD | 6013 | Y | N/A | 2016-05-20 | BLDG_00418 | N/A | N/A | N/A | Core | Core | 751.56
SITE_01408 | Multifamily Residence | Apartment Building (3 or fewer floors) | Western Oregon | HILLSBORO | OR | 97124 |  | Washington | Non-BPA | 206736 |  | 4053.65 |  | 1 |  | 1 |  | PORTLAND GENERAL ELECTRIC | 15248 | N | NW NATURAL GAS | 2016-05-20 | BLDG_00419 | N/A | N/A | N/A | Core | Core | 4053.65
SITE_01409 | Manufactured | Single Wide | Western Oregon | OREGON CITY | OR | 97045 |  | Clackamas | Non-BPA | 69806 |  | 1745.15 |  | 1 |  | 2 |  | PORTLAND GENERAL ELECTRIC | 15248 | N | N/A | 2016-05-25 | N/A | N/A | N/A | N/A | Core | Core | 1745.15
SITE_01411 | Multifamily Residence | Apartment Building (3 or fewer floors) | Western Oregon | MEDFORD | OR | 97504 |  | Jackson | Non-BPA | 206736 |  | 4053.65 |  | 1 |  | 3 |  | PACIFIC POWER | 14354 | N | N/A | 2016-05-18 | BLDG_00421 | N/A | N/A | N/A | Core | Core | 4053.65
SITE_01412 | Manufactured | Double Wide | Western Oregon | TANGENT | OR | 97389 |  | Linn | Non-BPA | 69806 |  | 1745.15 |  | 1 |  | 1 |  | PACIFIC POWER | 14354 | N | NW NATURAL GAS | 2016-05-05 | N/A | N/A | N/A | N/A | Core | Core | 1745.15
SITE_01413 | Multifamily Residence | Apartment Building (3 or fewer floors) | Western Oregon | PORTLAND | OR | 97212 |  | Multnomah | Non-BPA | 206736 |  | 4053.65 |  | 1 |  | 2 |  | PACIFIC POWER | 14354 | N | N/A | 2016-05-20 | BLDG_00422 | N/A | N/A | N/A | Core | Core | 4053.65
SITE_01414 | Multifamily Residence | Apartment Building (4 to 6 floors) | Western Oregon | EUGENE | OR | 97402 |  | Lane | BPA | 45845 |  | 751.56 |  | 1 |  | 1 |  | EUGENE WATER AND ELECTRIC BOARD | 6013 | Y | N/A | 2016-05-21 | BLDG_00423 | N/A | N/A | N/A | Core | Core | 751.56
SITE_01415 | Single Family | Single Family Detached | Western Oregon | PORTLAND | OR | 97211 |  | Multnomah | Non-BPA | 816416 |  | 8874.09 |  | 1 |  | 2 |  | PACIFIC POWER | 14354 | N | NW NATURAL GAS | 2016-04-27 | N/A | N/A | N/A | N/A | Core | Core | 5733.1429
SITE_01416 | Single Family | Single Family Detached | Western Oregon | ROGUE RIVER | OR | 97537 |  | Jackson | Non-BPA | 816416 |  | 8874.09 |  | 1 |  | 3 |  | PACIFIC POWER | 14354 | N | N/A | 2016-05-25 | N/A | N/A | N/A | N/A | Core | Core | 10665.8571
SITE_01417 | Single Family | Single Family Detached | Western Oregon | PORTLAND | OR | 97239 |  | Multnomah | Non-BPA | 816416 |  | 8874.09 |  | 1 |  | 2 |  | PORTLAND GENERAL ELECTRIC | 15248 | N | NW NATURAL GAS | 2016-04-29 | N/A | N/A | N/A | N/A | Core | Core | 5733.1429
SITE_01418 | Single Family | Single Family Detached | Western Oregon | PORTLAND | OR | 97212 |  | Multnomah | Non-BPA | 816416 |  | 8874.09 |  | 1 |  | 2 |  | PACIFIC POWER | 14354 | N | NW NATURAL GAS | 2016-04-26 | N/A | N/A | N/A | N/A | Core | Core | 5733.1429
SITE_01419 | Multifamily Residence | Apartment Building (3 or fewer floors) | Western Oregon | GRESHAM | OR | 97030 |  | Multnomah | Non-BPA | 206736 |  | 4053.65 |  | 1 |  | 2 |  | PORTLAND GENERAL ELECTRIC | 15248 | N | N/A | 2016-05-15 | BLDG_00424 | N/A | N/A | N/A | Core | Core | 4053.65
SITE_01420 | Manufactured | Double Wide | Western Oregon | SHADY COVE | OR | 97539 |  | Jackson | Non-BPA | 69806 |  | 1745.15 |  | 1 |  | 3 |  | PACIFIC POWER | 14354 | N | N/A | 2016-05-18 | N/A | N/A | N/A | N/A | Core | Core | 1745.15
SITE_01421 | Single Family | Single Family Detached | Western Oregon | MEDFORD | OR | 97501 |  | Jackson | Non-BPA | 816416 |  | 8874.09 |  | 1 |  | 3 |  | PACIFIC POWER | 14354 | N | AVISTA | 2016-05-17 | N/A | N/A | N/A | N/A | Core | Core | 10665.8571
SITE_01422 | Single Family | Single Family Detached | Western Oregon | LINCOLN CITY | OR | 97367 |  | Lincoln | Non-BPA | 816416 |  | 8874.09 |  | 1 |  | 1 |  | PACIFIC POWER | 14354 | N | NW NATURAL GAS | 2016-05-25 | N/A | N/A | N/A | N/A | Core | Core | 24786.1667
SITE_01423 | Single Family | Single Family Detached | Western Oregon | PORTLAND | OR | 97211 |  | Multnomah | Non-BPA | 816416 |  | 8874.09 |  | 1 |  | 2 |  | PACIFIC POWER | 14354 | N | N/A | 2016-04-26 | N/A | N/A | N/A | N/A | Core | Core | 5733.1429
SITE_01424 | Manufactured | Modular / Prefab | Western Oregon | NORTH BEND | OR | 97459 |  | Coos | BPA | 36688 |  | 894.83 |  | 1 |  | 1 |  | CENTRAL LINCOLN PUD | 3264 | Y | N/A | 2016-05-17 | N/A | N/A | N/A | N/A | Core | Core | 894.83
SITE_01425 | Single Family | Single Family Detached | Western Oregon | EUGENE | OR | 97405 |  | Lane | BPA | 265635 |  | 3405.58 |  | 1 |  | 1 |  | EUGENE WATER AND ELECTRIC BOARD | 6013 | Y | NW NATURAL GAS | 2016-05-17 | N/A | N/A | N/A | N/A | Core | Core | 2267.7917
SITE_01426 | Single Family | Single Family Detached | Western Oregon | PORTLAND | OR | 97213 |  | Multnomah | Non-BPA | 816416 |  | 8874.09 |  | 1 |  | 2 |  | PORTLAND GENERAL ELECTRIC | 15248 | N | NW NATURAL GAS | 2016-04-25 | N/A | N/A | N/A | N/A | Core | Core | 5733.1429
SITE_01427 | Single Family | Single Family Detached | Western Oregon | PORTLAND | OR | 97210 |  | Multnomah | Non-BPA | 816416 |  | 8874.09 |  | 1 |  | 2 |  | PORTLAND GENERAL ELECTRIC | 15248 | N | NW NATURAL GAS | 2016-04-28 | N/A | N/A | N/A | N/A | Core | Core | 5733.1429
SITE_01428 | Single Family | Single Family Detached | Western Oregon | SPRINGFIELD | OR | 97477 |  | Lane | BPA | 265635 |  | 3405.58 |  | 1 |  | 1 |  | SPRINGFIELD UTILITY BOARD | 17839 | Y | N/A | 2016-05-17 | N/A | N/A | N/A | N/A | Core | Core | 2267.7917
SITE_01429 | Single Family | Single Family Detached | Western Oregon | ROSEBURG | OR | 97471 |  | Douglas | Non-BPA | 816416 |  | 8874.09 |  | 1 |  | 2 |  | PACIFIC POWER | 14354 | N | N/A | 2016-05-20 | N/A | N/A | N/A | N/A | Core | Core | 24786.1667
SITE_01430 | Single Family | Single Family Detached | Western Oregon | EUGENE | OR | 97405 |  | Lane | BPA | 265635 |  | 3405.58 |  | 1 |  | 1 |  | EUGENE WATER AND ELECTRIC BOARD | 6013 | Y | NW NATURAL GAS | 2016-05-16 | N/A | N/A | N/A | N/A | Core | Core | 2267.7917
SITE_01431 | Single Family | Townhome or Rowhome | Western Oregon | PORTLAND | OR | 97220 |  | Multnomah | Non-BPA | 816416 |  | 8874.09 |  | 1 |  | 2 |  | PACIFIC POWER | 14354 | N | N/A | 2016-05-15 | N/A | N/A | N/A | N/A | Core | Core | 5733.1429
SITE_01432 | Single Family | Single Family Detached | Western Oregon | WEST LINN | OR | 97068 |  | Clackamas | Non-BPA | 816416 |  | 8874.09 |  | 2 |  | 2 |  | PORTLAND GENERAL ELECTRIC | 15248 | N | NW NATURAL GAS | 2016-05-25 | N/A | N/A | N/A | N/A | Core | Core | 9989.0714
SITE_01433 | Single Family | Single Family Detached | Western Oregon | ALBANY | OR | 97322 |  | Linn | BPA | 265635 |  | 3405.58 |  | 1 |  | 1 |  | CONSUMERS POWER INC | 4743 | Y | NW NATURAL GAS | 2016-05-05 | N/A | N/A | N/A | N/A | Core | Core | 13333.6667
SITE_01434 | Single Family | Single Family Detached | Western Oregon | PORTLAND | OR | 97206 |  | Multnomah | Non-BPA | 816416 |  | 8874.09 |  | 1 |  | 2 |  | PORTLAND GENERAL ELECTRIC | 15248 | N | NW NATURAL GAS | 2016-04-26 | N/A | N/A | N/A | N/A | Core | Core | 5733.1429
SITE_01435 | Single Family | Single Family Detached | Western Oregon | LAKE OSWEGO | OR | 97034 |  | Clackamas | Non-BPA | 816416 |  | 8874.09 |  | 1 |  | 2 |  | PORTLAND GENERAL ELECTRIC | 15248 | N | NW NATURAL GAS | 2016-05-03 | N/A | N/A | N/A | N/A | Core | Core | 9989.0714
SITE_01436 | Single Family | Single Family Detached | Western Oregon | SHERWOOD | OR | 97140 |  | Washington | Non-BPA | 816416 |  | 8874.09 |  | 1 |  | 1 |  | PORTLAND GENERAL ELECTRIC | 15248 | N | N/A | 2016-05-25 | N/A | N/A | N/A | N/A | Core | Core | 9989.0714
SITE_01437 | Single Family | Single Family Detached | Western Oregon | HAPPY VALLEY | OR | 97086 |  | Clackamas | Non-BPA | 816416 |  | 8874.09 |  | 1 |  | 2 |  | PORTLAND GENERAL ELECTRIC | 15248 | N | NW NATURAL GAS | 2016-05-06 | N/A | N/A | N/A | N/A | Core | Core | 9989.0714
SITE_01438 | Single Family | Single Family Detached | Western Oregon | BEAVERTON | OR | 97006 |  | Washington | Non-BPA | 816416 |  | 8874.09 |  | 1 |  | 1 |  | PORTLAND GENERAL ELECTRIC | 15248 | N | NW NATURAL GAS | 2016-05-08 | N/A | N/A | N/A | N/A | Core | Core | 9989.0714
SITE_01439 | Single Family | Single Family Detached | Western Oregon | OREGON CITY | OR | 97045 |  | Clackamas | Non-BPA | 816416 |  | 8874.09 |  | 1 |  | 2 |  | PORTLAND GENERAL ELECTRIC | 15248 | N | NW NATURAL GAS | 2016-05-04 | N/A | N/A | N/A | N/A | Core | Core | 9989.0714
SITE_01440 | Single Family | Single Family Detached | Western Oregon | PORTLAND | OR | 97211 |  | Multnomah | Non-BPA | 816416 |  | 8874.09 |  | 1 |  | 2 |  | PACIFIC POWER | 14354 | N | NW NATURAL GAS | 2016-05-23 | N/A | N/A | N/A | N/A | Core | Core | 5733.1429
SITE_01441 | Multifamily Residence | Apartment Building (3 or fewer floors) | Western Oregon | EUGENE | OR | 97402 |  | Lane | BPA | 45845 |  | 751.56 |  | 1 |  | 1 |  | EUGENE WATER AND ELECTRIC BOARD | 6013 | Y | N/A | 2016-05-16 | BLDG_00425 | N/A | N/A | N/A | Core | Core | 751.56
SITE_01442 | Single Family | Single Family Detached | Western Oregon | BEAVERTON | OR | 97005 |  | Washington | Non-BPA | 816416 |  | 8874.09 |  | 1 |  | 1 |  | PORTLAND GENERAL ELECTRIC | 15248 | N | N/A | 2016-05-08 | N/A | N/A | N/A | N/A | Core | Core | 9989.0714
SITE_01443 | Single Family | Single Family Detached | Western Oregon | PORTLAND | OR | 97225 |  | Washington | Non-BPA | 816416 |  | 8874.09 |  | 1 |  | 1 |  | PORTLAND GENERAL ELECTRIC | 15248 | N | NW NATURAL GAS | 2016-05-07 | N/A | N/A | N/A | N/A | Core | Core | 9989.0714
SITE_01444 | Single Family | Single Family Detached | Western Oregon | EUGENE | OR | 97405 |  | Lane | BPA | 265635 |  | 3405.58 |  | 1 |  | 1 |  | LANE ELECTRIC COOP INC | 10681 | Y | N/A | 2016-05-18 | N/A | N/A | N/A | N/A | Core | Core | 2267.7917
SITE_01445 | Single Family | Single Family Detached | Western Oregon | PORTLAND | OR | 97215 |  | Multnomah | Non-BPA | 816416 |  | 8874.09 |  | 1 |  | 2 |  | PORTLAND GENERAL ELECTRIC | 15248 | N | NW NATURAL GAS | 2016-05-05 | N/A | N/A | N/A | N/A | Core | Core | 5733.1429
SITE_01446 | Single Family | Townhome or Rowhome | Western Oregon | PORTLAND | OR | 97203 |  | Multnomah | Non-BPA | 816416 |  | 8874.09 |  | 1 |  | 2 |  | PORTLAND GENERAL ELECTRIC | 15248 | N | NW NATURAL GAS | 2016-05-27 | N/A | N/A | N/A | N/A | Core | Core | 5733.1429
SITE_01447 | Single Family | Single Family Detached | Western Oregon | HILLSBORO | OR | 97124 |  | Washington | Non-BPA | 816416 |  | 8874.09 |  | 1 |  | 1 |  | PORTLAND GENERAL ELECTRIC | 15248 | N | NW NATURAL GAS | 2016-05-06 | N/A | N/A | N/A | N/A | Core | Core | 9989.0714
SITE_01448 | Multifamily Residence | Apartment Building (3 or fewer floors) | Western Oregon | PORTLAND | OR | 97233 |  | Multnomah | Non-BPA | 206736 |  | 4053.65 |  | 1 |  | 2 |  | PORTLAND GENERAL ELECTRIC | 15248 | N | N/A | 2016-05-15 | BLDG_00426 | N/A | N/A | N/A | Core | Core | 4053.65
SITE_01449 | Single Family | Single Family Detached | Western Oregon | PORTLAND | OR | 97266 |  | Multnomah | Non-BPA | 816416 |  | 8874.09 |  | 1 |  | 2 |  | PORTLAND GENERAL ELECTRIC | 15248 | N | NW NATURAL GAS | 2016-04-25 | N/A | N/A | N/A | N/A | Core | Core | 5733.1429
SITE_01450 | Single Family | Duplex, Triplex, or Fourplex | Western Oregon | SALEM | OR | 97302 |  | Marion | Non-BPA | 816416 |  | 8874.09 |  | 1 |  | 1 |  | PORTLAND GENERAL ELECTRIC | 15248 | N | N/A | 2016-05-07 | N/A | N/A | N/A | N/A | Core | Core | 8874.09
SITE_01451 | Single Family | Single Family Detached | Western Oregon | EUGENE | OR | 97402 |  | Lane | BPA | 265635 |  | 3405.58 |  | 1 |  | 1 |  | EUGENE WATER AND ELECTRIC BOARD | 6013 | Y | NW NATURAL GAS | 2016-05-18 | N/A | N/A | N/A | N/A | Core | Core | 2267.7917
SITE_01452 | Single Family | Single Family Detached | Western Oregon | EUGENE | OR | 97405 |  | Lane | BPA | 265635 |  | 3405.58 |  | 1 |  | 1 |  | EUGENE WATER AND ELECTRIC BOARD | 6013 | Y | N/A | 2016-05-19 | N/A | N/A | N/A | N/A | Core | Core | 2267.7917
SITE_01453 | Single Family | Single Family Detached | Western Oregon | MEDFORD | OR | 97504 |  | Jackson | Non-BPA | 816416 |  | 8874.09 |  | 1 |  | 3 |  | PACIFIC POWER | 14354 | N | AVISTA | 2016-05-15 | N/A | N/A | N/A | N/A | Core | Core | 10665.8571
SITE_01454 | Single Family | Single Family Detached | Western Oregon | EUGENE | OR | 97405 |  | Lane | BPA | 265635 |  | 3405.58 |  | 1 |  | 1 |  | EUGENE WATER AND ELECTRIC BOARD | 6013 | Y | NW NATURAL GAS | 2016-05-18 | N/A | N/A | N/A | N/A | Core | Core | 2267.7917
SITE_01455 | Single Family | Townhome or Rowhome | Western Oregon | PORTLAND | OR | 97229 |  | Multnomah | Non-BPA | 816416 |  | 8874.09 |  | 1 |  | 2 |  | PORTLAND GENERAL ELECTRIC | 15248 | N | N/A | 2016-04-25 | N/A | N/A | N/A | N/A | Core | Core | 5733.1429
SITE_01456 | Single Family | Single Family Detached | Western Oregon | MILWAUKIE | OR | 97222 |  | Clackamas | Non-BPA | 816416 |  | 8874.09 |  | 1 |  | 2 |  | PORTLAND GENERAL ELECTRIC | 15248 | N | NW NATURAL GAS | 2016-05-03 | N/A | N/A | N/A | N/A | Core | Core | 9989.0714
SITE_01457 | Single Family | Single Family Detached | Western Oregon | NORTH PLAINS | OR | 97133 |  | Washington | Non-BPA | 816416 |  | 8874.09 |  | 1 |  | 1 |  | PORTLAND GENERAL ELECTRIC | 15248 | N | NW NATURAL GAS | 2016-05-04 | N/A | N/A | N/A | N/A | Core | Core | 9989.0714
SITE_01458 | Single Family | Single Family Detached | Western Oregon | WEST LINN | OR | 97068 |  | Clackamas | Non-BPA | 816416 |  | 8874.09 |  | 1 |  | 2 |  | PORTLAND GENERAL ELECTRIC | 15248 | N | NW NATURAL GAS | 2016-05-19 | N/A | N/A | N/A | N/A | Core | Core | 9989.0714
SITE_01459 | Single Family | Single Family Detached | Western Oregon | CORVALLIS | OR | 97333 |  | Benton | Non-BPA | 816416 |  | 8874.09 |  | 1 |  | 1 |  | PACIFIC POWER | 14354 | N | NW NATURAL GAS | 2016-05-06 | N/A | N/A | N/A | N/A | Core | Core | 10665.8571
SITE_01460 | Single Family | Single Family Detached | Western Oregon | PORTLAND | OR | 97205 |  | Multnomah | Non-BPA | 816416 |  | 8874.09 |  | 1 |  | 2 |  | PORTLAND GENERAL ELECTRIC | 15248 | N | NW NATURAL GAS | 2016-04-26 | N/A | N/A | N/A | N/A | Core | Core | 5733.1429
SITE_01461 | Single Family | Single Family Detached | Western Oregon | SALEM | OR | 97302 |  | Marion | Non-BPA | 816416 |  | 8874.09 |  | 1 |  | 1 |  | PORTLAND GENERAL ELECTRIC | 15248 | N | NW NATURAL GAS | 2016-05-04 | N/A | N/A | N/A | N/A | Core | Core | 10665.8571
SITE_01462 | Single Family | Single Family Detached | Western Oregon | PORTLAND | OR | 97212 |  | Multnomah | Non-BPA | 816416 |  | 8874.09 |  | 1 |  | 2 |  | PACIFIC POWER | 14354 | N | NW NATURAL GAS | 2016-05-25 | N/A | N/A | N/A | N/A | Core | Core | 5733.1429
SITE_01463 | Single Family | Single Family Detached | Western Oregon | CORVALLIS | OR | 97333 |  | Benton | Non-BPA | 816416 |  | 8874.09 |  | 1 |  | 1 |  | PACIFIC POWER | 14354 | N | NW NATURAL GAS | 2016-05-06 | N/A | N/A | N/A | N/A | Core | Core | 10665.8571
SITE_01464 | Single Family | Single Family Detached | Western Oregon | BANKS | OR | 97106 |  | Washington | Non-BPA | 816416 |  | 8874.09 |  | 1 |  | 1 |  | PORTLAND GENERAL ELECTRIC | 15248 | N | N/A | 2016-05-03 | N/A | N/A | N/A | N/A | Core | Core | 9989.0714
SITE_01465 | Single Family | Single Family Detached | Western Oregon | PORTLAND | OR | 97215 |  | Multnomah | Non-BPA | 816416 |  | 8874.09 |  | 1 |  | 2 |  | PORTLAND GENERAL ELECTRIC | 15248 | N | NW NATURAL GAS | 2016-04-25 | N/A | N/A | N/A | N/A | Core | Core | 5733.1429
SITE_01466 | Single Family | Single Family Detached | Western Oregon | TIGARD | OR | 97223 |  | Washington | Non-BPA | 816416 |  | 8874.09 |  | 1 |  | 1 |  | PORTLAND GENERAL ELECTRIC | 15248 | N | NW NATURAL GAS | 2016-05-03 | N/A | N/A | N/A | N/A | Core | Core | 9989.0714
SITE_01467 | Single Family | Single Family Detached | Western Oregon | MILWAUKIE | OR | 97222 |  | Clackamas | Non-BPA | 816416 |  | 8874.09 |  | 1 |  | 2 |  | PORTLAND GENERAL ELECTRIC | 15248 | N | NW NATURAL GAS | 2016-05-02 | N/A | N/A | N/A | N/A | Core | Core | 9989.0714
SITE_01468 | Single Family | Single Family Detached | Western Oregon | MEDFORD | OR | 97501 |  | Jackson | Non-BPA | 816416 |  | 8874.09 |  | 1 |  | 3 |  | PACIFIC POWER | 14354 | N | AVISTA | 2016-05-21 | N/A | N/A | N/A | N/A | Core | Core | 8874.09
SITE_01469 | Single Family | Single Family Detached | Western Oregon | PORTLAND | OR | 97213 |  | Multnomah | Non-BPA | 816416 |  | 8874.09 |  | 1 |  | 2 |  | PACIFIC POWER | 14354 | N | N/A | 2016-04-30 | N/A | N/A | N/A | N/A | Core | Core | 5733.1429
SITE_01470 | Single Family | Duplex, Triplex, or Fourplex | Western Oregon | PORTLAND | OR | 97220 |  | Multnomah | Non-BPA | 816416 |  | 8874.09 |  | 1 |  | 2 |  | PACIFIC POWER | 14354 | N | N/A | 2016-04-27 | N/A | N/A | N/A | N/A | Core | Core | 5733.1429
SITE_01471 | Multifamily Residence | Apartment Building (3 or fewer floors) | Western Oregon | SALEM | OR | 97301 |  | Marion | Non-BPA | 206736 |  | 4053.65 |  | 1 |  | 1 |  | PORTLAND GENERAL ELECTRIC | 15248 | N | N/A | 2016-05-26 | BLDG_00427 | N/A | N/A | N/A | Core | Core | 4053.65
SITE_01472 | Multifamily Residence | Apartment Building (3 or fewer floors) | Western Oregon | CLACKAMAS | OR | 97015 |  | Clackamas | Non-BPA | 206736 |  | 4053.65 |  | 1 |  | 2 |  | PORTLAND GENERAL ELECTRIC | 15248 | N | N/A | 2016-05-03 | BLDG_00428 | N/A | N/A | N/A | Core | Core | 4053.65
SITE_01473 | Manufactured | Modular / Prefab | Western Oregon | DALLAS | OR | 97338 |  | Polk | Non-BPA | 69806 |  | 1745.15 |  | 1 |  | 1 |  | PACIFIC POWER | 14354 | N | N/A | 2016-05-24 | N/A | N/A | N/A | N/A | Core | Core | 1745.15
SITE_01474 | Single Family | Single Family Detached | Western Oregon | TIGARD | OR | 97223 |  | Washington | Non-BPA | 816416 |  | 8874.09 |  | 1 |  | 1 |  | PORTLAND GENERAL ELECTRIC | 15248 | N | NW NATURAL GAS | 2016-05-04 | N/A | N/A | N/A | N/A | Core | Core | 9989.0714
SITE_01475 | Single Family | Single Family Detached | Western Oregon | EUGENE | OR | 97402 |  | Lane | BPA | 265635 |  | 3405.58 |  | 1 |  | 1 |  | EUGENE WATER AND ELECTRIC BOARD | 6013 | Y | NW NATURAL GAS | 2016-05-21 | N/A | N/A | N/A | N/A | Core | Core | 2267.7917
SITE_01476 | Single Family | Single Family Detached | Western Oregon | GRESHAM | OR | 97080 |  | Multnomah | Non-BPA | 816416 |  | 8874.09 |  | 1 |  | 2 |  | PORTLAND GENERAL ELECTRIC | 15248 | N | NW NATURAL GAS | 2016-04-25 | N/A | N/A | N/A | N/A | Core | Core | 5733.1429
SITE_01477 | Single Family | Single Family Detached | Western Oregon | PORTLAND | OR | 97212 |  | Multnomah | Non-BPA | 816416 |  | 8874.09 |  | 1 |  | 2 |  | PACIFIC POWER | 14354 | N | NW NATURAL GAS | 2016-04-28 | N/A | N/A | N/A | N/A | Core | Core | 5733.1429
SITE_01478 | Single Family | Single Family Detached | Western Oregon | CANBY | OR | 97013 |  | Clackamas | BPA | 265635 |  | 3405.58 |  | 1 |  | 2 |  | CANBY UTILITY BOARD | 2955 | Y | NW NATURAL GAS | 2016-05-24 | N/A | N/A | N/A | N/A | Core | Core | 2474.375
SITE_01479 | Single Family | Single Family Detached | Western Oregon | PORTLAND | OR | 97202 |  | Multnomah | Non-BPA | 816416 |  | 8874.09 |  | 1 |  | 2 |  | PORTLAND GENERAL ELECTRIC | 15248 | N | NW NATURAL GAS | 2016-04-28 | N/A | N/A | N/A | N/A | Core | Core | 5733.1429
SITE_01480 | Single Family | Single Family Detached | Western Oregon | PORTLAND | OR | 97229 |  | Washington | Non-BPA | 816416 |  | 8874.09 |  | 1 |  | 1 |  | PORTLAND GENERAL ELECTRIC | 15248 | N | NW NATURAL GAS | 2016-05-07 | N/A | N/A | N/A | N/A | Core | Core | 9989.0714
SITE_01481 | Single Family | Duplex, Triplex, or Fourplex | Western Oregon | CORVALLIS | OR | 97330 |  | Benton | Non-BPA | 816416 |  | 8874.09 |  | 1 |  | 1 |  | PACIFIC POWER | 14354 | N | N/A | 2016-05-24 | N/A | N/A | N/A | N/A | Core | Core | 10665.8571
SITE_01482 | Manufactured | Modular / Prefab | Western Oregon | SPRINGFIELD | OR | 97478 |  | Lane | BPA | 36688 |  | 894.83 |  | 1 |  | 1 |  | EUGENE WATER AND ELECTRIC BOARD | 6013 | Y | N/A | 2016-05-19 | N/A | N/A | N/A | N/A | Core | Core | 894.83
SITE_01484 | Single Family | Single Family Detached | Western Oregon | PORTLAND | OR | 97206 |  | Multnomah | Non-BPA | 816416 |  | 8874.09 |  | 1 |  | 2 |  | PORTLAND GENERAL ELECTRIC | 15248 | N | NW NATURAL GAS | 2016-04-29 | N/A | N/A | N/A | N/A | Core | Core | 5733.1429
SITE_01485 | Single Family | Single Family Detached | Western Oregon | PORTLAND | OR | 97229 |  | Washington | Non-BPA | 816416 |  | 8874.09 |  | 1 |  | 1 |  | PORTLAND GENERAL ELECTRIC | 15248 | N | NW NATURAL GAS | 2016-05-15 | N/A | N/A | N/A | N/A | Core | Core | 9989.0714
SITE_01486 | Single Family | Single Family Detached | Western Oregon | ASHLAND | OR | 97520 |  | Jackson | BPA | 265635 |  | 3405.58 |  | 1 |  | 3 |  | CITY OF ASHLAND | 907 | Y | AVISTA | 2016-05-18 | N/A | N/A | N/A | N/A | Core | Core | 2474.375
SITE_01487 | Single Family | Single Family Detached | Western Oregon | PORTLAND | OR | 97203 |  | Multnomah | Non-BPA | 816416 |  | 8874.09 |  | 1 |  | 2 |  | PORTLAND GENERAL ELECTRIC | 15248 | N | N/A | 2016-05-23 | N/A | N/A | N/A | N/A | Core | Core | 5733.1429
SITE_01488 | Single Family | Single Family Detached | Western Oregon | NEWPORT | OR | 97365 |  | Lincoln | BPA | 265635 |  | 3405.58 |  | 1 |  | 1 |  | CENTRAL LINCOLN PUD | 3264 | Y | N/A | 2016-05-16 | N/A | N/A | N/A | N/A | Core | Core | 19280.2
SITE_01489 | Single Family | Single Family Detached | Western Oregon | PORTLAND | OR | 97229 |  | Washington | Non-BPA | 816416 |  | 8874.09 |  | 1 |  | 1 |  | PORTLAND GENERAL ELECTRIC | 15248 | N | NW NATURAL GAS | 2016-05-03 | N/A | N/A | N/A | N/A | Core | Core | 9989.0714
SITE_01490 | Single Family | Single Family Detached | Western Oregon | SWEET HOME | OR | 97386 |  | Linn | Non-BPA | 816416 |  | 8874.09 |  | 1 |  | 1 |  | PACIFIC POWER | 14354 | N | N/A | 2016-05-06 | N/A | N/A | N/A | N/A | Core | Core | 13333.6667
SITE_01491 | Single Family | Single Family Detached | Western Oregon | BEAVERTON | OR | 97007 |  | Washington | Non-BPA | 816416 |  | 8874.09 |  | 1 |  | 1 |  | PORTLAND GENERAL ELECTRIC | 15248 | N | NW NATURAL GAS | 2016-05-04 | N/A | N/A | N/A | N/A | Core | Core | 9989.0714
SITE_01492 | Single Family | Single Family Detached | Western Oregon | PORTLAND | OR | 97229 |  | Washington | Non-BPA | 816416 |  | 8874.09 |  | 1 |  | 1 |  | PORTLAND GENERAL ELECTRIC | 15248 | N | NW NATURAL GAS | 2016-05-03 | N/A | N/A | N/A | N/A | Core | Core | 9989.0714
SITE_01493 | Single Family | Single Family Detached | Western Oregon | EUGENE | OR | 97405 |  | Lane | Non-BPA | 816416 |  | 8874.09 |  | 1 |  | 1 |  | EUGENE WATER AND ELECTRIC BOARD | 6013 | N | N/A | 2016-05-21 | N/A | N/A | N/A | N/A | Core | Core | 2267.7917
SITE_01494 | Single Family | Townhome or Rowhome | Western Oregon | ROSEBURG | OR | 97470 |  | Douglas | Non-BPA | 816416 |  | 8874.09 |  | 1 |  | 2 |  | PACIFIC POWER | 14354 | N | N/A | 2016-05-25 | N/A | N/A | N/A | N/A | Core | Core | 24786.1667
SITE_01495 | Single Family | Single Family Detached | Western Oregon | OREGON CITY | OR | 97045 |  | Clackamas | Non-BPA | 816416 |  | 8874.09 |  | 1 |  | 2 |  | PORTLAND GENERAL ELECTRIC | 15248 | N | N/A | 2016-05-04 | N/A | N/A | N/A | N/A | Core | Core | 9989.0714
SITE_01496 | Single Family | Single Family Detached | Western Oregon | CANBY | OR | 97013 |  | Clackamas | BPA | 265635 |  | 3405.58 |  | 1 |  | 2 |  | CANBY UTILITY BOARD | 2955 | Y | N/A | 2016-05-24 | N/A | N/A | N/A | N/A | Core | Core | 2474.375
SITE_01497 | Single Family | Single Family Detached | Western Oregon | PORTLAND | OR | 97201 |  | Multnomah | Non-BPA | 816416 |  | 8874.09 |  | 1 |  | 2 |  | PORTLAND GENERAL ELECTRIC | 15248 | N | NW NATURAL GAS | 2016-04-29 | N/A | N/A | N/A | N/A | Core | Core | 5733.1429
SITE_01498 | Single Family | Single Family Detached | Western Oregon | HUBBARD | OR | 97032 |  | Marion | Non-BPA | 816416 |  | 8874.09 |  | 1 |  | 1 |  | PORTLAND GENERAL ELECTRIC | 15248 | N | N/A | 2016-05-07 | N/A | N/A | N/A | N/A | Core | Core | 10665.8571
SITE_01499 | Single Family | Single Family Detached | Western Oregon | GRESHAM | OR | 97080 |  | Multnomah | Non-BPA | 816416 |  | 8874.09 |  | 1 |  | 2 |  | PORTLAND GENERAL ELECTRIC | 15248 | N | NW NATURAL GAS | 2016-05-07 | N/A | N/A | N/A | N/A | Core | Core | 8874.09
SITE_01500 | Single Family | Single Family Detached | Western Oregon | PLEASANT HILL | OR | 97455 |  | Lane | BPA | 265635 |  | 3405.58 |  | 1 |  | 1 |  | EMERALD PEOPLE'S UTILITY DISTRICT | 40437 | Y | NW NATURAL GAS | 2016-05-19 | N/A | N/A | N/A | N/A | Core | Core | 2267.7917
SITE_01501 | Single Family | Single Family Detached | Western Oregon | PORTLAND | OR | 97239 |  | Multnomah | Non-BPA | 816416 |  | 8874.09 |  | 1 |  | 2 |  | PORTLAND GENERAL ELECTRIC | 15248 | N | NW NATURAL GAS | 2016-05-27 | N/A | N/A | N/A | N/A | Core | Core | 5733.1429
SITE_01502 | Single Family | Single Family Detached | Western Oregon | FLORENCE | OR | 97439 |  | Lane | BPA | 265635 |  | 3405.58 |  | 1 |  | 1 |  | CENTRAL LINCOLN PUD | 3264 | Y | N/A | 2016-05-17 | N/A | N/A | N/A | N/A | Core | Core | 2267.7917
SITE_01503 | Single Family | Single Family Detached | Western Oregon | MEDFORD | OR | 97504 |  | Jackson | Non-BPA | 816416 |  | 8874.09 |  | 1 |  | 3 |  | PACIFIC POWER | 14354 | N | AVISTA | 2016-05-20 | N/A | N/A | N/A | N/A | Core | Core | 10665.8571
SITE_01504 | Single Family | Single Family Detached | Western Oregon | MEDFORD | OR | 97501 |  | Jackson | Non-BPA | 816416 |  | 8874.09 |  | 1 |  | 3 |  | PACIFIC POWER | 14354 | N | AVISTA | 2016-05-20 | N/A | N/A | N/A | N/A | Core | Core | 10665.8571
SITE_01505 | Single Family | Single Family Detached | Western Oregon | MILWAUKIE | OR | 97267 |  | Clackamas | Non-BPA | 816416 |  | 8874.09 |  | 1 |  | 2 |  | PORTLAND GENERAL ELECTRIC | 15248 | N | NW NATURAL GAS | 2016-05-03 | N/A | N/A | N/A | N/A | Core | Core | 9989.0714
SITE_01506 | Single Family | Single Family Detached | Western Oregon | FOREST GROVE | OR | 97116 |  | Washington | BPA | 265635 |  | 3405.58 |  | 1 |  | 1 |  | CITY OF FOREST GROVE | 6582 | Y | N/A | 2016-05-05 | N/A | N/A | N/A | N/A | Core | Core | 19280.2
SITE_01507 | Multifamily Residence | Apartment Building (3 or fewer floors) | Western Oregon | SALEM | OR | 97304 |  | Marion | BPA | 45845 |  | 751.56 |  | 1 |  | 1 |  | SALEM ELECTRIC | 16555 | Y | N/A | 2016-05-06 | BLDG_00430 | N/A | N/A | N/A | Core | Core | 751.56
SITE_01508 | Single Family | Single Family Detached | Western Oregon | LAKE OSWEGO | OR | 97034 |  | Clackamas | Non-BPA | 816416 |  | 8874.09 |  | 1 |  | 2 |  | PORTLAND GENERAL ELECTRIC | 15248 | N | NW NATURAL GAS | 2016-05-02 | N/A | N/A | N/A | N/A | Core | Core | 9989.0714
SITE_01509 | Single Family | Single Family Detached | Western Oregon | NEWBERG | OR | 97132 |  | Yamhill | Non-BPA | 816416 |  | 8874.09 |  | 1 |  | 1 |  | PORTLAND GENERAL ELECTRIC | 15248 | N | NW NATURAL GAS | 2016-05-05 | N/A | N/A | N/A | N/A | Core | Core | 24786.1667
SITE_01510 | Multifamily Residence | Apartment Building (3 or fewer floors) | Western Oregon | MILWAUKIE | OR | 97222 |  | Clackamas | Non-BPA | 206736 |  | 4053.65 |  | 1 |  | 2 |  | PORTLAND GENERAL ELECTRIC | 15248 | N | N/A | 2016-05-07 | BLDG_00431 | N/A | N/A | N/A | Core | Core | 4053.65
SITE_01511 | Single Family | Single Family Detached | Western Oregon | DALLAS | OR | 97338 |  | Polk | Non-BPA | 816416 |  | 8874.09 |  | 1 |  | 1 |  | PACIFIC POWER | 14354 | N | NW NATURAL GAS | 2016-05-24 | N/A | N/A | N/A | N/A | Core | Core | 24786.1667
SITE_01512 | Single Family | Single Family Detached | Western Oregon | GRANTS PASS | OR | 97526 |  | Josephine | Non-BPA | 816416 |  | 8874.09 |  | 1 |  | 2 |  | PACIFIC POWER | 14354 | N | AVISTA | 2016-05-16 | N/A | N/A | N/A | N/A | Core | Core | 24786.1667
SITE_01513 | Manufactured | Double Wide | Western Oregon | MCMINNVILLE | OR | 97128 |  | Yamhill | BPA | 36688 |  | 894.83 |  | 1 |  | 1 |  | CITY OF MCMINNVILLE - (OR) | 12187 | Y | N/A | 2016-05-05 | N/A | N/A | N/A | N/A | Core | Core | 894.83
SITE_01517 | Single Family | Single Family Detached | Western Oregon | BEAVERTON | OR | 97006 |  | Washington | Non-BPA | 816416 |  | 8874.09 |  | 1 |  | 1 |  | PORTLAND GENERAL ELECTRIC | 15248 | N | NW NATURAL GAS | 2016-02-26 | N/A | N/A | N/A | N/A | Core | Core | 9989.0714
SITE_01518 | Single Family | Single Family Detached | Western Washington | VANCOUVER | WA | 98685 |  | Clark | BPA | 292663 |  | 2986.36 |  | 1 |  | 1 |  | CLARK PUD | 3660 | Y | NW NATURAL GAS | 2016-02-24 | N/A | N/A | N/A | N/A | Core | Core | 2346.7937
SITE_01519 | Single Family | Single Family Detached | Western Oregon | PORTLAND | OR | 97229 |  | Washington | Non-BPA | 816416 |  | 8874.09 |  | 1 |  | 1 |  | PORTLAND GENERAL ELECTRIC | 15248 | N | NW NATURAL GAS | 2016-02-24 | N/A | N/A | N/A | N/A | Core | Core | 9989.0714
SITE_01520 | Single Family | Single Family Detached | Western Washington | VANCOUVER | WA | 98664 |  | Clark | BPA | 292663 |  | 2986.36 |  | 1 |  | 1 |  | CLARK PUD | 3660 | Y | N/A | 2016-02-25 | N/A | N/A | N/A | N/A | Core | Core | 2346.7937
SITE_01521 | Single Family | Single Family Detached | Western Oregon | PORTLAND | OR | 97266 |  | Multnomah | Non-BPA | 816416 |  | 8874.09 |  | 1 |  | 2 |  | PORTLAND GENERAL ELECTRIC | 15248 | N | NW NATURAL GAS | 2016-02-24 | N/A | N/A | N/A | N/A | Core | Core | 5733.1429
SITE_01522 | Single Family | Single Family Detached | Western Oregon | PORTLAND | OR | 97229 |  | Washington | Non-BPA | 816416 |  | 8874.09 |  | 1 |  | 1 |  | PORTLAND GENERAL ELECTRIC | 15248 | N | NW NATURAL GAS | 2016-05-03 | N/A | N/A | N/A | N/A | Core | Core | 9989.0714
SITE_01523 | Single Family | Single Family Detached | Western Oregon | PORTLAND | OR | 97266 |  | Multnomah | Non-BPA | 816416 |  | 8874.09 |  | 1 |  | 2 |  | PORTLAND GENERAL ELECTRIC | 15248 | N | NW NATURAL GAS | 2016-04-27 | N/A | N/A | N/A | N/A | Core | Core | 5733.1429
SITE_01524 | Single Family | Single Family Detached | Western Oregon | PORTLAND | OR | 97221 |  | Multnomah | Non-BPA | 816416 |  | 8874.09 |  | 1 |  | 2 |  | PORTLAND GENERAL ELECTRIC | 15248 | N | NW NATURAL GAS | 2016-02-25 | N/A | N/A | N/A | N/A | Core | Core | 5733.1429
SITE_01525 | Single Family | Single Family Detached | Western Oregon | PORTLAND | OR | 97230 |  | Multnomah | Non-BPA | 816416 |  | 8874.09 |  | 1 |  | 2 |  | PORTLAND GENERAL ELECTRIC | 15248 | N | NW NATURAL GAS | 2016-02-23 | N/A | N/A | N/A | N/A | Core | Core | 5733.1429
SITE_01526 | Single Family | Single Family Detached | Western Oregon | PORTLAND | OR | 97223 |  | Washington | Non-BPA | 816416 |  | 8874.09 |  | 1 |  | 1 |  | PORTLAND GENERAL ELECTRIC | 15248 | N | NW NATURAL GAS | 2016-04-30 | N/A | N/A | N/A | N/A | Core | Core | 9989.0714
SITE_01527 | Single Family | Single Family Detached | Western Oregon | PORTLAND | OR | 97215 |  | Multnomah | Non-BPA | 816416 |  | 8874.09 |  | 1 |  | 2 |  | PACIFIC POWER | 14354 | N | N/A | 2016-02-24 | N/A | N/A | N/A | N/A | Core | Core | 5733.1429
SITE_01528 | Single Family | Single Family Detached | Western Oregon | PORTLAND | OR | 97213 |  | Multnomah | Non-BPA | 816416 |  | 8874.09 |  | 1 |  | 2 |  | PORTLAND GENERAL ELECTRIC | 15248 | N | NW NATURAL GAS | 2016-04-26 | N/A | N/A | N/A | N/A | Core | Core | 5733.1429
SITE_01529 | Single Family | Single Family Detached | Western Oregon | PORTLAND | OR | 97206 |  | Multnomah | Non-BPA | 816416 |  | 8874.09 |  | 1 |  | 2 |  | PORTLAND GENERAL ELECTRIC | 15248 | N | NW NATURAL GAS | 2016-04-25 | N/A | N/A | N/A | N/A | Core | Core | 5733.1429
SITE_01530 | Single Family | Single Family Detached | Western Oregon | PORTLAND | OR | 97203 |  | Multnomah | Non-BPA | 816416 |  | 8874.09 |  | 1 |  | 2 |  | PORTLAND GENERAL ELECTRIC | 15248 | N | NW NATURAL GAS | 2016-02-26 | N/A | N/A | N/A | N/A | Core | Core | 5733.1429
SITE_01531 | Single Family | Single Family Detached | Western Oregon | PORTLAND | OR | 97218 |  | Multnomah | Non-BPA | 816416 |  | 8874.09 |  | 1 |  | 2 |  | PACIFIC POWER | 14354 | N | NW NATURAL GAS | 2016-04-26 | N/A | N/A | N/A | N/A | Core | Core | 5733.1429
SITE_01532 | Single Family | Single Family Detached | Western Oregon | PORTLAND | OR | 97213 |  | Multnomah | Non-BPA | 816416 |  | 8874.09 |  | 1 |  | 2 |  | PACIFIC POWER | 14354 | N | NW NATURAL GAS | 2016-05-04 | N/A | N/A | N/A | N/A | Core | Core | 5733.1429
SITE_01533 | Single Family | Single Family Detached | Western Oregon | PORTLAND | OR | 97215 |  | Multnomah | Non-BPA | 816416 |  | 8874.09 |  | 1 |  | 2 |  | PORTLAND GENERAL ELECTRIC | 15248 | N | N/A | 2016-04-30 | N/A | N/A | N/A | N/A | Core | Core | 5733.1429
SITE_01535 | Single Family | Single Family Detached | Western Oregon | PORTLAND | OR | 97211 |  | Multnomah | Non-BPA | 816416 |  | 8874.09 |  | 1 |  | 2 |  | PACIFIC POWER | 14354 | N | NW NATURAL GAS | 2016-04-25 | N/A | N/A | N/A | N/A | Core | Core | 8874.09
SITE_01536 | Single Family | Single Family Detached | Western Oregon | PORTLAND | OR | 97219 |  | Multnomah | Non-BPA | 816416 |  | 8874.09 |  | 1 |  | 2 |  | PORTLAND GENERAL ELECTRIC | 15248 | N | NW NATURAL GAS | 2016-02-25 | N/A | N/A | N/A | N/A | Core | Core | 5733.1429
SITE_01537 | Single Family | Single Family Detached | Western Oregon | PORTLAND | OR | 97233 |  | Multnomah | Non-BPA | 816416 |  | 8874.09 |  | 1 |  | 2 |  | PORTLAND GENERAL ELECTRIC | 15248 | N | NW NATURAL GAS | 2016-04-30 | N/A | N/A | N/A | N/A | Core | Core | 5733.1429
SITE_01538 | Single Family | Single Family Detached | Puget Sound | LAKE FOREST PARK | WA | 98155 |  | King | SCL EH | 36440 |  | 597.38 |  | 1 |  | 1 |  | SEATTLE CITY LIGHT | 16868 | Y | PUGET SOUND ENERGY | 2016-11-03 | N/A | N/A | N/A | N/A | SCL | Oversample | 653.4162
SITE_01539 | Single Family | Single Family Detached | Puget Sound | SEATTLE | WA | 98199 |  | King | SCL EH | 36440 |  | 597.38 |  | 1 |  | 1 |  | SEATTLE CITY LIGHT | 16868 | Y | N/A | 2016-09-29 | N/A | N/A | N/A | N/A | SCL | Oversample | 653.4162
SITE_01540 | Single Family | Single Family Detached | Puget Sound | SHORELINE | WA | 98155 |  | King | SCL EH | 36440 |  | 597.38 |  | 1 |  | 1 |  | SEATTLE CITY LIGHT | 16868 | Y | N/A | 2016-11-02 | N/A | N/A | N/A | N/A | SCL | Oversample | 653.4162
SITE_01541 | Single Family | Single Family Detached | Puget Sound | SEATTLE | WA | 98115 |  | King | SCL EH | 36440 |  | 597.38 |  | 1 |  | 1 |  | SEATTLE CITY LIGHT | 16868 | Y | N/A | 2016-10-17 | N/A | N/A | N/A | N/A | SCL | Oversample | 653.4162
SITE_01542 | Single Family | Single Family Detached | Puget Sound | SEATTLE | WA | 98103 |  | King | SCL Not LI or EH | 155883 |  | 2259.17 |  | 1 |  | 1 |  | SEATTLE CITY LIGHT | 16868 | Y | PUGET SOUND ENERGY | 2016-10-06 | N/A | N/A | N/A | N/A | SCL | Oversample | 2471.1038
SITE_01543 | Single Family | Single Family Detached | Puget Sound | SEATTLE | WA | 98166 |  | King | SCL EH | 36440 |  | 597.38 |  | 1 |  | 1 |  | SEATTLE CITY LIGHT | 16868 | Y | N/A | 2016-11-10 | N/A | N/A | N/A | N/A | SCL | Oversample | 653.4162
SITE_01544 | Single Family | Single Family Detached | Puget Sound | SEATTLE | WA | 98178 |  | King | SCL EH | 36440 |  | 597.38 |  | 1 |  | 1 |  | SEATTLE CITY LIGHT | 16868 | Y | N/A | 2016-10-14 | N/A | N/A | N/A | N/A | SCL | Oversample | 653.4162
SITE_01545 | Single Family | Single Family Detached | Puget Sound | SEATTLE | WA | 98144 |  | King | SCL Not LI or EH | 155883 |  | 2259.17 |  | 1 |  | 1 |  | SEATTLE CITY LIGHT | 16868 | Y | PUGET SOUND ENERGY | 2016-10-25 | N/A | N/A | N/A | N/A | SCL | Oversample | 2471.1038
SITE_01546 | Single Family | Single Family Detached | Puget Sound | SEATTLE | WA | 98118 |  | King | SCL EH | 36440 |  | 597.38 |  | 1 |  | 1 |  | SEATTLE CITY LIGHT | 16868 | Y | N/A | 2016-10-26 | N/A | N/A | N/A | N/A | SCL | Oversample | 653.4162
SITE_01547 | Single Family | Single Family Detached | Puget Sound | SEATTLE | WA | 98108 |  | King | SCL EH | 36440 |  | 597.38 |  | 1 |  | 1 |  | SEATTLE CITY LIGHT | 16868 | Y | N/A | 2016-10-29 | N/A | N/A | N/A | N/A | SCL | Oversample | 653.4162
SITE_01548 | Single Family | Single Family Detached | Puget Sound | SEATTLE | WA | 98125 |  | King | SCL EH | 36440 |  | 597.38 |  | 1 |  | 1 |  | SEATTLE CITY LIGHT | 16868 | Y | N/A | 2016-10-03 | N/A | N/A | N/A | N/A | SCL | Oversample | 653.4162
SITE_01549 | Single Family | Single Family Detached | Puget Sound | SEATTLE | WA | 98125 |  | King | SCL EH | 36440 |  | 597.38 |  | 1 |  | 1 |  | SEATTLE CITY LIGHT | 16868 | Y | N/A | 2016-11-12 | N/A | N/A | N/A | N/A | SCL | Oversample | 653.4162
SITE_01550 | Single Family | Single Family Detached | Puget Sound | SEATTLE | WA | 98105 |  | King | SCL EH | 36440 |  | 597.38 |  | 1 |  | 1 |  | SEATTLE CITY LIGHT | 16868 | Y | N/A | 2016-10-27 | N/A | N/A | N/A | N/A | SCL | Oversample | 653.4162
SITE_01551 | Single Family | Single Family Detached | Puget Sound | SEATTLE | WA | 98178 |  | King | SCL Not LI or EH | 155883 |  | 2259.17 |  | 1 |  | 1 |  | SEATTLE CITY LIGHT | 16868 | Y | N/A | 2016-10-26 | N/A | N/A | N/A | N/A | SCL | Oversample | 2471.1038
SITE_01552 | Single Family | Single Family Detached | Puget Sound | SHORELINE | WA | 98133 |  | King | SCL EH | 36440 |  | 597.38 |  | 1 |  | 1 |  | SEATTLE CITY LIGHT | 16868 | Y | N/A | 2016-10-19 | N/A | N/A | N/A | N/A | SCL | Oversample | 653.4162
SITE_01553 | Single Family | Single Family Detached | Puget Sound | SEATTLE | WA | 98178 |  | King | SCL EH | 36440 |  | 597.38 |  | 1 |  | 1 |  | SEATTLE CITY LIGHT | 16868 | Y | N/A | 2016-09-29 | N/A | N/A | N/A | N/A | SCL | Oversample | 653.4162
SITE_01554 | Single Family | Single Family Detached | Puget Sound | SHORELINE | WA | 98155 |  | King | SCL LI and EH | 1822 |  | 72.88 |  | 1 |  | 1 |  | SEATTLE CITY LIGHT | 16868 | Y | N/A | 2016-09-21 | N/A | N/A | N/A | N/A | SCL | Oversample | 79.7168
SITE_01555 | Single Family | Single Family Detached | Puget Sound | SEATTLE | WA | 98125 |  | King | SCL Not LI or EH | 155883 |  | 2259.17 |  | 1 |  | 1 |  | SEATTLE CITY LIGHT | 16868 | Y | PUGET SOUND ENERGY | 2016-10-20 | N/A | N/A | N/A | N/A | SCL | Oversample | 2471.1038
SITE_01556 | Single Family | Single Family Detached | Puget Sound | LAKE FOREST PARK | WA | 98155 |  | King | SCL Not LI or EH | 155883 |  | 2259.17 |  | 1 |  | 1 |  | SEATTLE CITY LIGHT | 16868 | Y | PUGET SOUND ENERGY | 2016-11-17 | N/A | N/A | N/A | N/A | SCL | Oversample | 2471.1038
SITE_01557 | Single Family | Single Family Detached | Puget Sound | SEATTLE | WA | 98108 |  | King | SCL LI | 10122 |  | 235.4 |  | 1 |  | 1 |  | SEATTLE CITY LIGHT | 16868 | Y | N/A | 2016-09-27 | N/A | N/A | N/A | N/A | SCL | Oversample | 257.4775
SITE_01558 | Single Family | Single Family Detached | Puget Sound | SEATTLE | WA | 98108 |  | King | SCL EH | 36440 |  | 597.38 |  | 1 |  | 1 |  | SEATTLE CITY LIGHT | 16868 | Y | N/A | 2016-10-13 | N/A | N/A | N/A | N/A | SCL | Oversample | 653.4162
SITE_01559 | Single Family | Single Family Detached | Puget Sound | SEATTLE | WA | 98168 |  | King | SCL EH | 36440 |  | 597.38 |  | 1 |  | 1 |  | SEATTLE CITY LIGHT | 16868 | Y | N/A | 2016-10-05 | N/A | N/A | N/A | N/A | SCL | Oversample | 653.4162
SITE_01560 | Single Family | Single Family Detached | Puget Sound | LAKE FOREST PARK | WA | 98155 |  | King | SCL EH | 36440 |  | 597.38 |  | 1 |  | 1 |  | SEATTLE CITY LIGHT | 16868 | Y | N/A | 2016-10-01 | N/A | N/A | N/A | N/A | SCL | Oversample | 653.4162
SITE_01561 | Single Family | Single Family Detached | Puget Sound | SEATTLE | WA | 98125 |  | King | SCL LI and EH | 1822 |  | 72.88 |  | 1 |  | 1 |  | SEATTLE CITY LIGHT | 16868 | Y | N/A | 2016-11-08 | N/A | N/A | N/A | N/A | SCL | Oversample | 79.7168
SITE_01562 | Single Family | Single Family Detached | Puget Sound | SEATTLE | WA | 98108 |  | King | SCL EH | 36440 |  | 597.38 |  | 1 |  | 1 |  | SEATTLE CITY LIGHT | 16868 | Y | N/A | 2016-10-26 | N/A | N/A | N/A | N/A | SCL | Oversample | 653.4162
SITE_01563 | Single Family | Single Family Detached | Puget Sound | SEATTLE | WA | 98126 |  | King | SCL EH | 36440 |  | 597.38 |  | 1 |  | 1 |  | SEATTLE CITY LIGHT | 16868 | Y | N/A | 2016-11-02 | N/A | N/A | N/A | N/A | SCL | Oversample | 653.4162
SITE_01564 | Single Family | Single Family Detached | Puget Sound | SEATTLE | WA | 98125 |  | King | SCL Not LI or EH | 155883 |  | 2259.17 |  | 1 |  | 1 |  | SEATTLE CITY LIGHT | 16868 | Y | PUGET SOUND ENERGY | 2016-10-17 | N/A | N/A | N/A | N/A | SCL | Oversample | 2471.1038
SITE_01565 | Single Family | Single Family Detached | Puget Sound | SEATTLE | WA | 98144 |  | King | SCL EH | 36440 |  | 597.38 |  | 1 |  | 1 |  | SEATTLE CITY LIGHT | 16868 | Y | N/A | 2016-11-03 | N/A | N/A | N/A | N/A | SCL | Oversample | 653.4162
SITE_01566 | Single Family | Single Family Detached | Puget Sound | SEATTLE | WA | 98118 |  | King | SCL EH | 36440 |  | 597.38 |  | 1 |  | 1 |  | SEATTLE CITY LIGHT | 16868 | Y | N/A | 2016-10-18 | N/A | N/A | N/A | N/A | SCL | Oversample | 597.38
SITE_01567 | Single Family | Single Family Detached | Puget Sound | SEATTLE | WA | 98115 |  | King | SCL EH | 36440 |  | 597.38 |  | 1 |  | 1 |  | SEATTLE CITY LIGHT | 16868 | Y | PUGET SOUND ENERGY | 2016-10-26 | N/A | N/A | N/A | N/A | SCL | Oversample | 653.4162
SITE_01568 | Single Family | Single Family Detached | Puget Sound | SEATTLE | WA | 98119 |  | King | SCL EH | 36440 |  | 597.38 |  | 1 |  | 1 |  | SEATTLE CITY LIGHT | 16868 | Y | N/A | 2016-10-24 | N/A | N/A | N/A | N/A | SCL | Oversample | 653.4162
SITE_01569 | Single Family | Townhome or Rowhome | Puget Sound | SEATTLE | WA | 98144 |  | King | SCL EH | 36440 |  | 597.38 |  | 1 |  | 1 |  | SEATTLE CITY LIGHT | 16868 | Y | N/A | 2016-11-12 | N/A | N/A | N/A | N/A | SCL | Oversample | 653.4162
SITE_01570 | Single Family | Single Family Detached | Puget Sound | SEATTLE | WA | 98117 |  | King | SCL EH | 36440 |  | 597.38 |  | 1 |  | 1 |  | SEATTLE CITY LIGHT | 16868 | Y | PUGET SOUND ENERGY | 2016-10-20 | N/A | N/A | N/A | N/A | SCL | Oversample | 653.4162
SITE_01571 | Single Family | Single Family Detached | Puget Sound | SEATTLE | WA | 98133 |  | King | SCL EH | 36440 |  | 597.38 |  | 1 |  | 1 |  | SEATTLE CITY LIGHT | 16868 | Y | N/A | 2016-10-27 | N/A | N/A | N/A | N/A | SCL | Oversample | 653.4162
SITE_01572 | Single Family | Single Family Detached | Puget Sound | SEATTLE | WA | 98106 |  | King | SCL EH | 36440 |  | 597.38 |  | 1 |  | 1 |  | SEATTLE CITY LIGHT | 16868 | Y | N/A | 2016-11-08 | N/A | N/A | N/A | N/A | SCL | Oversample | 653.4162
SITE_01573 | Single Family | Single Family Detached | Puget Sound | SEATTLE | WA | 98133 |  | King | SCL EH | 36440 |  | 597.38 |  | 1 |  | 1 |  | SEATTLE CITY LIGHT | 16868 | Y | N/A | 2016-10-22 | N/A | N/A | N/A | N/A | SCL | Oversample | 653.4162
SITE_01574 | Single Family | Single Family Detached | Puget Sound | SHORELINE | WA | 98177 |  | King | SCL EH | 36440 |  | 597.38 |  | 1 |  | 1 |  | SEATTLE CITY LIGHT | 16868 | Y | PUGET SOUND ENERGY | 2016-11-12 | N/A | N/A | N/A | N/A | SCL | Oversample | 653.4162
SITE_01575 | Single Family | Single Family Detached | Puget Sound | SEATTLE | WA | 98103 |  | King | SCL EH | 36440 |  | 597.38 |  | 1 |  | 1 |  | SEATTLE CITY LIGHT | 16868 | Y | N/A | 2016-10-12 | N/A | N/A | N/A | N/A | SCL | Oversample | 653.4162
SITE_01576 | Single Family | Single Family Detached | Puget Sound | SEATTLE | WA | 98178 |  | King | SCL Not LI or EH | 155883 |  | 2259.17 |  | 1 |  | 1 |  | SEATTLE CITY LIGHT | 16868 | Y | N/A | 2016-10-05 | N/A | N/A | N/A | N/A | SCL | Oversample | 2471.1038
SITE_01577 | Single Family | Single Family Detached | Puget Sound | SEATTLE | WA | 98115 |  | King | SCL Not LI or EH | 155883 |  | 2259.17 |  | 1 |  | 1 |  | SEATTLE CITY LIGHT | 16868 | Y | PUGET SOUND ENERGY | 2016-11-17 | N/A | N/A | N/A | N/A | SCL | Oversample | 2471.1038
SITE_01578 | Single Family | Single Family Detached | Puget Sound | SEATTLE | WA | 98105 |  | King | SCL Not LI or EH | 155883 |  | 2259.17 |  | 1 |  | 1 |  | SEATTLE CITY LIGHT | 16868 | Y | PUGET SOUND ENERGY | 2016-10-12 | N/A | N/A | N/A | N/A | SCL | Oversample | 2471.1038
SITE_01579 | Single Family | Single Family Detached | Puget Sound | BURIEN | WA | 98166 |  | King | SCL EH | 36440 |  | 597.38 |  | 1 |  | 1 |  | SEATTLE CITY LIGHT | 16868 | Y | N/A | 2016-10-22 | N/A | N/A | N/A | N/A | SCL | Oversample | 653.4162
SITE_01580 | Single Family | Single Family Detached | Puget Sound | SEATTLE | WA | 98115 |  | King | SCL EH | 36440 |  | 597.38 |  | 1 |  | 1 |  | SEATTLE CITY LIGHT | 16868 | Y | N/A | 2016-10-27 | N/A | N/A | N/A | N/A | SCL | Oversample | 653.4162
SITE_01581 | Single Family | Single Family Detached | Puget Sound | SEATTLE | WA | 98146 |  | King | SCL Not LI or EH | 155883 |  | 2259.17 |  | 1 |  | 1 |  | SEATTLE CITY LIGHT | 16868 | Y | PUGET SOUND ENERGY | 2016-09-29 | N/A | N/A | N/A | N/A | SCL | Oversample | 2471.1038
SITE_01582 | Single Family | Single Family Detached | Puget Sound | SEATTLE | WA | 98103 |  | King | SCL EH | 36440 |  | 597.38 |  | 1 |  | 1 |  | SEATTLE CITY LIGHT | 16868 | Y | N/A | 2016-10-25 | N/A | N/A | N/A | N/A | SCL | Oversample | 653.4162
SITE_01583 | Single Family | Single Family Detached | Puget Sound | SEATTLE | WA | 98126 |  | King | SCL EH | 36440 |  | 597.38 |  | 1 |  | 1 |  | SEATTLE CITY LIGHT | 16868 | Y | N/A | 2016-10-12 | N/A | N/A | N/A | N/A | SCL | Oversample | 653.4162
SITE_01584 | Single Family | Single Family Detached | Puget Sound | SEATTLE | WA | 98108 |  | King | SCL LI and EH | 1822 |  | 72.88 |  | 1 |  | 1 |  | SEATTLE CITY LIGHT | 16868 | Y | N/A | 2016-10-06 | N/A | N/A | N/A | N/A | SCL | Oversample | 79.7168
SITE_01585 | Single Family | Single Family Detached | Puget Sound | SEATTLE | WA | 98125 |  | King | SCL EH | 36440 |  | 597.38 |  | 1 |  | 1 |  | SEATTLE CITY LIGHT | 16868 | Y | N/A | 2016-09-26 | N/A | N/A | N/A | N/A | SCL | Oversample | 653.4162
SITE_01586 | Single Family | Single Family Detached | Puget Sound | SHORELINE | WA | 98155 |  | King | SCL EH | 36440 |  | 597.38 |  | 1 |  | 1 |  | SEATTLE CITY LIGHT | 16868 | Y | N/A | 2016-10-26 | N/A | N/A | N/A | N/A | SCL | Oversample | 653.4162
SITE_01587 | Multifamily Residence | Apartment Building (3 or fewer floors) | Puget Sound | BURIEN | WA | 98146 |  | King | SCL | 148177 |  | 2002.39 |  | 1 |  | 1 |  | SEATTLE CITY LIGHT | 16868 | Y | N/A | 2016-10-05 | BLDG_00435 | N/A | N/A | N/A | Core | Core | 2002.39
SITE_01588 | Single Family | Single Family Detached | Puget Sound | SEATTLE | WA | 98102 |  | King | SCL Not LI or EH | 155883 |  | 2259.17 |  | 1 |  | 1 |  | SEATTLE CITY LIGHT | 16868 | Y | PUGET SOUND ENERGY | 2016-10-20 | N/A | N/A | N/A | N/A | SCL | Oversample | 2471.1038
SITE_01589 | Single Family | Single Family Detached | Puget Sound | SEATTLE | WA | 98115 |  | King | SCL EH | 36440 |  | 597.38 |  | 1 |  | 1 |  | SEATTLE CITY LIGHT | 16868 | Y | N/A | 2016-11-14 | N/A | N/A | N/A | N/A | SCL | Oversample | 653.4162
SITE_01590 | Single Family | Duplex, Triplex, or Fourplex | Puget Sound | SEATTLE | WA | 98103 |  | King | SCL EH | 36440 |  | 597.38 |  | 1 |  | 1 |  | SEATTLE CITY LIGHT | 16868 | Y | N/A | 2016-10-19 | N/A | N/A | N/A | N/A | SCL | Oversample | 653.4162
SITE_01591 | Single Family | Single Family Detached | Puget Sound | SEATTLE | WA | 98103 |  | King | SCL EH | 36440 |  | 597.38 |  | 1 |  | 1 |  | SEATTLE CITY LIGHT | 16868 | Y | N/A | 2016-11-09 | N/A | N/A | N/A | N/A | SCL | Oversample | 653.4162
SITE_01592 | Single Family | Single Family Detached | Puget Sound | SHORELINE | WA | 98155 |  | King | SCL EH | 36440 |  | 597.38 |  | 1 |  | 1 |  | SEATTLE CITY LIGHT | 16868 | Y | N/A | 2016-10-12 | N/A | N/A | N/A | N/A | SCL | Oversample | 653.4162
SITE_01593 | Single Family | Single Family Detached | Puget Sound | SEATTLE | WA | 98136 |  | King | SCL EH | 36440 |  | 597.38 |  | 1 |  | 1 |  | SEATTLE CITY LIGHT | 16868 | Y | N/A | 2016-10-27 | N/A | N/A | N/A | N/A | SCL | Oversample | 653.4162
SITE_01594 | Single Family | Single Family Detached | Puget Sound | SEATTLE | WA | 98122 |  | King | SCL Not LI or EH | 155883 |  | 2259.17 |  | 1 |  | 1 |  | SEATTLE CITY LIGHT | 16868 | Y | PUGET SOUND ENERGY | 2016-10-20 | N/A | N/A | N/A | N/A | SCL | Oversample | 2471.1038
SITE_01595 | Single Family | Single Family Detached | Puget Sound | SEATTLE | WA | 98108 |  | King | SCL EH | 36440 |  | 597.38 |  | 1 |  | 1 |  | SEATTLE CITY LIGHT | 16868 | Y | PUGET SOUND ENERGY | 2016-10-06 | N/A | N/A | N/A | N/A | SCL | Oversample | 653.4162
SITE_01596 | Single Family | Single Family Detached | Puget Sound | SEATTLE | WA | 98102 |  | King | SCL Not LI or EH | 155883 |  | 2259.17 |  | 1 |  | 1 |  | SEATTLE CITY LIGHT | 16868 | Y | PUGET SOUND ENERGY | 2016-10-12 | N/A | N/A | N/A | N/A | SCL | Oversample | 2471.1038
SITE_01597 | Single Family | Townhome or Rowhome | Puget Sound | SEATTLE | WA | 98103 |  | King | SCL Not LI or EH | 155883 |  | 2259.17 |  | 1 |  | 1 |  | SEATTLE CITY LIGHT | 16868 | Y | PUGET SOUND ENERGY | 2016-11-18 | N/A | N/A | N/A | N/A | SCL | Oversample | 2471.1038
SITE_01598 | Single Family | Single Family Detached | Puget Sound | SEATTLE | WA | 98118 |  | King | SCL LI | 10122 |  | 235.4 |  | 1 |  | 1 |  | SEATTLE CITY LIGHT | 16868 | Y | PUGET SOUND ENERGY | 2016-09-23 | N/A | N/A | N/A | N/A | SCL | Oversample | 257.4775
SITE_01599 | Single Family | Single Family Detached | Puget Sound | SEATTLE | WA | 98119 |  | King | SCL Not LI or EH | 155883 |  | 2259.17 |  | 1 |  | 1 |  | SEATTLE CITY LIGHT | 16868 | Y | PUGET SOUND ENERGY | 2017-03-21 | N/A | N/A | N/A | N/A | SCL | Oversample | 2471.1038
SITE_01600 | Single Family | Single Family Detached | Puget Sound | SEATTLE | WA | 98144 |  | King | SCL Not LI or EH | 155883 |  | 2259.17 |  | 1 |  | 1 |  | SEATTLE CITY LIGHT | 16868 | Y | PUGET SOUND ENERGY | 2016-10-11 | N/A | N/A | N/A | N/A | SCL | Oversample | 2471.1038
SITE_01601 | Single Family | Single Family Detached | Puget Sound | SEATTLE | WA | 98118 |  | King | SCL Not LI or EH | 155883 |  | 2259.17 |  | 1 |  | 1 |  | SEATTLE CITY LIGHT | 16868 | Y | PUGET SOUND ENERGY | 2016-10-29 | N/A | N/A | N/A | N/A | SCL | Oversample | 2471.1038
SITE_01602 | Single Family | Duplex, Triplex, or Fourplex | Puget Sound | SEATTLE | WA | 98103 |  | King | SCL EH | 36440 |  | 597.38 |  | 1 |  | 1 |  | SEATTLE CITY LIGHT | 16868 | Y | N/A | 2016-10-29 | N/A | N/A | N/A | N/A | SCL | Oversample | 597.38
SITE_01603 | Single Family | Duplex, Triplex, or Fourplex | Puget Sound | SEATTLE | WA | 98146 |  | King | SCL EH | 36440 |  | 597.38 |  | 1 |  | 1 |  | SEATTLE CITY LIGHT | 16868 | Y | N/A | 2016-09-29 | N/A | N/A | N/A | N/A | SCL | Oversample | 653.4162
SITE_01604 | Single Family | Single Family Detached | Puget Sound | SEATTLE | WA | 98109 |  | King | SCL Not LI or EH | 155883 |  | 2259.17 |  | 1 |  | 1 |  | SEATTLE CITY LIGHT | 16868 | Y | PUGET SOUND ENERGY | 2016-09-30 | N/A | N/A | N/A | N/A | SCL | Oversample | 2471.1038
SITE_01605 | Single Family | Single Family Detached | Puget Sound | SEATTLE | WA | 98103 |  | King | SCL Not LI or EH | 155883 |  | 2259.17 |  | 1 |  | 1 |  | SEATTLE CITY LIGHT | 16868 | Y | PUGET SOUND ENERGY | 2016-09-22 | N/A | N/A | N/A | N/A | SCL | Oversample | 2471.1038
SITE_01606 | Single Family | Single Family Detached | Puget Sound | SEATTLE | WA | 98115 |  | King | SCL EH | 36440 |  | 597.38 |  | 1 |  | 1 |  | SEATTLE CITY LIGHT | 16868 | Y | N/A | 2016-10-26 | N/A | N/A | N/A | N/A | SCL | Oversample | 653.4162
SITE_01607 | Single Family | Single Family Detached | Puget Sound | SEATTLE | WA | 98122 |  | King | SCL Not LI or EH | 155883 |  | 2259.17 |  | 1 |  | 1 |  | SEATTLE CITY LIGHT | 16868 | Y | N/A | 2016-10-12 | N/A | N/A | N/A | N/A | SCL | Oversample | 2471.1038
SITE_01608 | Single Family | Single Family Detached | Puget Sound | SEATTLE | WA | 98106 |  | King | SCL Not LI or EH | 155883 |  | 2259.17 |  | 1 |  | 1 |  | SEATTLE CITY LIGHT | 16868 | Y | N/A | 2016-09-29 | N/A | N/A | N/A | N/A | SCL | Oversample | 2471.1038
SITE_01609 | Single Family | Single Family Detached | Puget Sound | SEATTLE | WA | 98103 |  | King | SCL Not LI or EH | 155883 |  | 2259.17 |  | 1 |  | 1 |  | SEATTLE CITY LIGHT | 16868 | Y | PUGET SOUND ENERGY | 2016-09-28 | N/A | N/A | N/A | N/A | SCL | Oversample | 2471.1038
SITE_01610 | Single Family | Townhome or Rowhome | Puget Sound | SHORELINE | WA | 98133 |  | King | SCL EH | 36440 |  | 597.38 |  | 1 |  | 1 |  | SEATTLE CITY LIGHT | 16868 | Y | N/A | 2016-10-26 | N/A | N/A | N/A | N/A | SCL | Oversample | 653.4162
SITE_01611 | Single Family | Single Family Detached | Puget Sound | SHORELINE | WA | 98177 |  | King | SCL Not LI or EH | 155883 |  | 2259.17 |  | 1 |  | 1 |  | SEATTLE CITY LIGHT | 16868 | Y | PUGET SOUND ENERGY | 2016-10-10 | N/A | N/A | N/A | N/A | SCL | Oversample | 2471.1038
SITE_01612 | Single Family | Single Family Detached | Puget Sound | SEATTLE | WA | 98168 |  | King | SCL LI and EH | 1822 |  | 72.88 |  | 1 |  | 1 |  | SEATTLE CITY LIGHT | 16868 | Y | N/A | 2016-10-07 | N/A | N/A | N/A | N/A | SCL | Oversample | 72.88
SITE_01613 | Single Family | Single Family Detached | Puget Sound | SHORELINE | WA | 98155 |  | King | SCL Not LI or EH | 155883 |  | 2259.17 |  | 1 |  | 1 |  | SEATTLE CITY LIGHT | 16868 | Y | PUGET SOUND ENERGY | 2016-10-01 | N/A | N/A | N/A | N/A | SCL | Oversample | 2471.1038
SITE_01614 | Single Family | Single Family Detached | Puget Sound | SEATTLE | WA | 98126 |  | King | SCL Not LI or EH | 155883 |  | 2259.17 |  | 1 |  | 1 |  | SEATTLE CITY LIGHT | 16868 | Y | PUGET SOUND ENERGY | 2016-10-13 | N/A | N/A | N/A | N/A | SCL | Oversample | 2471.1038
SITE_01615 | Single Family | Single Family Detached | Puget Sound | SEATTLE | WA | 98107 |  | King | SCL EH | 36440 |  | 597.38 |  | 1 |  | 1 |  | SEATTLE CITY LIGHT | 16868 | Y | PUGET SOUND ENERGY | 2016-10-26 | N/A | N/A | N/A | N/A | SCL | Oversample | 653.4162
SITE_01616 | Single Family | Single Family Detached | Puget Sound | SHORELINE | WA | 98155 |  | King | SCL Not LI or EH | 155883 |  | 2259.17 |  | 1 |  | 1 |  | SEATTLE CITY LIGHT | 16868 | Y | N/A | 2016-11-04 | N/A | N/A | N/A | N/A | SCL | Oversample | 2471.1038
SITE_01617 | Single Family | Single Family Detached | Puget Sound | SEATTLE | WA | 98133 |  | King | SCL LI | 10122 |  | 235.4 |  | 1 |  | 1 |  | SEATTLE CITY LIGHT | 16868 | Y | PUGET SOUND ENERGY | 2016-09-22 | N/A | N/A | N/A | N/A | SCL | Oversample | 257.4775
SITE_01618 | Single Family | Single Family Detached | Puget Sound | SEATTLE | WA | 98125 |  | King | SCL EH | 36440 |  | 597.38 |  | 1 |  | 1 |  | SEATTLE CITY LIGHT | 16868 | Y | PUGET SOUND ENERGY | 2016-09-26 | N/A | N/A | N/A | N/A | SCL | Oversample | 653.4162
SITE_01619 | Single Family | Single Family Detached | Puget Sound | BURIEN | WA | 98166 |  | King | SCL EH | 36440 |  | 597.38 |  | 1 |  | 1 |  | SEATTLE CITY LIGHT | 16868 | Y | N/A | 2017-03-16 | N/A | N/A | N/A | N/A | BPA | Oversample | 653.4162
SITE_01620 | Single Family | Single Family Detached | Puget Sound | SEATTLE | WA | 98118 |  | King | SCL LI | 10122 |  | 235.4 |  | 1 |  | 1 |  | SEATTLE CITY LIGHT | 16868 | Y | N/A | 2016-10-04 | N/A | N/A | N/A | N/A | SCL | Oversample | 257.4775
SITE_01621 | Single Family | Duplex, Triplex, or Fourplex | Puget Sound | SEATTLE | WA | 98118 |  | King | SCL LI | 10122 |  | 235.4 |  | 1 |  | 1 |  | SEATTLE CITY LIGHT | 16868 | Y | N/A | 2016-10-17 | N/A | N/A | N/A | N/A | SCL | Oversample | 257.4775
SITE_01622 | Single Family | Single Family Detached | Puget Sound | SEATTLE | WA | 98125 |  | King | SCL LI | 10122 |  | 235.4 |  | 1 |  | 1 |  | SEATTLE CITY LIGHT | 16868 | Y | PUGET SOUND ENERGY | 2016-10-13 | N/A | N/A | N/A | N/A | SCL | Oversample | 257.4775
SITE_01623 | Single Family | Single Family Detached | Puget Sound | SEATTLE | WA | 98103 |  | King | SCL LI | 10122 |  | 235.4 |  | 1 |  | 1 |  | SEATTLE CITY LIGHT | 16868 | Y | PUGET SOUND ENERGY | 2016-09-30 | N/A | N/A | N/A | N/A | SCL | Oversample | 257.4775
SITE_01624 | Single Family | Single Family Detached | Puget Sound | SEATTLE | WA | 98105 |  | King | SCL LI | 10122 |  | 235.4 |  | 1 |  | 1 |  | SEATTLE CITY LIGHT | 16868 | Y | N/A | 2016-10-05 | N/A | N/A | N/A | N/A | SCL | Oversample | 257.4775
SITE_01625 | Single Family | Duplex, Triplex, or Fourplex | Puget Sound | SEATTLE | WA | 98133 |  | King | SCL LI and EH | 1822 |  | 72.88 |  | 1 |  | 1 |  | SEATTLE CITY LIGHT | 16868 | Y | N/A | 2016-10-05 | N/A | N/A | N/A | N/A | SCL | Oversample | 72.88
SITE_01626 | Single Family | Single Family Detached | Puget Sound | SHORELINE | WA | 98133 |  | King | SCL LI | 10122 |  | 235.4 |  | 1 |  | 1 |  | SEATTLE CITY LIGHT | 16868 | Y | N/A | 2016-10-10 | N/A | N/A | N/A | N/A | SCL | Oversample | 257.4775
SITE_01627 | Single Family | Single Family Detached | Puget Sound | SEATTLE | WA | 98144 |  | King | SCL LI | 10122 |  | 235.4 |  | 1 |  | 1 |  | SEATTLE CITY LIGHT | 16868 | Y | PUGET SOUND ENERGY | 2017-01-31 | N/A | N/A | N/A | N/A | SCL | Oversample | 257.4775
SITE_01628 | Single Family | Single Family Detached | Puget Sound | SEATTLE | WA | 98125 |  | King | SCL LI | 10122 |  | 235.4 |  | 1 |  | 1 |  | SEATTLE CITY LIGHT | 16868 | Y | N/A | 2016-10-26 | N/A | N/A | N/A | N/A | SCL | Oversample | 257.4775
SITE_01629 | Single Family | Single Family Detached | Puget Sound | SHORELINE | WA | 98133 |  | King | SCL LI and EH | 1822 |  | 72.88 |  | 1 |  | 1 |  | SEATTLE CITY LIGHT | 16868 | Y | N/A | 2016-10-18 | N/A | N/A | N/A | N/A | SCL | Oversample | 79.7168
SITE_01630 | Single Family | Single Family Detached | Puget Sound | BURIEN | WA | 98168 |  | King | SCL LI | 10122 |  | 235.4 |  | 1 |  | 1 |  | SEATTLE CITY LIGHT | 16868 | Y | N/A | 2016-10-10 | N/A | N/A | N/A | N/A | SCL | Oversample | 257.4775
SITE_01631 | Single Family | Single Family Detached | Puget Sound | SEATTLE | WA | 98109 |  | King | SCL LI | 10122 |  | 235.4 |  | 1 |  | 1 |  | SEATTLE CITY LIGHT | 16868 | Y | PUGET SOUND ENERGY | 2016-10-13 | N/A | N/A | N/A | N/A | SCL | Oversample | 257.4775
SITE_01632 | Single Family | Single Family Detached | Puget Sound | SEATTLE | WA | 98199 |  | King | SCL LI | 10122 |  | 235.4 |  | 1 |  | 1 |  | SEATTLE CITY LIGHT | 16868 | Y | N/A | 2016-10-10 | N/A | N/A | N/A | N/A | SCL | Oversample | 257.4775
SITE_01633 | Single Family | Single Family Detached | Puget Sound | SEATTLE | WA | 98116 |  | King | SCL LI | 10122 |  | 235.4 |  | 1 |  | 1 |  | SEATTLE CITY LIGHT | 16868 | Y | N/A | 2016-10-27 | N/A | N/A | N/A | N/A | SCL | Oversample | 257.4775
SITE_01634 | Single Family | Single Family Detached | Puget Sound | SEATTLE | WA | 98103 |  | King | SCL LI | 10122 |  | 235.4 |  | 1 |  | 1 |  | SEATTLE CITY LIGHT | 16868 | Y | PUGET SOUND ENERGY | 2016-10-18 | N/A | N/A | N/A | N/A | SCL | Oversample | 257.4775
SITE_01635 | Single Family | Single Family Detached | Puget Sound | SEATTLE | WA | 98117 |  | King | SCL LI and EH | 1822 |  | 72.88 |  | 1 |  | 1 |  | SEATTLE CITY LIGHT | 16868 | Y | N/A | 2016-10-18 | N/A | N/A | N/A | N/A | SCL | Oversample | 79.7168
SITE_01636 | Single Family | Duplex, Triplex, or Fourplex | Puget Sound | SEATTLE | WA | 98106 |  | King | SCL LI and EH | 1822 |  | 72.88 |  | 1 |  | 1 |  | SEATTLE CITY LIGHT | 16868 | Y | N/A | 2016-09-28 | N/A | N/A | N/A | N/A | SCL | Oversample | 79.7168
SITE_01637 | Single Family | Single Family Detached | Puget Sound | SEATTLE | WA | 98108 |  | King | SCL LI | 10122 |  | 235.4 |  | 1 |  | 1 |  | SEATTLE CITY LIGHT | 16868 | Y | N/A | 2016-10-10 | N/A | N/A | N/A | N/A | SCL | Oversample | 257.4775
SITE_01638 | Single Family | Duplex, Triplex, or Fourplex | Puget Sound | SEATTLE | WA | 98118 |  | King | SCL LI and EH | 1822 |  | 72.88 |  | 1 |  | 1 |  | SEATTLE CITY LIGHT | 16868 | Y | N/A | 2016-10-07 | N/A | N/A | N/A | N/A | SCL | Oversample | 72.88
SITE_01639 | Single Family | Duplex, Triplex, or Fourplex | Puget Sound | SEATTLE | WA | 98126 |  | King | SCL LI | 10122 |  | 235.4 |  | 1 |  | 1 |  | SEATTLE CITY LIGHT | 16868 | Y | PUGET SOUND ENERGY | 2016-09-27 | N/A | N/A | N/A | N/A | SCL | Oversample | 257.4775
SITE_01640 | Single Family | Single Family Detached | Puget Sound | SEATTLE | WA | 98115 |  | King | SCL LI | 10122 |  | 235.4 |  | 1 |  | 1 |  | SEATTLE CITY LIGHT | 16868 | Y | N/A | 2016-10-31 | N/A | N/A | N/A | N/A | SCL | Oversample | 257.4775
SITE_01641 | Single Family | Single Family Detached | Puget Sound | SEATTLE | WA | 98105 |  | King | SCL LI | 10122 |  | 235.4 |  | 1 |  | 1 |  | SEATTLE CITY LIGHT | 16868 | Y | PUGET SOUND ENERGY | 2016-10-11 | N/A | N/A | N/A | N/A | SCL | Oversample | 257.4775
SITE_01642 | Single Family | Single Family Detached | Puget Sound | SEATTLE | WA | 98146 |  | King | SCL LI | 10122 |  | 235.4 |  | 1 |  | 1 |  | SEATTLE CITY LIGHT | 16868 | Y | PUGET SOUND ENERGY | 2016-10-21 | N/A | N/A | N/A | N/A | SCL | Oversample | 257.4775
SITE_01643 | Single Family | Single Family Detached | Puget Sound | SEATTLE | WA | 98178 |  | King | SCL LI | 10122 |  | 235.4 |  | 1 |  | 1 |  | SEATTLE CITY LIGHT | 16868 | Y | N/A | 2016-09-28 | N/A | N/A | N/A | N/A | SCL | Oversample | 257.4775
SITE_01644 | Single Family | Duplex, Triplex, or Fourplex | Puget Sound | SEATTLE | WA | 98106 |  | King | SCL LI and EH | 1822 |  | 72.88 |  | 1 |  | 1 |  | SEATTLE CITY LIGHT | 16868 | Y | N/A | 2016-10-19 | N/A | N/A | N/A | N/A | SCL | Oversample | 79.7168
SITE_01645 | Single Family | Single Family Detached | Puget Sound | SEATTLE | WA | 98108 |  | King | SCL LI | 10122 |  | 235.4 |  | 1 |  | 1 |  | SEATTLE CITY LIGHT | 16868 | Y | PUGET SOUND ENERGY | 2016-10-18 | N/A | N/A | N/A | N/A | SCL | Oversample | 257.4775
SITE_01646 | Single Family | Duplex, Triplex, or Fourplex | Puget Sound | SEATTLE | WA | 98144 |  | King | SCL LI and EH | 1822 |  | 72.88 |  | 1 |  | 1 |  | SEATTLE CITY LIGHT | 16868 | Y | N/A | 2016-10-19 | N/A | N/A | N/A | N/A | SCL | Oversample | 79.7168
SITE_01647 | Single Family | Single Family Detached | Puget Sound | SEATTLE | WA | 98118 |  | King | SCL LI and EH | 1822 |  | 72.88 |  | 1 |  | 1 |  | SEATTLE CITY LIGHT | 16868 | Y | N/A | 2016-10-10 | N/A | N/A | N/A | N/A | SCL | Oversample | 79.7168
SITE_01648 | Single Family | Single Family Detached | Puget Sound | SEATTLE | WA | 98115 |  | King | SCL LI | 10122 |  | 235.4 |  | 1 |  | 1 |  | SEATTLE CITY LIGHT | 16868 | Y | N/A | 2016-10-12 | N/A | N/A | N/A | N/A | SCL | Oversample | 257.4775
SITE_01649 | Single Family | Single Family Detached | Puget Sound | SEATTLE | WA | 98118 |  | King | SCL LI and EH | 1822 |  | 72.88 |  | 1 |  | 1 |  | SEATTLE CITY LIGHT | 16868 | Y | N/A | 2016-10-19 | N/A | N/A | N/A | N/A | SCL | Oversample | 79.7168
SITE_01650 | Single Family | Single Family Detached | Puget Sound | SEATTLE | WA | 98103 |  | King | SCL LI and EH | 1822 |  | 72.88 |  | 1 |  | 1 |  | SEATTLE CITY LIGHT | 16868 | Y | N/A | 2016-10-18 | N/A | N/A | N/A | N/A | SCL | Oversample | 72.88
SITE_01651 | Single Family | Single Family Detached | Puget Sound | SEATTLE | WA | 98178 |  | King | SCL LI | 10122 |  | 235.4 |  | 1 |  | 1 |  | SEATTLE CITY LIGHT | 16868 | Y | PUGET SOUND ENERGY | 2016-10-20 | N/A | N/A | N/A | N/A | SCL | Oversample | 257.4775
SITE_01652 | Single Family | Single Family Detached | Puget Sound | SEATTLE | WA | 98122 |  | King | SCL LI and EH | 1822 |  | 72.88 |  | 1 |  | 1 |  | SEATTLE CITY LIGHT | 16868 | Y | N/A | 2016-11-11 | N/A | N/A | N/A | N/A | SCL | Oversample | 79.7168
SITE_01653 | Single Family | Single Family Detached | Puget Sound | SEATTLE | WA | 98144 |  | King | SCL LI | 10122 |  | 235.4 |  | 1 |  | 1 |  | SEATTLE CITY LIGHT | 16868 | Y | PUGET SOUND ENERGY | 2016-10-31 | N/A | N/A | N/A | N/A | SCL | Oversample | 257.4775
SITE_01654 | Single Family | Single Family Detached | Puget Sound | SEATTLE | WA | 98136 |  | King | SCL LI | 10122 |  | 235.4 |  | 1 |  | 1 |  | SEATTLE CITY LIGHT | 16868 | Y | PUGET SOUND ENERGY | 2016-10-24 | N/A | N/A | N/A | N/A | SCL | Oversample | 257.4775
SITE_01656 | Single Family | Duplex, Triplex, or Fourplex | Puget Sound | BURIEN | WA | 98166 |  | King | SCL LI and EH | 1822 |  | 72.88 |  | 1 |  | 1 |  | SEATTLE CITY LIGHT | 16868 | Y | N/A | 2016-10-11 | N/A | N/A | N/A | N/A | SCL | Oversample | 79.7168
SITE_01657 | Single Family | Single Family Detached | Puget Sound | SEATTLE | WA | 98106 |  | King | SCL LI | 10122 |  | 235.4 |  | 1 |  | 1 |  | SEATTLE CITY LIGHT | 16868 | Y | PUGET SOUND ENERGY | 2016-10-19 | N/A | N/A | N/A | N/A | SCL | Oversample | 257.4775
SITE_01658 | Single Family | Duplex, Triplex, or Fourplex | Puget Sound | SEATTLE | WA | 98125 |  | King | SCL LI and EH | 1822 |  | 72.88 |  | 1 |  | 1 |  | SEATTLE CITY LIGHT | 16868 | Y | N/A | 2016-09-30 | N/A | N/A | N/A | N/A | SCL | Oversample | 79.7168
SITE_01659 | Single Family | Single Family Detached | Puget Sound | SHORELINE | WA | 98133 |  | King | SCL LI | 10122 |  | 235.4 |  | 1 |  | 1 |  | SEATTLE CITY LIGHT | 16868 | Y | N/A | 2016-10-06 | N/A | N/A | N/A | N/A | SCL | Oversample | 257.4775
SITE_01660 | Single Family | Single Family Detached | Puget Sound | SEATTLE | WA | 98144 |  | King | SCL LI | 10122 |  | 235.4 |  | 1 |  | 1 |  | SEATTLE CITY LIGHT | 16868 | Y | PUGET SOUND ENERGY | 2016-11-18 | N/A | N/A | N/A | N/A | SCL | Oversample | 257.4775
SITE_01661 | Single Family | Single Family Detached | Puget Sound | SEATTLE | WA | 98115 |  | King | SCL LI | 10122 |  | 235.4 |  | 1 |  | 1 |  | SEATTLE CITY LIGHT | 16868 | Y | PUGET SOUND ENERGY | 2016-10-18 | N/A | N/A | N/A | N/A | SCL | Oversample | 257.4775
SITE_01662 | Single Family | Single Family Detached | Puget Sound | SHORELINE | WA | 98155 |  | King | SCL LI | 10122 |  | 235.4 |  | 1 |  | 1 |  | SEATTLE CITY LIGHT | 16868 | Y | PUGET SOUND ENERGY | 2016-11-07 | N/A | N/A | N/A | N/A | SCL | Oversample | 257.4775
SITE_01663 | Single Family | Single Family Detached | Puget Sound | SEATTLE | WA | 98103 |  | King | SCL LI | 10122 |  | 235.4 |  | 1 |  | 1 |  | SEATTLE CITY LIGHT | 16868 | Y | PUGET SOUND ENERGY | 2016-10-11 | N/A | N/A | N/A | N/A | SCL | Oversample | 257.4775
SITE_01664 | Single Family | Duplex, Triplex, or Fourplex | Puget Sound | SEATTLE | WA | 98117 |  | King | SCL LI and EH | 1822 |  | 72.88 |  | 1 |  | 1 |  | SEATTLE CITY LIGHT | 16868 | Y | N/A | 2016-10-27 | N/A | N/A | N/A | N/A | SCL | Oversample | 79.7168
SITE_01665 | Single Family | Single Family Detached | Puget Sound | SEATTLE | WA | 98133 |  | King | SCL LI and EH | 1822 |  | 72.88 |  | 1 |  | 1 |  | SEATTLE CITY LIGHT | 16868 | Y | N/A | 2016-10-19 | N/A | N/A | N/A | N/A | SCL | Oversample | 79.7168
SITE_01666 | Single Family | Single Family Detached | Puget Sound | SEATTLE | WA | 98168 |  | King | SCL LI | 10122 |  | 235.4 |  | 1 |  | 1 |  | SEATTLE CITY LIGHT | 16868 | Y | PUGET SOUND ENERGY | 2016-10-13 | N/A | N/A | N/A | N/A | SCL | Oversample | 257.4775
SITE_01667 | Single Family | Single Family Detached | Puget Sound | SEATTLE | WA | 98103 |  | King | SCL LI | 10122 |  | 235.4 |  | 1 |  | 1 |  | SEATTLE CITY LIGHT | 16868 | Y | N/A | 2016-10-28 | N/A | N/A | N/A | N/A | SCL | Oversample | 257.4775
SITE_01668 | Single Family | Single Family Detached | Puget Sound | SEATTLE | WA | 98103 |  | King | SCL LI | 10122 |  | 235.4 |  | 1 |  | 1 |  | SEATTLE CITY LIGHT | 16868 | Y | N/A | 2016-10-20 | N/A | N/A | N/A | N/A | SCL | Oversample | 257.4775
SITE_01669 | Single Family | Single Family Detached | Puget Sound | SEATTLE | WA | 98117 |  | King | SCL LI and EH | 1822 |  | 72.88 |  | 1 |  | 1 |  | SEATTLE CITY LIGHT | 16868 | Y | N/A | 2016-10-11 | N/A | N/A | N/A | N/A | SCL | Oversample | 79.7168
SITE_01670 | Single Family | Single Family Detached | Puget Sound | SEATTLE | WA | 98118 |  | King | SCL LI | 10122 |  | 235.4 |  | 1 |  | 1 |  | SEATTLE CITY LIGHT | 16868 | Y | PUGET SOUND ENERGY | 2016-10-10 | N/A | N/A | N/A | N/A | SCL | Oversample | 257.4775
SITE_01671 | Single Family | Single Family Detached | Puget Sound | SEATTLE | WA | 98103 |  | King | SCL LI | 10122 |  | 235.4 |  | 1 |  | 1 |  | SEATTLE CITY LIGHT | 16868 | Y | PUGET SOUND ENERGY | 2016-10-07 | N/A | N/A | N/A | N/A | SCL | Oversample | 235.4
SITE_01672 | Multifamily Residence | Apartment Building (3 or fewer floors) | Puget Sound | SEATTLE | WA | 98126 |  | King | SCL | 148177 |  | 2002.39 |  | 1 |  | 1 |  | SEATTLE CITY LIGHT | 16868 | Y | PUGET SOUND ENERGY | 2016-09-22 | BLDG_00436 | N/A | N/A | N/A | Core | Core | 2002.39
SITE_01673 | Single Family | Single Family Detached | Puget Sound | SEATTLE | WA | 98146 |  | King | SCL LI and EH | 1822 |  | 72.88 |  | 1 |  | 1 |  | SEATTLE CITY LIGHT | 16868 | Y | PUGET SOUND ENERGY | 2016-10-04 | N/A | N/A | N/A | N/A | SCL | Oversample | 79.7168
SITE_01674 | Single Family | Single Family Detached | Puget Sound | SEATTLE | WA | 98117 |  | King | SCL LI | 10122 |  | 235.4 |  | 1 |  | 1 |  | SEATTLE CITY LIGHT | 16868 | Y | N/A | 2016-10-14 | N/A | N/A | N/A | N/A | SCL | Oversample | 257.4775
SITE_01675 | Single Family | Duplex, Triplex, or Fourplex | Puget Sound | SEATTLE | WA | 98146 |  | King | SCL LI and EH | 1822 |  | 72.88 |  | 1 |  | 1 |  | SEATTLE CITY LIGHT | 16868 | Y | N/A | 2016-10-27 | N/A | N/A | N/A | N/A | SCL | Oversample | 79.7168
SITE_01676 | Single Family | Single Family Detached | Puget Sound | SEATTLE | WA | 98168 |  | King | SCL LI and EH | 1822 |  | 72.88 |  | 1 |  | 1 |  | SEATTLE CITY LIGHT | 16868 | Y | N/A | 2016-11-16 | N/A | N/A | N/A | N/A | SCL | Oversample | 79.7168
SITE_01677 | Single Family | Single Family Detached | Puget Sound | SEATTLE | WA | 98125 |  | King | SCL LI | 10122 |  | 235.4 |  | 1 |  | 1 |  | SEATTLE CITY LIGHT | 16868 | Y | PUGET SOUND ENERGY | 2016-11-11 | N/A | N/A | N/A | N/A | SCL | Oversample | 257.4775
SITE_01678 | Single Family | Single Family Detached | Puget Sound | SEATTLE | WA | 98108 |  | King | SCL LI | 10122 |  | 235.4 |  | 1 |  | 1 |  | SEATTLE CITY LIGHT | 16868 | Y | PUGET SOUND ENERGY | 2016-10-28 | N/A | N/A | N/A | N/A | SCL | Oversample | 257.4775
SITE_01679 | Single Family | Single Family Detached | Puget Sound | SEATTLE | WA | 98133 |  | King | SCL LI and EH | 1822 |  | 72.88 |  | 1 |  | 1 |  | SEATTLE CITY LIGHT | 16868 | Y | N/A | 2016-10-11 | N/A | N/A | N/A | N/A | SCL | Oversample | 79.7168
SITE_01680 | Single Family | Single Family Detached | Puget Sound | SEATTLE | WA | 98118 |  | King | SCL LI | 10122 |  | 235.4 |  | 1 |  | 1 |  | SEATTLE CITY LIGHT | 16868 | Y | N/A | 2016-10-18 | N/A | N/A | N/A | N/A | SCL | Oversample | 257.4775
SITE_01681 | Single Family | Single Family Detached | Puget Sound | CAMANO ISLAND | WA | 98282 |  | Island | SnoPUD | 228091 |  | 3801.52 |  | 1 |  | 1 |  | SNOHOMISH PUD | 17470 | Y | N/A | 2016-09-20 | N/A | N/A | N/A | N/A | Core | Core | 3955.5333
SITE_01682 | Manufactured | Double Wide | Puget Sound | BOTHELL | WA | 98011 |  | King | PSE | 51539 |  | 1982.27 |  | 1 |  | 1 |  | PUGET SOUND ENERGY | 15500 | N | PUGET SOUND ENERGY | 2016-10-03 | N/A | N/A | N/A | N/A | Core | Core | 1982.27
SITE_01683 | Manufactured | Double Wide | Puget Sound | BOTHELL | WA | 98011 |  | King | PSE | 51539 |  | 1982.27 |  | 1 |  | 1 |  | PUGET SOUND ENERGY | 15500 | N | N/A | 2016-09-23 | N/A | N/A | N/A | N/A | Core | Core | 1982.27
SITE_01684 | Manufactured | Single Wide | Puget Sound | SPANAWAY | WA | 98387 |  | Pierce | BPA | 11058 |  | 921.5 |  | 1 |  | 1 |  | CITY OF TACOMA | 18429 | Y | N/A | 2016-09-14 | N/A | N/A | N/A | N/A | Core | Core | 921.5
SITE_01685 | Manufactured | Double Wide | Puget Sound | PUYALLUP | WA | 98372 |  | Pierce | PSE | 51539 |  | 1982.27 |  | 1 |  | 1 |  | PUGET SOUND ENERGY | 15500 | N | N/A | 2016-09-23 | N/A | N/A | N/A | N/A | Core | Core | 1982.27
SITE_01686 | Manufactured | Triple Wide | Puget Sound | SPANAWAY | WA | 98387 |  | Pierce | BPA | 11058 |  | 921.5 |  | 1 |  | 1 |  | CITY OF TACOMA | 18429 | Y | PUGET SOUND ENERGY | 2016-09-22 | N/A | N/A | N/A | N/A | Core | Core | 921.5
SITE_01687 | Manufactured | Double Wide | Puget Sound | BONNEY LAKE | WA | 98391 |  | Pierce | PSE | 51539 |  | 1982.27 |  | 1 |  | 1 |  | PUGET SOUND ENERGY | 15500 | N | N/A | 2016-10-08 | N/A | N/A | N/A | N/A | Core | Core | 1982.27
SITE_01688 | Manufactured | Double Wide | Puget Sound | TACOMA | WA | 98446 |  | Pierce | BPA | 11058 |  | 921.5 |  | 1 |  | 1 |  | CITY OF TACOMA | 18429 | Y | N/A | 2016-09-20 | N/A | N/A | N/A | N/A | Core | Core | 921.5
SITE_01689 | Manufactured | Single Wide | Puget Sound | BONNEY LAKE | WA | 98391 |  | Pierce | PSE | 51539 |  | 1982.27 |  | 1 |  | 1 |  | PUGET SOUND ENERGY | 15500 | N | N/A | 2016-09-15 | N/A | N/A | N/A | N/A | Core | Core | 1982.27
SITE_01690 | Manufactured | Double Wide | Puget Sound | LAKEBAY | WA | 98349 |  | Pierce | BPA | 11058 |  | 921.5 |  | 1 |  | 1 |  | PENINSULA LIGHT COMPANY | 14668 | Y | N/A | 2016-09-15 | N/A | N/A | N/A | N/A | Core | Core | 921.5
SITE_01691 | Manufactured | Double Wide | Puget Sound | EDGEWOOD | WA | 98372 |  | Pierce | PSE | 51539 |  | 1982.27 |  | 1 |  | 1 |  | PUGET SOUND ENERGY | 15500 | N | N/A | 2016-09-21 | N/A | N/A | N/A | N/A | Core | Core | 1982.27
SITE_01692 | Manufactured | Single Wide | Western Washington | VANCOUVER | WA | 98686 |  | Clark | BPA | 40733 |  | 1313.97 |  | 1 |  | 1 |  | CLARK PUD | 3660 | Y | N/A | 2017-03-23 | N/A | N/A | N/A | N/A | Core | Core | 1313.97
SITE_01693 | Manufactured | Double Wide | Western Washington | VANCOUVER | WA | 98685 |  | Clark | BPA | 40733 |  | 1313.97 |  | 1 |  | 1 |  | CLARK PUD | 3660 | Y | N/A | 2017-03-17 | N/A | N/A | N/A | N/A | Core | Core | 1313.97
SITE_01694 | Manufactured | Double Wide | Puget Sound | SEDRO WOOLLEY | WA | 98284 |  | Skagit | PSE | 51539 |  | 1982.27 |  | 1 |  | 1 |  | PUGET SOUND ENERGY | 15500 | N | N/A | 2016-09-14 | N/A | N/A | N/A | N/A | Core | Core | 1982.27
SITE_01695 | Manufactured | Modular / Prefab | Western Washington | YACOLT | WA | 98675 |  | Clark | BPA | 40733 |  | 1313.97 |  | 1 |  | 1 |  | CLARK PUD | 3660 | Y | N/A | 2017-03-20 | N/A | N/A | N/A | N/A | Core | Core | 1313.97
SITE_01696 | Manufactured | Double Wide | Western Washington | LONGVIEW | WA | 98632 |  | Cowlitz | BPA | 40733 |  | 1313.97 |  | 1 |  | 1 |  | COWLITZ PUD | 4442 | Y | N/A | 2017-03-11 | N/A | N/A | N/A | N/A | Core | Core | 1313.97
SITE_01697 | Manufactured | Single Wide | Western Washington | KELSO | WA | 98626 |  | Cowlitz | BPA | 40733 |  | 1313.97 |  | 1 |  | 1 |  | COWLITZ PUD | 4442 | Y | N/A | 2017-03-09 | N/A | N/A | N/A | N/A | Core | Core | 1313.97
SITE_01698 | Manufactured | Triple Wide | Puget Sound | MOUNT VERNON | WA | 98274 |  | Skagit | PSE | 51539 |  | 1982.27 |  | 1 |  | 1 |  | PUGET SOUND ENERGY | 15500 | N | CASCADE NATURAL GAS | 2016-09-14 | N/A | N/A | N/A | N/A | Core | Core | 1982.27
SITE_01699 | Manufactured | Double Wide | Western Washington | PORT TOWNSEND | WA | 98368 |  | Jefferson | BPA | 40733 |  | 1313.97 |  | 1 |  | 1 |  | JEFFERSON COUNTY PUD | 59013 | N | N/A | 2017-03-22 | N/A | N/A | N/A | N/A | Core | Core | 1313.97
SITE_01700 | Manufactured | Double Wide | Western Washington | SEABECK | WA | 98380 |  | Kitsap | PSE | 10632 |  | 2658 |  | 1 |  | 1 |  | PUGET SOUND ENERGY | 15500 | N | N/A | 2017-03-28 | N/A | N/A | N/A | N/A | Core | Core | 2658
SITE_01701 | Manufactured | Double Wide | Western Washington | PORT ORCHARD | WA | 98367 |  | Kitsap | PSE | 10632 |  | 2658 |  | 1 |  | 1 |  | PUGET SOUND ENERGY | 15500 | N | N/A | 2017-03-27 | N/A | N/A | N/A | N/A | Core | Core | 2658
SITE_01702 | Manufactured | Single Wide | Puget Sound | SEDRO WOOLLEY | WA | 98284 |  | Skagit | PSE | 51539 |  | 1982.27 |  | 1 |  | 1 |  | PUGET SOUND ENERGY | 15500 | N | N/A | 2016-09-13 | N/A | N/A | N/A | N/A | Core | Core | 1982.27
SITE_01703 | Manufactured | Single Wide | Western Washington | BELFAIR | WA | 98528 |  | Mason | BPA | 40733 |  | 1313.97 |  | 1 |  | 1 |  | MASON COUNTY PUD 3 | 15419 | Y | N/A | 2017-03-31 | N/A | N/A | N/A | N/A | Core | Core | 1313.97
SITE_01704 | Manufactured | Double Wide | Puget Sound | DERRINGTON | WA | 98241 |  | Snohomish | SnoPUD | 16959 |  | 997.59 |  | 1 |  | 1 |  | SNOHOMISH PUD | 17470 | Y | N/A | 2016-09-09 | N/A | N/A | N/A | N/A | Core | Core | 997.59
SITE_01705 | Manufactured | Double Wide | Puget Sound | BOTHELL | WA | 98021 |  | Snohomish | SnoPUD | 16959 |  | 997.59 |  | 1 |  | 1 |  | SNOHOMISH PUD | 17470 | Y | N/A | 2016-09-15 | N/A | N/A | N/A | N/A | Core | Core | 997.59
SITE_01706 | Manufactured | Double Wide | Puget Sound | OLYMPIA | WA | 98506 |  | Thurston | PSE | 51539 |  | 1982.27 |  | 1 |  | 1 |  | PUGET SOUND ENERGY | 15500 | N | N/A | 2016-09-29 | N/A | N/A | N/A | N/A | Core | Core | 1982.27
SITE_01707 | Manufactured | Double Wide | Puget Sound | BELLINGHAM | WA | 98229 |  | Whatcom | PSE | 51539 |  | 1982.27 |  | 1 |  | 1 |  | PUGET SOUND ENERGY | 15500 | N | N/A | 2016-09-07 | N/A | N/A | N/A | N/A | Core | Core | 1982.27
SITE_01708 | Manufactured | Double Wide | Puget Sound | SEDRO WOOLLEY | WA | 98284 |  | Whatcom | PSE | 51539 |  | 1982.27 |  | 1 |  | 1 |  | PUGET SOUND ENERGY | 15500 | N | N/A | 2016-09-07 | N/A | N/A | N/A | N/A | Core | Core | 1982.27
SITE_01709 | Manufactured | Double Wide | Puget Sound | BLAINE | WA | 98230 |  | Whatcom | PSE | 51539 |  | 1982.27 |  | 1 |  | 1 |  | PUGET SOUND ENERGY | 15500 | N | CASCADE NATURAL GAS | 2016-09-08 | N/A | N/A | N/A | N/A | Core | Core | 1982.27
SITE_01710 | Multifamily Residence | Apartment Building (4 to 6 floors) | Puget Sound | SEATTLE | WA | 98102 |  | King | SCL | 148177 |  | 2002.39 |  | 1 |  | 1 |  | SEATTLE CITY LIGHT | 16868 | Y | N/A | 2016-09-22 | BLDG_00437 | N/A | N/A | N/A | Core | Core | 2002.39
SITE_01711 | Multifamily Residence | Apartment Building (4 to 6 floors) | Puget Sound | SEATTLE | WA | 98102 |  | King | SCL | 148177 |  | 2002.39 |  | 1 |  | 1 |  | SEATTLE CITY LIGHT | 16868 | Y | N/A | 2016-09-22 | BLDG_00437 | N/A | N/A | N/A | Core | Core | 2002.39
SITE_01712 | Multifamily Residence | Apartment Building (4 to 6 floors) | Puget Sound | SEATTLE | WA | 98122 |  | King | SCL | 148177 |  | 2002.39 |  | 1 |  | 1 |  | SEATTLE CITY LIGHT | 16868 | Y | PUGET SOUND ENERGY | 2016-10-24 | BLDG_00439 | N/A | N/A | N/A | Core | Core | 2002.39
SITE_01713 | Multifamily Residence | Apartment Building (4 to 6 floors) | Puget Sound | EVERETT | WA | 98201 |  | Snohomish | SnoPUD | 56059 |  | 2002.11 |  | 1 |  | 1 |  | SNOHOMISH PUD | 17470 | Y | N/A | 2016-09-12 | BLDG_00440 | N/A | N/A | N/A | Core | Core | 2002.11
SITE_01714 | Multifamily Residence | Apartment Building (3 or fewer floors) | Puget Sound | FEDERAL WAY | WA | 98003 |  | King | PSE - King County | 104014 |  | 2000.27 |  | 1 |  | 1 |  | PUGET SOUND ENERGY | 15500 | N | N/A | 2016-09-07 | BLDG_00441 | N/A | N/A | N/A | Core | Core | 2000.27
SITE_01715 | Manufactured | Double Wide | Puget Sound | BELLINGHAM | WA | 98229 |  | Whatcom | PSE | 51539 |  | 1982.27 |  | 1 |  | 1 |  | PUGET SOUND ENERGY | 15500 | N | CASCADE NATURAL GAS | 2016-09-07 | N/A | N/A | N/A | N/A | Core | Core | 1982.27
SITE_01716 | Multifamily Residence | Apartment Building (More than 6 floors) | Puget Sound | SEATTLE | WA | 98121 |  | King | SCL | 148177 |  | 2002.39 |  | 1 |  | 1 |  | SEATTLE CITY LIGHT | 16868 | Y | N/A | 2016-09-21 | BLDG_00442 | N/A | N/A | N/A | Core | Core | 2002.39
SITE_01717 | Multifamily Residence | Apartment Building (3 or fewer floors) | Puget Sound | MOUNT VERNON | WA | 98273 |  | Skagit | PSE - Non-King County | 76277 |  | 2383.66 |  | 1 |  | 1 |  | PUGET SOUND ENERGY | 15500 | N | N/A | 2016-09-13 | BLDG_00443 | N/A | N/A | N/A | Core | Core | 2383.66
SITE_01718 | Multifamily Residence | Apartment Building (3 or fewer floors) | Puget Sound | MOUNT VERNON | WA | 98273 |  | Skagit | PSE - Non-King County | 76277 |  | 2383.66 |  | 1 |  | 1 |  | PUGET SOUND ENERGY | 15500 | N | N/A | 2016-09-13 | BLDG_00443 | N/A | N/A | N/A | Core | Core | 2383.66
SITE_01719 | Manufactured | Single Wide | Puget Sound | BELLINGHAM | WA | 98226 |  | Whatcom | PSE | 51539 |  | 1982.27 |  | 1 |  | 1 |  | PUGET SOUND ENERGY | 15500 | N | CASCADE NATURAL GAS | 2016-10-11 | N/A | N/A | N/A | N/A | Core | Core | 1982.27
SITE_01720 | Multifamily Residence | Apartment Building (4 to 6 floors) | Puget Sound | PUYALLUP | WA | 98371 |  | Pierce | PSE - Non-King County | 76277 |  | 2383.66 |  | 1 |  | 1 |  | PUGET SOUND ENERGY | 15500 | N | PUGET SOUND ENERGY | 2016-09-20 | BLDG_00445 | N/A | N/A | N/A | Core | Core | 2383.66
SITE_01721 | Manufactured | Double Wide | Puget Sound | BOTHELL | WA | 98021 |  | Snohomish | SnoPUD | 16959 |  | 997.59 |  | 1 |  | 1 |  | SNOHOMISH PUD | 17470 | Y | N/A | 2016-09-13 | N/A | N/A | N/A | N/A | Core | Core | 997.59
SITE_01722 | Manufactured | Double Wide | Puget Sound | SEATTLE | WA | 98133 |  | King | SCL | 2052 |  | 2052 |  | 1 |  | 1 |  | SEATTLE CITY LIGHT | 16868 | Y | N/A | 2016-09-08 | N/A | N/A | N/A | N/A | Core | Core | 2052
SITE_01723 | Multifamily Residence | Apartment Building (4 to 6 floors) | Puget Sound | SEATTLE | WA | 98112 |  | King | SCL | 148177 |  | 2002.39 |  | 1 |  | 1 |  | SEATTLE CITY LIGHT | 16868 | Y | N/A | 2016-09-07 | BLDG_00446 | N/A | N/A | N/A | Core | Core | 2002.39
SITE_01724 | Manufactured | Double Wide | Puget Sound | BELLINGHAM | WA | 98225 |  | Whatcom | PSE | 51539 |  | 1982.27 |  | 1 |  | 1 |  | PUGET SOUND ENERGY | 15500 | N | N/A | 2016-09-23 | N/A | N/A | N/A | N/A | Core | Core | 1982.27
SITE_01725 | Manufactured | Single Wide | Puget Sound | LACEY | WA | 98503 |  | Thurston | PSE | 51539 |  | 1982.27 |  | 1 |  | 1 |  | PUGET SOUND ENERGY | 15500 | N | N/A | 2016-09-21 | N/A | N/A | N/A | N/A | Core | Core | 1982.27
SITE_01726 | Multifamily Residence | Apartment Building (4 to 6 floors) | Puget Sound | SEATTLE | WA | 98122 |  | King | SCL | 148177 |  | 2002.39 |  | 1 |  | 1 |  | SEATTLE CITY LIGHT | 16868 | Y | N/A | 2016-09-08 | BLDG_00447 | N/A | N/A | N/A | Core | Core | 2002.39
SITE_01727 | Manufactured | Single Wide | Puget Sound | LYNNWOOD | WA | 98087 |  | Snohomish | SnoPUD | 16959 |  | 997.59 |  | 1 |  | 1 |  | SNOHOMISH PUD | 17470 | Y | N/A | 2016-09-15 | N/A | N/A | N/A | N/A | Core | Core | 997.59
SITE_01728 | Multifamily Residence | Apartment Building (3 or fewer floors) | Puget Sound | BELLEVUE | WA | 98008 |  | King | PSE - King County | 104014 |  | 2000.27 |  | 1 |  | 1 |  | PUGET SOUND ENERGY | 15500 | N | N/A | 2016-09-19 | BLDG_00448 | N/A | N/A | N/A | Core | Core | 2000.27
SITE_01729 | Multifamily Residence | Apartment Building (3 or fewer floors) | Puget Sound | MUKILTEO | WA | 98275 |  | Snohomish | SnoPUD | 56059 |  | 2002.11 |  | 1 |  | 1 |  | SNOHOMISH PUD | 17470 | Y | N/A | 2016-11-14 | BLDG_00449 | N/A | N/A | N/A | Core | Core | 2002.11
SITE_01730 | Multifamily Residence | Apartment Building (3 or fewer floors) | Puget Sound | KENT | WA | 98032 |  | King | PSE - King County | 104014 |  | 2000.27 |  | 1 |  | 1 |  | PUGET SOUND ENERGY | 15500 | N | N/A | 2016-09-27 | BLDG_00450 | N/A | N/A | N/A | Core | Core | 2000.27
SITE_01731 | Single Family | Duplex, Triplex, or Fourplex | Puget Sound | PUYALLUP | WA | 98375 |  | Pierce | PSE | 679140 |  | 12576.67 |  | 1 |  | 1 |  | PUGET SOUND ENERGY | 15500 | N | N/A | 2016-11-09 | N/A | N/A | N/A | N/A | Core | Core | 10381.2619
SITE_01732 | Multifamily Residence | Apartment Building (3 or fewer floors) | Puget Sound | TACOMA | WA | 98403 |  | Pierce | BPA | 44879 |  | 2804.94 |  | 1 |  | 1 |  | CITY OF TACOMA | 18429 | Y | PUGET SOUND ENERGY | 2016-10-27 | BLDG_00451 | N/A | N/A | N/A | Core | Core | 2804.94
SITE_01733 | Multifamily Residence | Apartment Building (More than 6 floors) | Puget Sound | TACOMA | WA | 98403 |  | Pierce | BPA | 44879 |  | 2804.94 |  | 1 |  | 1 |  | CITY OF TACOMA | 18429 | Y | N/A | 2016-11-16 | BLDG_00452 | N/A | N/A | N/A | Core | Core | 2804.94
SITE_01734 | Multifamily Residence | Apartment Building (3 or fewer floors) | Puget Sound | TACOMA | WA | 98409 |  | Pierce | BPA | 44879 |  | 2804.94 |  | 1 |  | 1 |  | CITY OF TACOMA | 18429 | Y | N/A | 2016-10-25 | BLDG_00453 | N/A | N/A | N/A | Core | Core | 2804.94
SITE_01735 | Multifamily Residence | Apartment Building (3 or fewer floors) | Puget Sound | EVERETT | WA | 98203 |  | Snohomish | SnoPUD | 56059 |  | 2002.11 |  | 1 |  | 1 |  | SNOHOMISH PUD | 17470 | Y | N/A | 2016-09-12 | BLDG_00454 | N/A | N/A | N/A | Core | Core | 2002.11
SITE_01736 | Single Family | Duplex, Triplex, or Fourplex | Puget Sound | UNIVERSITY PLACE | WA | 98466 |  | Pierce | BPA | 184669 |  | 10259.39 |  | 1 |  | 1 |  | CITY OF TACOMA | 18429 | Y | N/A | 2016-11-10 | N/A | N/A | N/A | N/A | Core | Core | 10381.2619
SITE_01737 | Single Family | Duplex, Triplex, or Fourplex | Puget Sound | LAKEWOOD | WA | 98498 |  | Pierce | PSE | 679140 |  | 12576.67 |  | 1 |  | 1 |  | PUGET SOUND ENERGY | 15500 | N | PUGET SOUND ENERGY | 2016-10-26 | N/A | N/A | N/A | N/A | Core | Core | 10381.2619
SITE_01738 | Multifamily Residence | Apartment Building (More than 6 floors) | Puget Sound | SEATTLE | WA | 98107 |  | King | SCL | 148177 |  | 2002.39 |  | 1 |  | 1 |  | SEATTLE CITY LIGHT | 16868 | Y | N/A | 2016-09-15 | BLDG_00455 | N/A | N/A | N/A | Core | Core | 2002.39
SITE_01739 | Single Family | Duplex, Triplex, or Fourplex | Puget Sound | OLYMPIA | WA | 98501 |  | Thurston | PSE | 679140 |  | 12576.67 |  | 1 |  | 1 |  | PUGET SOUND ENERGY | 15500 | N | N/A | 2016-11-09 | N/A | N/A | N/A | N/A | Core | Core | 12576.67
SITE_01740 | Single Family | Duplex, Triplex, or Fourplex | Puget Sound | OLYMPIA | WA | 98502 |  | Thurston | PSE | 679140 |  | 12576.67 |  | 1 |  | 1 |  | PUGET SOUND ENERGY | 15500 | N | N/A | 2016-10-19 | N/A | N/A | N/A | N/A | Core | Core | 10381.2619
SITE_01741 | Multifamily Residence | Apartment Building (3 or fewer floors) | Puget Sound | YELM | WA | 98597 |  | Thurston | PSE - Non-King County | 76277 |  | 2383.66 |  | 1 |  | 1 |  | PUGET SOUND ENERGY | 15500 | N | N/A | 2016-11-14 | BLDG_00456 | N/A | N/A | N/A | Core | Core | 2383.66
SITE_01742 | Multifamily Residence | Apartment Building (4 to 6 floors) | Puget Sound | SEATTLE | WA | 98121 |  | King | SCL | 148177 |  | 2002.39 |  | 1 |  | 1 |  | SEATTLE CITY LIGHT | 16868 | Y | N/A | 2016-09-16 | BLDG_00457 | N/A | N/A | N/A | Core | Core | 2002.39
SITE_01743 | Multifamily Residence | Apartment Building (3 or fewer floors) | Puget Sound | BELLINGHAM | WA | 98229 |  | Whatcom | PSE - Non-King County | 76277 |  | 2383.66 |  | 1 |  | 1 |  | PUGET SOUND ENERGY | 15500 | N | N/A | 2016-09-08 | BLDG_00458 | N/A | N/A | N/A | Core | Core | 2383.66
SITE_01744 | Multifamily Residence | Apartment Building (3 or fewer floors) | Puget Sound | SEATTLE | WA | 98168 |  | King | SCL | 148177 |  | 2002.39 |  | 1 |  | 1 |  | SEATTLE CITY LIGHT | 16868 | Y | N/A | 2016-09-13 | BLDG_00459 | N/A | N/A | N/A | Core | Core | 2002.39
SITE_01745 | Multifamily Residence | Apartment Building (3 or fewer floors) | Puget Sound | TUKWILA | WA | 98188 |  | King | PSE - King County | 104014 |  | 2000.27 |  | 1 |  | 1 |  | PUGET SOUND ENERGY | 15500 | N | N/A | 2016-09-07 | BLDG_00460 | N/A | N/A | N/A | Core | Core | 2000.27
SITE_01746 | Manufactured | Double Wide | Puget Sound | SEDRO WOOLLEY | WA | 98284 |  | Skagit | PSE | 51539 |  | 1982.27 |  | 1 |  | 1 |  | PUGET SOUND ENERGY | 15500 | N | N/A | 2016-09-16 | N/A | N/A | N/A | N/A | Core | Core | 1982.27
SITE_01747 | Multifamily Residence | Apartment Building (3 or fewer floors) | Puget Sound | SEATTLE | WA | 98108 |  | King | SCL | 148177 |  | 2002.39 |  | 1 |  | 1 |  | SEATTLE CITY LIGHT | 16868 | Y | N/A | 2016-09-16 | BLDG_00541 | N/A | N/A | N/A | Core | Core | 2002.39
SITE_01748 | Multifamily Residence | Apartment Building (3 or fewer floors) | Puget Sound | BURIEN | WA | 98166 |  | King | SCL | 148177 |  | 2002.39 |  | 1 |  | 1 |  | SEATTLE CITY LIGHT | 16868 | Y | N/A | 2016-09-14 | BLDG_00462 | N/A | N/A | N/A | Core | Core | 2002.39
SITE_01749 | Multifamily Residence | Apartment Building (3 or fewer floors) | Puget Sound | BURIEN | WA | 98166 |  | King | SCL | 148177 |  | 2002.39 |  | 1 |  | 1 |  | SEATTLE CITY LIGHT | 16868 | Y | N/A | 2016-09-14 | BLDG_00462 | N/A | N/A | N/A | Core | Core | 2002.39
SITE_01750 | Multifamily Residence | Apartment Building (3 or fewer floors) | Puget Sound | BURIEN | WA | 98166 |  | King | SCL | 148177 |  | 2002.39 |  | 1 |  | 1 |  | SEATTLE CITY LIGHT | 16868 | Y | N/A | 2016-09-29 | BLDG_00462 | N/A | N/A | N/A | Core | Core | 2002.39
SITE_01751 | Multifamily Residence | Apartment Building (4 to 6 floors) | Puget Sound | SEATTLE | WA | 98199 |  | King | SCL | 148177 |  | 2002.39 |  | 1 |  | 1 |  | SEATTLE CITY LIGHT | 16868 | Y | N/A | 2016-09-27 | BLDG_00465 | N/A | N/A | N/A | Core | Core | 2002.39
SITE_01752 | Multifamily Residence | Apartment Building (3 or fewer floors) | Puget Sound | BOTHELL | WA | 98012 |  | Snohomish | SnoPUD | 56059 |  | 2002.11 |  | 1 |  | 1 |  | SNOHOMISH PUD | 17470 | Y | N/A | 2016-09-21 | BLDG_00466 | N/A | N/A | N/A | Core | Core | 2002.11
SITE_01753 | Multifamily Residence | Apartment Building (3 or fewer floors) | Puget Sound | KIRKLAND | WA | 98034 |  | King | PSE - King County | 104014 |  | 2000.27 |  | 1 |  | 1 |  | PUGET SOUND ENERGY | 15500 | N | N/A | 2016-10-08 | BLDG_00467 | N/A | N/A | N/A | Core | Core | 2000.27
SITE_01754 | Multifamily Residence | Apartment Building (3 or fewer floors) | Puget Sound | OLYMPIA | WA | 98502 |  | Thurston | PSE - Non-King County | 76277 |  | 2383.66 |  | 1 |  | 1 |  | PUGET SOUND ENERGY | 15500 | N | N/A | 2016-09-13 | BLDG_00468 | N/A | N/A | N/A | Core | Core | 2383.66
SITE_01755 | Multifamily Residence | Apartment Building (4 to 6 floors) | Puget Sound | SEATTLE | WA | 98125 |  | King | SCL | 148177 |  | 2002.39 |  | 1 |  | 1 |  | SEATTLE CITY LIGHT | 16868 | Y | N/A | 2016-09-08 | BLDG_00469 | N/A | N/A | N/A | Core | Core | 2002.39
SITE_01756 | Manufactured | Double Wide | Puget Sound | LACEY | WA | 98503 |  | Thurston | PSE | 51539 |  | 1982.27 |  | 1 |  | 1 |  | PUGET SOUND ENERGY | 15500 | N | N/A | 2016-09-13 | N/A | N/A | N/A | N/A | Core | Core | 1982.27
SITE_01757 | Multifamily Residence | Apartment Building (3 or fewer floors) | Puget Sound | DES MOINES | WA | 98198 |  | King | PSE - King County | 104014 |  | 2000.27 |  | 1 |  | 1 |  | PUGET SOUND ENERGY | 15500 | N | N/A | 2016-09-21 | BLDG_00470 | N/A | N/A | N/A | Core | Core | 2000.27
SITE_01758 | Multifamily Residence | Apartment Building (3 or fewer floors) | Puget Sound | KENT | WA | 98030 |  | King | PSE - King County | 104014 |  | 2000.27 |  | 1 |  | 1 |  | PUGET SOUND ENERGY | 15500 | N | N/A | 2016-09-09 | BLDG_00471 | N/A | N/A | N/A | Core | Core | 2000.27
SITE_01759 | Multifamily Residence | Apartment Building (3 or fewer floors) | Puget Sound | KIRKLAND | WA | 98034 |  | King | PSE - King County | 104014 |  | 2000.27 |  | 1 |  | 1 |  | PUGET SOUND ENERGY | 15500 | N | N/A | 2016-10-31 | BLDG_00472 | N/A | N/A | N/A | Core | Core | 2000.27
SITE_01760 | Multifamily Residence | Apartment Building (3 or fewer floors) | Puget Sound | KENT | WA | 98031 |  | King | PSE - King County | 104014 |  | 2000.27 |  | 1 |  | 1 |  | PUGET SOUND ENERGY | 15500 | N | N/A | 2016-09-07 | BLDG_00473 | N/A | N/A | N/A | Core | Core | 2000.27
SITE_01761 | Manufactured | Double Wide | Puget Sound | TUMWATER | WA | 98501 |  | Thurston | PSE | 51539 |  | 1982.27 |  | 1 |  | 1 |  | PUGET SOUND ENERGY | 15500 | N | N/A | 2016-09-16 | N/A | N/A | N/A | N/A | Core | Core | 1982.27
SITE_01762 | Multifamily Residence | Apartment Building (3 or fewer floors) | Puget Sound | UNIVERSITY PLACE | WA | 98467 |  | Pierce | BPA | 44879 |  | 2804.94 |  | 1 |  | 1 |  | CITY OF TACOMA | 18429 | Y | N/A | 2016-09-10 | BLDG_00474 | N/A | N/A | N/A | Core | Core | 2804.94
SITE_01763 | Manufactured | Single Wide | Puget Sound | TENINO | WA | 98589 |  | Thurston | PSE | 51539 |  | 1982.27 |  | 1 |  | 1 |  | PUGET SOUND ENERGY | 15500 | N | N/A | 2016-09-13 | N/A | N/A | N/A | N/A | Core | Core | 1982.27
SITE_01764 | Manufactured | Single Wide | Puget Sound | EVERETT | WA | 98201 |  | Snohomish | SnoPUD | 16959 |  | 997.59 |  | 1 |  | 1 |  | SNOHOMISH PUD | 17470 | Y | N/A | 2016-09-09 | N/A | N/A | N/A | N/A | Core | Core | 997.59
SITE_01765 | Multifamily Residence | Apartment Building (3 or fewer floors) | Puget Sound | EVERETT | WA | 98201 |  | Snohomish | SnoPUD | 56059 |  | 2002.11 |  | 1 |  | 1 |  | SNOHOMISH PUD | 17470 | Y | N/A | 2016-09-09 | BLDG_00475 | N/A | N/A | N/A | Core | Core | 2002.11
SITE_01766 | Multifamily Residence | Apartment Building (3 or fewer floors) | Puget Sound | BELLEVUE | WA | 98007 |  | King | PSE - King County | 104014 |  | 2000.27 |  | 1 |  | 1 |  | PUGET SOUND ENERGY | 15500 | N | N/A | 2016-09-09 | BLDG_00476 | N/A | N/A | N/A | Core | Core | 2000.27
SITE_01767 | Multifamily Residence | Apartment Building (4 to 6 floors) | Puget Sound | SEATTLE | WA | 98133 |  | King | SCL | 148177 |  | 2002.39 |  | 1 |  | 1 |  | SEATTLE CITY LIGHT | 16868 | Y | N/A | 2016-09-14 | BLDG_00477 | N/A | N/A | N/A | Core | Core | 2002.39
SITE_01768 | Multifamily Residence | Apartment Building (4 to 6 floors) | Puget Sound | SEATTLE | WA | 98144 |  | King | SCL | 148177 |  | 2002.39 |  | 1 |  | 1 |  | SEATTLE CITY LIGHT | 16868 | Y | N/A | 2016-09-09 | BLDG_00478 | N/A | N/A | N/A | Core | Core | 2002.39
SITE_01769 | Multifamily Residence | Apartment Building (3 or fewer floors) | Western Washington | BREMERTON | WA | 98310 |  | Kitsap | PSE - Non-King County | 6309 |  | 630.9 |  | 1 |  | 1 |  | PUGET SOUND ENERGY | 15500 | N | N/A | 2017-03-04 | BLDG_00479 | N/A | N/A | N/A | Core | Core | 630.9
SITE_01770 | Multifamily Residence | Apartment Building (3 or fewer floors) | Western Washington | BREMERTON | WA | 98310 |  | Kitsap | PSE - Non-King County | 6309 |  | 630.9 |  | 1 |  | 1 |  | PUGET SOUND ENERGY | 15500 | N | N/A | 2017-03-10 | BLDG_00480 | N/A | N/A | N/A | Core | Core | 630.9
SITE_01771 | Multifamily Residence | Apartment Building (3 or fewer floors) | Western Washington | BREMERTON | WA | 98310 |  | Kitsap | PSE - Non-King County | 6309 |  | 630.9 |  | 1 |  | 1 |  | PUGET SOUND ENERGY | 15500 | N | N/A | 2017-03-25 | BLDG_00481 | N/A | N/A | N/A | Core | Core | 630.9
SITE_01772 | Multifamily Residence | Apartment Building (3 or fewer floors) | Western Washington | BREMERTON | WA | 98312 |  | Kitsap | PSE - Non-King County | 6309 |  | 630.9 |  | 1 |  | 1 |  | PUGET SOUND ENERGY | 15500 | N | N/A | 2017-03-03 | BLDG_00482 | N/A | N/A | N/A | Core | Core | 630.9
SITE_01773 | Multifamily Residence | Apartment Building (4 to 6 floors) | Western Washington | PORT ANGELES | WA | 98362 |  | Clallam | BPA | 41409 |  | 739.45 |  | 1 |  | 1 |  | CITY OF PORT ANGELES | 15231 | Y | N/A | 2017-03-24 | BLDG_00483 | N/A | N/A | N/A | Core | Core | 739.45
SITE_01774 | Multifamily Residence | Apartment Building (4 to 6 floors) | Western Washington | PORT ANGELES | WA | 98362 |  | Clallam | BPA | 41409 |  | 739.45 |  | 1 |  | 1 |  | CITY OF PORT ANGELES | 15231 | Y | N/A | 2017-03-24 | BLDG_00483 | N/A | N/A | N/A | Core | Core | 739.45
SITE_01775 | Multifamily Residence | Apartment Building (3 or fewer floors) | Western Washington | PORT ANGELES | WA | 98363 |  | Clallam | BPA | 41409 |  | 739.45 |  | 1 |  | 1 |  | CITY OF PORT ANGELES | 15231 | Y | N/A | 2017-03-23 | BLDG_00485 | N/A | N/A | N/A | Core | Core | 739.45
SITE_01776 | Multifamily Residence | Apartment Building (3 or fewer floors) | Western Washington | PORT ORCHARD | WA | 98366 |  | Kitsap | PSE - Non-King County | 6309 |  | 630.9 |  | 1 |  | 1 |  | PUGET SOUND ENERGY | 15500 | N | N/A | 2017-03-18 | BLDG_00486 | N/A | N/A | N/A | Core | Core | 630.9
SITE_01777 | Multifamily Residence | Apartment Building (More than 6 floors) | Puget Sound | SEATTLE | WA | 98121 |  | King | SCL | 148177 |  | 2002.39 |  | 1 |  | 1 |  | SEATTLE CITY LIGHT | 16868 | Y | N/A | 2016-09-10 | BLDG_00487 | N/A | N/A | N/A | Core | Core | 2002.39
SITE_01778 | Multifamily Residence | Apartment Building (3 or fewer floors) | Western Washington | PORT TOWNSEND | WA | 98368 |  | Jefferson | BPA | 41409 |  | 739.45 |  | 1 |  | 1 |  | JEFFERSON COUNTY PUD | 59013 | N | N/A | 2017-03-16 | BLDG_00488 | N/A | N/A | N/A | Core | Core | 739.45
SITE_01779 | Multifamily Residence | Apartment Building (3 or fewer floors) | Western Washington | ABERDEEN | WA | 98520 |  | Grays Harbor | BPA | 41409 |  | 739.45 |  | 1 |  | 1 |  | GRAYS HARBOR PUD | 7548 | Y | N/A | 2017-03-21 | BLDG_00489 | N/A | N/A | N/A | Core | Core | 739.45
SITE_01780 | Multifamily Residence | Apartment Building (3 or fewer floors) | Puget Sound | LAKEWOOD | WA | 98499 |  | Pierce | BPA | 44879 |  | 2804.94 |  | 1 |  | 1 |  | LAKEVIEW POWER & LIGHT | 10627 | Y | N/A | 2016-09-10 | BLDG_00490 | N/A | N/A | N/A | Core | Core | 2804.94
SITE_01781 | Multifamily Residence | Apartment Building (3 or fewer floors) | Puget Sound | BELLEVUE | WA | 98007 |  | King | PSE - King County | 104014 |  | 2000.27 |  | 1 |  | 1 |  | PUGET SOUND ENERGY | 15500 | N | N/A | 2016-09-10 | BLDG_00491 | N/A | N/A | N/A | Core | Core | 2000.27
SITE_01782 | Single Family | Single Family Detached | Western Washington | KELSO | WA | 98626 |  | Cowlitz | BPA | 292663 |  | 2986.36 |  | 1 |  | 1 |  | COWLITZ PUD | 4442 | Y | N/A | 2017-03-14 | N/A | N/A | N/A | N/A | Core | Core | 3434
SITE_01783 | Multifamily Residence | Apartment Building (3 or fewer floors) | Western Washington | KELSO | WA | 98626 |  | Cowlitz | BPA | 41409 |  | 739.45 |  | 1 |  | 1 |  | COWLITZ PUD | 4442 | Y | N/A | 2017-03-09 | BLDG_00492 | N/A | N/A | N/A | Core | Core | 739.45
SITE_01784 | Multifamily Residence | Apartment Building (3 or fewer floors) | Puget Sound | FEDERAL WAY | WA | 98023 |  | King | PSE - King County | 104014 |  | 2000.27 |  | 1 |  | 1 |  | PUGET SOUND ENERGY | 15500 | N | N/A | 2016-09-10 | BLDG_00493 | N/A | N/A | N/A | Core | Core | 2000.27
SITE_01785 | Multifamily Residence | Apartment Building (3 or fewer floors) | Western Washington | LONGVIEW | WA | 98632 |  | Cowlitz | BPA | 41409 |  | 739.45 |  | 1 |  | 1 |  | COWLITZ PUD | 4442 | Y | N/A | 2017-03-09 | BLDG_00050 | N/A | N/A | N/A | Core | Core | 739.45
SITE_01786 | Multifamily Residence | Apartment Building (3 or fewer floors) | Western Washington | VANCOUVER | WA | 98661 |  | Clark | BPA | 41409 |  | 739.45 |  | 1 |  | 1 |  | CLARK PUD | 3660 | Y | N/A | 2017-03-16 | BLDG_00495 | N/A | N/A | N/A | Core | Core | 739.45
SITE_01787 | Single Family | Single Family Detached | Western Washington | VANCOUVER | WA | 98661 |  | Clark | BPA | 292663 |  | 2986.36 |  | 1 |  | 1 |  | CLARK PUD | 3660 | Y | N/A | 2017-03-04 | N/A | N/A | N/A | N/A | Core | Core | 2346.7937
SITE_01788 | Single Family | Duplex, Triplex, or Fourplex | Western Washington | VANCOUVER | WA | 98662 |  | Clark | BPA | 292663 |  | 2986.36 |  | 1 |  | 1 |  | CLARK PUD | 3660 | Y | N/A | 2017-03-14 | N/A | N/A | N/A | N/A | Core | Core | 2986.36
SITE_01789 | Multifamily Residence | Apartment Building (3 or fewer floors) | Western Washington | VANCOUVER | WA | 98665 |  | Clark | BPA | 41409 |  | 739.45 |  | 1 |  | 1 |  | CLARK PUD | 3660 | Y | N/A | 2017-03-15 | BLDG_00496 | N/A | N/A | N/A | Core | Core | 739.45
SITE_01790 | Single Family | Single Family Detached | Western Washington | BATTLE GROUND | WA | 98604 |  | Clark | BPA | 292663 |  | 2986.36 |  | 1 |  | 1 |  | CLARK PUD | 3660 | Y | NW NATURAL GAS | 2017-03-16 | N/A | N/A | N/A | N/A | Core | Core | 2346.7937
SITE_01791 | Single Family | Duplex, Triplex, or Fourplex | Western Washington | VANCOUVER | WA | 98683 |  | Clark | BPA | 292663 |  | 2986.36 |  | 1 |  | 1 |  | CLARK PUD | 3660 | Y | N/A | 2017-03-04 | N/A | N/A | N/A | N/A | Core | Core | 2346.7937
SITE_01792 | Multifamily Residence | Apartment Building (3 or fewer floors) | Western Washington | VANCOUVER | WA | 98683 |  | Clark | BPA | 41409 |  | 739.45 |  | 1 |  | 1 |  | CLARK PUD | 3660 | Y | N/A | 2017-03-07 | BLDG_00497 | N/A | N/A | N/A | Core | Core | 739.45
SITE_01793 | Single Family | Duplex, Triplex, or Fourplex | Western Washington | VANCOUVER | WA | 98685 |  | Clark | BPA | 292663 |  | 2986.36 |  | 1 |  | 1 |  | CLARK PUD | 3660 | Y | N/A | 2017-03-02 | N/A | N/A | N/A | N/A | Core | Core | 2346.7937
SITE_01794 | Multifamily Residence | Apartment Building (3 or fewer floors) | Puget Sound | BELLEVUE | WA | 98008 |  | King | PSE - King County | 104014 |  | 2000.27 |  | 1 |  | 1 |  | PUGET SOUND ENERGY | 15500 | N | N/A | 2016-11-10 | BLDG_00498 | N/A | N/A | N/A | Core | Core | 2000.27
SITE_01795 | Multifamily Residence | Apartment Building (3 or fewer floors) | Puget Sound | BOTHELL | WA | 98021 |  | Snohomish | SnoPUD | 56059 |  | 2002.11 |  | 1 |  | 1 |  | SNOHOMISH PUD | 17470 | Y | N/A | 2016-11-14 | BLDG_00499 | N/A | N/A | N/A | Core | Core | 2002.11
SITE_01796 | Single Family | Townhome or Rowhome | Puget Sound | EDMONDS | WA | 98026 |  | Snohomish | SnoPUD | 228091 |  | 3801.52 |  | 1 |  | 1 |  | SNOHOMISH PUD | 17470 | Y | N/A | 2016-11-10 | N/A | N/A | N/A | N/A | Core | Core | 3955.5333
SITE_01797 | Multifamily Residence | Apartment Building (3 or fewer floors) | Puget Sound | KENT | WA | 98030 |  | King | PSE - King County | 104014 |  | 2000.27 |  | 1 |  | 1 |  | PUGET SOUND ENERGY | 15500 | N | N/A | 2016-11-14 | BLDG_00500 | N/A | N/A | N/A | Core | Core | 2000.27
SITE_01798 | Multifamily Residence | Apartment Building (3 or fewer floors) | Puget Sound | KIRKLAND | WA | 98033 |  | King | PSE - King County | 104014 |  | 2000.27 |  | 1 |  | 1 |  | PUGET SOUND ENERGY | 15500 | N | N/A | 2016-11-02 | BLDG_00501 | N/A | N/A | N/A | Core | Core | 2000.27
SITE_01799 | Multifamily Residence | Apartment Building (3 or fewer floors) | Puget Sound | KIRKLAND | WA | 98034 |  | King | PSE - King County | 104014 |  | 2000.27 |  | 1 |  | 1 |  | PUGET SOUND ENERGY | 15500 | N | N/A | 2016-11-15 | BLDG_00502 | N/A | N/A | N/A | Core | Core | 2000.27
SITE_01800 | Multifamily Residence | Apartment Building (3 or fewer floors) | Puget Sound | MERCER ISLAND | WA | 98040 |  | King | PSE - King County | 104014 |  | 2000.27 |  | 1 |  | 1 |  | PUGET SOUND ENERGY | 15500 | N | N/A | 2016-11-11 | BLDG_00503 | N/A | N/A | N/A | Core | Core | 2000.27
SITE_01801 | Multifamily Residence | Apartment Building (4 to 6 floors) | Puget Sound | RENTON | WA | 98055 |  | King | PSE - King County | 104014 |  | 2000.27 |  | 1 |  | 1 |  | PUGET SOUND ENERGY | 15500 | N | N/A | 2016-11-04 | BLDG_00504 | N/A | N/A | N/A | Core | Core | 2000.27
SITE_01802 | Single Family | Single Family Detached | Puget Sound | LYNNWOOD | WA | 98087 |  | Snohomish | SnoPUD | 228091 |  | 3801.52 |  | 1 |  | 1 |  | SNOHOMISH PUD | 17470 | Y | N/A | 2016-11-11 | N/A | N/A | N/A | N/A | Core | Core | 3955.5333
SITE_01803 | Multifamily Residence | Apartment Building (More than 6 floors) | Puget Sound | SEATTLE | WA | 98101 |  | King | SCL | 148177 |  | 2002.39 |  | 1 |  | 1 |  | SEATTLE CITY LIGHT | 16868 | Y | N/A | 2016-11-17 | BLDG_00505 | N/A | N/A | N/A | Core | Core | 2002.39
SITE_01804 | Multifamily Residence | Apartment Building (4 to 6 floors) | Puget Sound | SEATTLE | WA | 98102 |  | King | SCL | 148177 |  | 2002.39 |  | 1 |  | 1 |  | SEATTLE CITY LIGHT | 16868 | Y | N/A | 2016-10-20 | BLDG_00506 | N/A | N/A | N/A | Core | Core | 2002.39
SITE_01805 | Single Family | Single Family Detached | Puget Sound | SEATTLE | WA | 98102 |  | King | SCL EH | 36440 |  | 597.38 |  | 1 |  | 1 |  | SEATTLE CITY LIGHT | 16868 | Y | N/A | 2016-11-16 | N/A | N/A | N/A | N/A | Core | Core | 653.4162
SITE_01806 | Multifamily Residence | Apartment Building (4 to 6 floors) | Puget Sound | SEATTLE | WA | 98109 |  | King | SCL | 148177 |  | 2002.39 |  | 1 |  | 1 |  | SEATTLE CITY LIGHT | 16868 | Y | N/A | 2016-11-08 | BLDG_00507 | N/A | N/A | N/A | Core | Core | 2002.39
SITE_01807 | Multifamily Residence | Apartment Building (4 to 6 floors) | Puget Sound | SEATTLE | WA | 98109 |  | King | SCL | 148177 |  | 2002.39 |  | 1 |  | 1 |  | SEATTLE CITY LIGHT | 16868 | Y | N/A | 2016-11-07 | BLDG_00508 | N/A | N/A | N/A | Core | Core | 2002.39
SITE_01808 | Multifamily Residence | Apartment Building (4 to 6 floors) | Puget Sound | SEATTLE | WA | 98109 |  | King | SCL | 148177 |  | 2002.39 |  | 1 |  | 1 |  | SEATTLE CITY LIGHT | 16868 | Y | N/A | 2016-11-14 | BLDG_00509 | N/A | N/A | N/A | Core | Core | 2002.39
SITE_01809 | Single Family | Single Family Detached | Puget Sound | SEATTLE | WA | 98109 |  | King | SCL Not LI or EH | 155883 |  | 2259.17 |  | 1 |  | 1 |  | SEATTLE CITY LIGHT | 16868 | Y | PUGET SOUND ENERGY | 2016-11-08 | N/A | N/A | N/A | N/A | Core | Core | 2471.1038
SITE_01810 | Multifamily Residence | Apartment Building (3 or fewer floors) | Puget Sound | SEATTLE | WA | 98119 |  | King | SCL | 148177 |  | 2002.39 |  | 1 |  | 1 |  | SEATTLE CITY LIGHT | 16868 | Y | N/A | 2016-11-07 | BLDG_00510 | N/A | N/A | N/A | Core | Core | 2002.39
SITE_01811 | Multifamily Residence | Apartment Building (4 to 6 floors) | Puget Sound | SEATTLE | WA | 98119 |  | King | SCL | 148177 |  | 2002.39 |  | 1 |  | 1 |  | SEATTLE CITY LIGHT | 16868 | Y | N/A | 2016-10-21 | BLDG_00511 | N/A | N/A | N/A | Core | Core | 2002.39
SITE_01812 | Multifamily Residence | Apartment Building (4 to 6 floors) | Puget Sound | SEATTLE | WA | 98122 |  | King | SCL | 148177 |  | 2002.39 |  | 1 |  | 1 |  | SEATTLE CITY LIGHT | 16868 | Y | N/A | 2016-10-22 | BLDG_00512 | N/A | N/A | N/A | Core | Core | 2002.39
SITE_01813 | Multifamily Residence | Apartment Building (4 to 6 floors) | Puget Sound | SEATTLE | WA | 98122 |  | King | SCL | 148177 |  | 2002.39 |  | 1 |  | 1 |  | SEATTLE CITY LIGHT | 16868 | Y | N/A | 2016-10-06 | BLDG_00513 | N/A | N/A | N/A | Core | Core | 2002.39
SITE_01814 | Multifamily Residence | Apartment Building (4 to 6 floors) | Puget Sound | SEATTLE | WA | 98126 |  | King | SCL | 148177 |  | 2002.39 |  | 1 |  | 1 |  | SEATTLE CITY LIGHT | 16868 | Y | N/A | 2016-10-20 | BLDG_00514 | N/A | N/A | N/A | Core | Core | 2002.39
SITE_01815 | Multifamily Residence | Apartment Building (More than 6 floors) | Puget Sound | SEATTLE | WA | 98144 |  | King | SCL | 148177 |  | 2002.39 |  | 1 |  | 1 |  | SEATTLE CITY LIGHT | 16868 | Y | N/A | 2016-11-07 | BLDG_00515 | N/A | N/A | N/A | Core | Core | 2002.39
SITE_01816 | Multifamily Residence | Apartment Building (4 to 6 floors) | Puget Sound | SEATTLE | WA | 98199 |  | King | SCL | 148177 |  | 2002.39 |  | 1 |  | 1 |  | SEATTLE CITY LIGHT | 16868 | Y | N/A | 2016-10-18 | BLDG_00516 | N/A | N/A | N/A | Core | Core | 2002.39
SITE_01817 | Multifamily Residence | Apartment Building (3 or fewer floors) | Puget Sound | EVERETT | WA | 98203 |  | Snohomish | SnoPUD | 56059 |  | 2002.11 |  | 1 |  | 1 |  | SNOHOMISH PUD | 17470 | Y | N/A | 2016-11-09 | BLDG_00517 | N/A | N/A | N/A | Core | Core | 2002.11
SITE_01818 | Single Family | Duplex, Triplex, or Fourplex | Puget Sound | BELLINGHAM | WA | 98225 |  | Whatcom | PSE | 679140 |  | 12576.67 |  | 1 |  | 1 |  | PUGET SOUND ENERGY | 15500 | N | CASCADE NATURAL GAS | 2016-11-10 | N/A | N/A | N/A | N/A | Core | Core | 10381.2619
SITE_01819 | Multifamily Residence | Apartment Building (3 or fewer floors) | Puget Sound | MARYSVILLE | WA | 98271 |  | Snohomish | SnoPUD | 56059 |  | 2002.11 |  | 1 |  | 1 |  | SNOHOMISH PUD | 17470 | Y | N/A | 2016-11-16 | BLDG_00518 | N/A | N/A | N/A | Core | Core | 2002.11
SITE_01820 | Manufactured | Double Wide | Western Oregon | SPRINGFIELD | OR | 97477 |  | Lane | BPA | 36688 |  | 894.83 |  | 1 |  | 1 |  | SPRINGFIELD UTILITY BOARD | 17839 | Y | N/A | 2017-04-14 | N/A | N/A | N/A | N/A | Core | Core | 894.83
SITE_01821 | Manufactured | Double Wide | Western Oregon | CORVALLIS | OR | 97330 |  | Benton | Non-BPA | 69806 |  | 1745.15 |  | 1 |  | 1 |  | PACIFIC POWER | 14354 | N | N/A | 2017-04-04 | N/A | N/A | N/A | N/A | Core | Core | 1745.15
SITE_01822 | Manufactured | Double Wide | Western Oregon | NEWBERG | OR | 97132 |  | Washington | Non-BPA | 69806 |  | 1745.15 |  | 1 |  | 1 |  | PORTLAND GENERAL ELECTRIC | 15248 | N | N/A | 2017-04-03 | N/A | N/A | N/A | N/A | Core | Core | 1745.15
SITE_01823 | Manufactured | Double Wide | Western Oregon | AURORA | OR | 97002 |  | Marion | Non-BPA | 69806 |  | 1745.15 |  | 1 |  | 1 |  | PORTLAND GENERAL ELECTRIC | 15248 | N | N/A | 2017-04-21 | N/A | N/A | N/A | N/A | Core | Core | 1745.15
SITE_01824 | Manufactured | Double Wide | Western Oregon | LEBANON | OR | 97355 |  | Linn | Non-BPA | 69806 |  | 1745.15 |  | 1 |  | 1 |  | PACIFIC POWER | 14354 | N | N/A | 2017-04-06 | N/A | N/A | N/A | N/A | Core | Core | 1745.15
SITE_01825 | Manufactured | Double Wide | Western Oregon | MOLALLA | OR | 97038 |  | Clackamas | Non-BPA | 69806 |  | 1745.15 |  | 2 |  | 2 |  | PORTLAND GENERAL ELECTRIC | 15248 | N | N/A | 2017-04-28 | N/A | N/A | N/A | N/A | Core | Core | 1745.15
SITE_01826 | Manufactured | Double Wide | Western Oregon | SILVERTON | OR | 97381 |  | Marion | Non-BPA | 69806 |  | 1745.15 |  | 1 |  | 1 |  | PORTLAND GENERAL ELECTRIC | 15248 | N | N/A | 2017-04-17 | N/A | N/A | N/A | N/A | Core | Core | 1745.15
SITE_01827 | Manufactured | Double Wide | Western Oregon | FOREST GROVE | OR | 97116 |  | Washington | BPA | 36688 |  | 894.83 |  | 1 |  | 1 |  | CITY OF FOREST GROVE | 6582 | Y | N/A | 2017-04-18 | N/A | N/A | N/A | N/A | Core | Core | 894.83
SITE_01828 | Manufactured | Double Wide | Western Oregon | SHERIDAN | OR | 97378 |  | Yamhill | Non-BPA | 69806 |  | 1745.15 |  | 1 |  | 1 |  | PORTLAND GENERAL ELECTRIC | 15248 | N | N/A | 2017-04-27 | N/A | N/A | N/A | N/A | Core | Core | 1745.15
SITE_01829 | Manufactured | Double Wide | Western Oregon | LINCOLN CITY | OR | 97367 |  | Lincoln | Non-BPA | 69806 |  | 1745.15 |  | 1 |  | 1 |  | PACIFIC POWER | 14354 | N | NW NATURAL GAS | 2017-04-04 | N/A | N/A | N/A | N/A | Core | Core | 1745.15
SITE_01830 | Manufactured | Single Wide | Western Oregon | GRANTS PASS | OR | 97526 |  | Josephine | Non-BPA | 69806 |  | 1745.15 |  | 1 |  | 2 |  | PACIFIC POWER | 14354 | N | N/A | 2017-05-02 | N/A | N/A | N/A | N/A | Core | Core | 1745.15
SITE_01831 | Manufactured | Triple Wide | Western Oregon | FLORENCE | OR | 97439 |  | Lane | BPA | 36688 |  | 894.83 |  | 1 |  | 1 |  | CENTRAL LINCOLN PUD | 3264 | Y | N/A | 2017-04-13 | N/A | N/A | N/A | N/A | Core | Core | 894.83
SITE_01832 | Manufactured | Double Wide | Western Oregon | NEWPORT | OR | 97365 |  | Lincoln | BPA | 36688 |  | 894.83 |  | 1 |  | 1 |  | CENTRAL LINCOLN PUD | 3264 | Y | N/A | 2017-04-04 | N/A | N/A | N/A | N/A | Core | Core | 894.83
SITE_01833 | Manufactured | Double Wide | Western Oregon | PORTLAND | OR | 97224 |  | Washington | Non-BPA | 69806 |  | 1745.15 |  | 1 |  | 1 |  | PORTLAND GENERAL ELECTRIC | 15248 | N | NW NATURAL GAS | 2017-04-28 | N/A | N/A | N/A | N/A | Core | Core | 1745.15
SITE_01834 | Manufactured | Double Wide | Western Oregon | MAPLETON | OR | 97453 |  | Lane | BPA | 36688 |  | 894.83 |  | 1 |  | 1 |  | CENTRAL LINCOLN PUD | 3264 | Y | N/A | 2017-04-10 | N/A | N/A | N/A | N/A | Core | Core | 894.83
SITE_01835 | Manufactured | Double Wide | Western Oregon | SPRINGFIELD | OR | 97478 |  | Lane | BPA | 36688 |  | 894.83 |  | 1 |  | 1 |  | SPRINGFIELD UTILITY BOARD | 17839 | Y | N/A | 2017-04-11 | N/A | N/A | N/A | N/A | Core | Core | 894.83
SITE_01836 | Manufactured | Double Wide | Western Oregon | MAPLETON | OR | 97453 |  | Lane | BPA | 36688 |  | 894.83 |  | 1 |  | 1 |  | CENTRAL LINCOLN PUD | 3264 | Y | N/A | 2017-04-12 | N/A | N/A | N/A | N/A | Core | Core | 894.83
SITE_01837 | Manufactured | Double Wide | Western Oregon | SWEET HOME | OR | 97386 |  | Linn | Non-BPA | 69806 |  | 1745.15 |  | 1 |  | 1 |  | PACIFIC POWER | 14354 | N | N/A | 2017-04-26 | N/A | N/A | N/A | N/A | Core | Core | 1745.15
SITE_01838 | Manufactured | Double Wide | Western Oregon | EUGENE | OR | 97402 |  | Lane | BPA | 36688 |  | 894.83 |  | 1 |  | 1 |  | EUGENE WATER AND ELECTRIC BOARD | 6013 | Y | N/A | 2017-04-07 | N/A | N/A | N/A | N/A | Core | Core | 894.83
SITE_01839 | Manufactured | Double Wide | Western Oregon | LEBANON | OR | 97355 |  | Linn | Non-BPA | 69806 |  | 1745.15 |  | 1 |  | 1 |  | PACIFIC POWER | 14354 | N | N/A | 2017-04-26 | N/A | N/A | N/A | N/A | Core | Core | 1745.15
SITE_01840 | Manufactured | Double Wide | Western Oregon | FLORENCE | OR | 97439 |  | Lane | BPA | 36688 |  | 894.83 |  | 1 |  | 1 |  | CENTRAL LINCOLN PUD | 3264 | Y | N/A | 2017-04-13 | N/A | N/A | N/A | N/A | Core | Core | 894.83
SITE_01841 | Manufactured | Double Wide | Western Oregon | ELKTON | OR | 97436 |  | Douglas | BPA | 36688 |  | 894.83 |  | 1 |  | 2 |  | DOUGLAS ELECTRIC COOPERATIVE | 5327 | Y | N/A | 2017-04-10 | N/A | N/A | N/A | N/A | Core | Core | 894.83
SITE_01842 | Manufactured | Double Wide | Western Oregon | LINCOLN CITY | OR | 97367 |  | Lincoln | Non-BPA | 69806 |  | 1745.15 |  | 1 |  | 1 |  | PACIFIC POWER | 14354 | N | NW NATURAL GAS | 2017-04-17 | N/A | N/A | N/A | N/A | Core | Core | 1745.15
SITE_01843 | Manufactured | Double Wide | Western Oregon | JEFFERSON | OR | 97352 |  | Marion | Non-BPA | 69806 |  | 1745.15 |  | 1 |  | 1 |  | PACIFIC POWER | 14354 | N | N/A | 2017-04-25 | N/A | N/A | N/A | N/A | Core | Core | 1745.15
SITE_01844 | Manufactured | Double Wide | Western Oregon | COTTAGE GROVE | OR | 97424 |  | Lane | BPA | 36688 |  | 894.83 |  | 1 |  | 1 |  | EMERALD PEOPLE'S UTILITY DISTRICT | 40437 | Y | N/A | 2017-04-06 | N/A | N/A | N/A | N/A | Core | Core | 894.83
SITE_01845 | Manufactured | Double Wide | Western Oregon | COTTAGE GROVE | OR | 97424 |  | Lane | BPA | 36688 |  | 894.83 |  | 1 |  | 1 |  | EMERALD PEOPLE'S UTILITY DISTRICT | 40437 | Y | N/A | 2017-04-07 | N/A | N/A | N/A | N/A | Core | Core | 894.83
SITE_01846 | Manufactured | Double Wide | Western Oregon | SHERIDAN | OR | 97378 |  | Polk | Non-BPA | 69806 |  | 1745.15 |  | 1 |  | 1 |  | PORTLAND GENERAL ELECTRIC | 15248 | N | N/A | 2017-04-27 | N/A | N/A | N/A | N/A | Core | Core | 1745.15
SITE_01847 | Manufactured | Double Wide | Western Oregon | BEAVERTON | OR | 97008 |  | Washington | Non-BPA | 69806 |  | 1745.15 |  | 1 |  | 1 |  | PORTLAND GENERAL ELECTRIC | 15248 | N | N/A | 2017-04-19 | N/A | N/A | N/A | N/A | Core | Core | 1745.15
SITE_01848 | Manufactured | Double Wide | Western Oregon | LEBANON | OR | 97355 |  | Linn | BPA | 36688 |  | 894.83 |  | 1 |  | 1 |  | CONSUMERS POWER INC | 4743 | Y | N/A | 2017-04-05 | N/A | N/A | N/A | N/A | Core | Core | 894.83
SITE_01849 | Manufactured | Double Wide | Western Oregon | LEBANON | OR | 97355 |  | Linn | BPA | 36688 |  | 894.83 |  | 1 |  | 1 |  | CONSUMERS POWER INC | 4743 | Y | N/A | 2017-04-06 | N/A | N/A | N/A | N/A | Core | Core | 894.83
SITE_01850 | Manufactured | Double Wide | Western Oregon | LEBANON | OR | 97355 |  | Linn | Non-BPA | 69806 |  | 1745.15 |  | 1 |  | 1 |  | PACIFIC POWER | 14354 | N | N/A | 2017-04-24 | N/A | N/A | N/A | N/A | Core | Core | 1745.15
SITE_01851 | Manufactured | Double Wide | Western Oregon | BROWNSVILLE | OR | 97327 |  | Linn | Non-BPA | 69806 |  | 1745.15 |  | 1 |  | 1 |  | PACIFIC POWER | 14354 | N | NW NATURAL GAS | 2017-04-25 | N/A | N/A | N/A | N/A | Core | Core | 1745.15
SITE_01852 | Manufactured | Double Wide | Western Oregon | TUALATIN | OR | 97062 |  | Washington | Non-BPA | 69806 |  | 1745.15 |  | 1 |  | 1 |  | PORTLAND GENERAL ELECTRIC | 15248 | N | N/A | 2017-04-21 | N/A | N/A | N/A | N/A | Core | Core | 1745.15
SITE_01853 | Manufactured | Double Wide | Western Oregon | ALBANY | OR | 97322 |  | Linn | Non-BPA | 69806 |  | 1745.15 |  | 1 |  | 1 |  | PACIFIC POWER | 14354 | N | N/A | 2017-04-26 | N/A | N/A | N/A | N/A | Core | Core | 1745.15
SITE_01854 | Manufactured | Double Wide | Western Oregon | CENTRAL POINT | OR | 97502 |  | Jackson | Non-BPA | 69806 |  | 1745.15 |  | 1 |  | 3 |  | PACIFIC POWER | 14354 | N | AVISTA | 2017-05-02 | N/A | N/A | N/A | N/A | Core | Core | 1745.15
SITE_01855 | Manufactured | Double Wide | Western Oregon | ALBANY | OR | 97322 |  | Linn | BPA | 36688 |  | 894.83 |  | 1 |  | 1 |  | CONSUMERS POWER INC | 4743 | Y | N/A | 2017-04-24 | N/A | N/A | N/A | N/A | Core | Core | 894.83
SITE_01856 | Manufactured | Double Wide | Western Oregon | GOLD HILL | OR | 97525 |  | Jackson | Non-BPA | 69806 |  | 1745.15 |  | 1 |  | 3 |  | PACIFIC POWER | 14354 | N | N/A | 2017-05-02 | N/A | N/A | N/A | N/A | Core | Core | 1745.15
SITE_01857 | Manufactured | Single Wide | Western Oregon | ALBANY | OR | 97322 |  | Linn | Non-BPA | 69806 |  | 1745.15 |  | 1 |  | 1 |  | PACIFIC POWER | 14354 | N | N/A | 2017-04-24 | N/A | N/A | N/A | N/A | Core | Core | 1745.15
SITE_01858 | Manufactured | Double Wide | Western Oregon | LEBANON | OR | 97355 |  | Linn | BPA | 36688 |  | 894.83 |  | 1 |  | 1 |  | CONSUMERS POWER INC | 4743 | Y | N/A | 2017-04-25 | N/A | N/A | N/A | N/A | Core | Core | 894.83
SITE_01859 | Manufactured | Double Wide | Western Oregon | CORVALLIS | OR | 97330 |  | Benton | Non-BPA | 69806 |  | 1745.15 |  | 1 |  | 1 |  | PACIFIC POWER | 14354 | N | N/A | 2017-07-28 | N/A | N/A | N/A | N/A | Core | Core | 1745.15
SITE_01860 | Manufactured | Double Wide | Western Oregon | CORVALLIS | OR | 97330 |  | Benton | Non-BPA | 69806 |  | 1745.15 |  | 1 |  | 1 |  | PACIFIC POWER | 14354 | N | N/A | 2017-07-28 | N/A | N/A | N/A | N/A | Core | Core | 1745.15
SITE_01861 | Manufactured | Double Wide | Western Oregon | WINSTON | OR | 97496 |  | Douglas | Non-BPA | 69806 |  | 1745.15 |  | 1 |  | 2 |  | PACIFIC POWER | 14354 | N | N/A | 2017-07-26 | N/A | N/A | N/A | N/A | Core | Core | 1745.15
SITE_01862 | Manufactured | Single Wide | Western Oregon | IDLEYLD PARK | OR | 97447 |  | Douglas | Non-BPA | 69806 |  | 1745.15 |  | 1 |  | 2 |  | PACIFIC POWER | 14354 | N | N/A | 2017-07-27 | N/A | N/A | N/A | N/A | Core | Core | 1745.15
SITE_01863 | Manufactured | Single Wide | Western Oregon | ROSEBURG | OR | 97470 |  | Douglas | Non-BPA | 69806 |  | 1745.15 |  | 1 |  | 2 |  | PACIFIC POWER | 14354 | N | N/A | 2017-07-26 | N/A | N/A | N/A | N/A | Core | Core | 1745.15
SITE_01864 | Manufactured | Double Wide | Western Oregon | MARCOLA | OR | 97454 |  | Lane | BPA | 36688 |  | 894.83 |  | 1 |  | 1 |  | EMERALD PEOPLE'S UTILITY DISTRICT | 40437 | Y | N/A | 2017-07-26 | N/A | N/A | N/A | N/A | Core | Core | 894.83
SITE_01865 | Manufactured | Double Wide | Western Oregon | SUTHERLIN | OR | 97479 |  | Douglas | Non-BPA | 69806 |  | 1745.15 |  | 1 |  | 2 |  | PACIFIC POWER | 14354 | N | N/A | 2017-07-27 | N/A | N/A | N/A | N/A | Core | Core | 1745.15
SITE_01866 | Manufactured | Double Wide | Western Oregon | REEDSPORT | OR | 97467 |  | Douglas | BPA | 36688 |  | 894.83 |  | 1 |  | 2 |  | CENTRAL LINCOLN PUD | 3264 | Y | N/A | 2017-07-25 | N/A | N/A | N/A | N/A | Core | Core | 894.83
SITE_01867 | Manufactured | Double Wide | Western Oregon | ROSEBURG | OR | 97470 |  | Douglas | Non-BPA | 69806 |  | 1745.15 |  | 1 |  | 2 |  | PACIFIC POWER | 14354 | N | N/A | 2017-07-26 | N/A | N/A | N/A | N/A | Core | Core | 1745.15
SITE_01868 | Manufactured | Double Wide | Western Oregon | SUTHERLIN | OR | 97479 |  | Douglas | Non-BPA | 69806 |  | 1745.15 |  | 1 |  | 2 |  | PACIFIC POWER | 14354 | N | N/A | 2017-07-28 | N/A | N/A | N/A | N/A | Core | Core | 1745.15
SITE_01869 | Manufactured | Double Wide | Western Oregon | FLORENCE | OR | 97439 |  | Lane | BPA | 36688 |  | 894.83 |  | 1 |  | 1 |  | CENTRAL LINCOLN PUD | 3264 | Y | N/A | 2017-04-13 | N/A | N/A | N/A | N/A | Core | Core | 894.83
SITE_01870 | Manufactured | Modular / Prefab | Western Oregon | NEHALEM | OR | 97131 |  | Tillamook | BPA | 36688 |  | 894.83 |  | 1 |  | 1 |  | TILLAMOOK PUD | 18917 | Y | N/A | 2017-07-26 | N/A | N/A | N/A | N/A | BPA | Oversample | 894.83
SITE_01871 | Manufactured | Double Wide | Western Oregon | SUTHERLIN | OR | 97479 |  | Douglas | Non-BPA | 69806 |  | 1745.15 |  | 1 |  | 2 |  | PACIFIC POWER | 14354 | N | N/A | 2017-07-26 | N/A | N/A | N/A | N/A | Core | Core | 1745.15
SITE_01873 | Multifamily Residence | Apartment Building (4 to 6 floors) | Western Oregon | PORTLAND | OR | 97209 |  | Multnomah | Non-BPA | 206736 |  | 4053.65 |  | 1 |  | 2 |  | PORTLAND GENERAL ELECTRIC | 15248 | N | N/A | 2017-04-20 | BLDG_00520 | N/A | N/A | N/A | Core | Core | 4053.65
SITE_01874 | Multifamily Residence | Apartment Building (3 or fewer floors) | Western Oregon | PORTLAND | OR | 97210 |  | Multnomah | Non-BPA | 206736 |  | 4053.65 |  | 1 |  | 2 |  | PORTLAND GENERAL ELECTRIC | 15248 | N | NW NATURAL GAS | 2017-04-21 | BLDG_00521 | N/A | N/A | N/A | Core | Core | 4053.65
SITE_01875 | Multifamily Residence | Apartment Building (3 or fewer floors) | Western Oregon | PORTLAND | OR | 97225 |  | Washington | Non-BPA | 206736 |  | 4053.65 |  | 1 |  | 1 |  | PORTLAND GENERAL ELECTRIC | 15248 | N | N/A | 2017-04-21 | BLDG_00522 | N/A | N/A | N/A | Core | Core | 4053.65
SITE_01876 | Multifamily Residence | Apartment Building (3 or fewer floors) | Western Oregon | PORTLAND | OR | 97229 |  | Washington | Non-BPA | 206736 |  | 4053.65 |  | 1 |  | 1 |  | PORTLAND GENERAL ELECTRIC | 15248 | N | N/A | 2017-04-20 | BLDG_00523 | N/A | N/A | N/A | Core | Core | 4053.65
SITE_01877 | Multifamily Residence | Apartment Building (3 or fewer floors) | Western Oregon | PORTLAND | OR | 97229 |  | Washington | Non-BPA | 206736 |  | 4053.65 |  | 1 |  | 1 |  | PORTLAND GENERAL ELECTRIC | 15248 | N | N/A | 2017-04-20 | BLDG_00524 | N/A | N/A | N/A | Core | Core | 4053.65
SITE_01878 | Multifamily Residence | Apartment Building (4 to 6 floors) | Western Oregon | PORTLAND | OR | 97229 |  | Washington | Non-BPA | 206736 |  | 4053.65 |  | 1 |  | 1 |  | PORTLAND GENERAL ELECTRIC | 15248 | N | N/A | 2017-04-19 | BLDG_00525 | N/A | N/A | N/A | Core | Core | 4053.65
SITE_01879 | Single Family | Duplex, Triplex, or Fourplex | Western Oregon | PORTLAND | OR | 97239 |  | Multnomah | Non-BPA | 816416 |  | 8874.09 |  | 1 |  | 2 |  | PORTLAND GENERAL ELECTRIC | 15248 | N | NW NATURAL GAS | 2017-04-19 | N/A | N/A | N/A | N/A | Core | Core | 8874.09
SITE_01880 | Multifamily Residence | Apartment Building (3 or fewer floors) | Western Oregon | SALEM | OR | 97302 |  | Marion | Non-BPA | 206736 |  | 4053.65 |  | 1 |  | 1 |  | PORTLAND GENERAL ELECTRIC | 15248 | N | N/A | 2017-04-07 | BLDG_00526 | N/A | N/A | N/A | Core | Core | 4053.65
SITE_01881 | Multifamily Residence | Apartment Building (3 or fewer floors) | Western Oregon | SALEM | OR | 97306 |  | Marion | Non-BPA | 206736 |  | 4053.65 |  | 1 |  | 1 |  | PORTLAND GENERAL ELECTRIC | 15248 | N | N/A | 2017-04-03 | BLDG_00527 | N/A | N/A | N/A | Core | Core | 4053.65
SITE_01882 | Multifamily Residence | Apartment Building (3 or fewer floors) | Western Oregon | ALBANY | OR | 97322 |  | Linn | Non-BPA | 206736 |  | 4053.65 |  | 1 |  | 1 |  | PACIFIC POWER | 14354 | N | N/A | 2017-04-03 | BLDG_00528 | N/A | N/A | N/A | Core | Core | 4053.65
SITE_01883 | Multifamily Residence | Apartment Building (3 or fewer floors) | Western Oregon | CORVALLIS | OR | 97333 |  | Benton | Non-BPA | 206736 |  | 4053.65 |  | 1 |  | 1 |  | PACIFIC POWER | 14354 | N | N/A | 2017-04-12 | BLDG_00529 | N/A | N/A | N/A | Core | Core | 4053.65
SITE_01884 | Multifamily Residence | Apartment Building (More than 6 floors) | Western Oregon | EUGENE | OR | 97401 |  | Lane | BPA | 45845 |  | 751.56 |  | 1 |  | 1 |  | EUGENE WATER AND ELECTRIC BOARD | 6013 | Y | N/A | 2017-04-12 | BLDG_00530 | N/A | N/A | N/A | Core | Core | 751.56
SITE_01885 | Multifamily Residence | Apartment Building (3 or fewer floors) | Western Oregon | EUGENE | OR | 97401 |  | Lane | BPA | 45845 |  | 751.56 |  | 1 |  | 1 |  | EUGENE WATER AND ELECTRIC BOARD | 6013 | Y | N/A | 2017-04-10 | BLDG_00531 | N/A | N/A | N/A | Core | Core | 751.56
SITE_01886 | Multifamily Residence | Apartment Building (3 or fewer floors) | Western Oregon | EUGENE | OR | 97402 |  | Lane | BPA | 45845 |  | 751.56 |  | 1 |  | 1 |  | EUGENE WATER AND ELECTRIC BOARD | 6013 | Y | N/A | 2017-04-14 | BLDG_00532 | N/A | N/A | N/A | Core | Core | 751.56
SITE_01887 | Multifamily Residence | Apartment Building (3 or fewer floors) | Western Oregon | EUGENE | OR | 97405 |  | Lane | BPA | 45845 |  | 751.56 |  | 1 |  | 1 |  | EUGENE WATER AND ELECTRIC BOARD | 6013 | Y | N/A | 2017-04-11 | BLDG_00533 | N/A | N/A | N/A | Core | Core | 751.56
SITE_01888 | Multifamily Residence | Apartment Building (4 to 6 floors) | Western Oregon | COTTAGE GROVE | OR | 97424 |  | Lane | Non-BPA | 206736 |  | 4053.65 |  | 1 |  | 1 |  | PACIFIC POWER | 14354 | N | N/A | 2017-04-05 | BLDG_00534 | N/A | N/A | N/A | Core | Core | 4053.65
SITE_01889 | Multifamily Residence | Apartment Building (3 or fewer floors) | Western Oregon | SPRINGFIELD | OR | 97477 |  | Lane | BPA | 45845 |  | 751.56 |  | 1 |  | 1 |  | SPRINGFIELD UTILITY BOARD | 17839 | Y | N/A | 2017-04-14 | BLDG_00535 | N/A | N/A | N/A | Core | Core | 751.56
SITE_01890 | Multifamily Residence | Apartment Building (3 or fewer floors) | Western Oregon | ASHLAND | OR | 97520 |  | Jackson | BPA | 45845 |  | 751.56 |  | 1 |  | 3 |  | CITY OF ASHLAND | 907 | Y | N/A | 2017-05-03 | BLDG_00536 | N/A | N/A | N/A | Core | Core | 751.56
SITE_01891 | Single Family | Single Family Detached | Puget Sound | SEATTLE | WA | 98136 |  | King | SCL Not LI or EH | 155883 |  | 2259.17 |  | 1 |  | 1 |  | SEATTLE CITY LIGHT | 16868 | Y | PUGET SOUND ENERGY | 2016-09-16 | N/A | N/A | N/A | N/A | Core | Core | 2471.1038
SITE_01892 | Single Family | Single Family Detached | Puget Sound | MAPLE VALLEY | WA | 98038 |  | King | PSE | 679140 |  | 12576.67 |  | 1 |  | 1 |  | PUGET SOUND ENERGY | 15500 | N | PUGET SOUND ENERGY | 2016-09-20 | N/A | N/A | N/A | N/A | Core | Core | 14922.6667
SITE_01893 | Single Family | Single Family Detached | Puget Sound | SEATTLE | WA | 98117 |  | King | SCL Not LI or EH | 155883 |  | 2259.17 |  | 1 |  | 1 |  | SEATTLE CITY LIGHT | 16868 | Y | N/A | 2016-09-23 | N/A | N/A | N/A | N/A | Core | Core | 2471.1038
SITE_01894 | Single Family | Single Family Detached | Puget Sound | SEATTLE | WA | 98102 |  | King | SCL Not LI or EH | 155883 |  | 2259.17 |  | 1 |  | 1 |  | SEATTLE CITY LIGHT | 16868 | Y | PUGET SOUND ENERGY | 2016-09-26 | N/A | N/A | N/A | N/A | Core | Core | 2471.1038
SITE_01895 | Manufactured | Double Wide | Puget Sound | PUYALLUP | WA | 98375 |  | Pierce | PSE | 51539 |  | 1982.27 |  | 1 |  | 1 |  | PUGET SOUND ENERGY | 15500 | N | N/A | 2016-10-01 | N/A | N/A | N/A | N/A | Core | Core | 1982.27
SITE_01896 | Manufactured | Single Wide | Puget Sound | TULALIP | WA | 98271 |  | Snohomish | SnoPUD | 16959 |  | 997.59 |  | 1 |  | 1 |  | SNOHOMISH PUD | 17470 | Y | N/A | 2016-10-04 | N/A | N/A | N/A | N/A | Core | Core | 997.59
SITE_01897 | Single Family | Single Family Detached | Puget Sound | LAKE FOREST PARK | WA | 98155 |  | King | SCL EH | 36440 |  | 597.38 |  | 1 |  | 1 |  | SEATTLE CITY LIGHT | 16868 | Y | PUGET SOUND ENERGY | 2016-09-20 | N/A | N/A | N/A | N/A | Core | Core | 653.4162
SITE_01898 | Single Family | Single Family Detached | Puget Sound | PUYALLUP | WA | 98372 |  | Pierce | PSE | 679140 |  | 12576.67 |  | 1 |  | 1 |  | PUGET SOUND ENERGY | 15500 | N | PUGET SOUND ENERGY | 2016-09-14 | N/A | N/A | N/A | N/A | Core | Core | 10381.2619
SITE_01899 | Single Family | Single Family Detached | Puget Sound | REDMOND | WA | 98052 |  | King | PSE | 679140 |  | 12576.67 |  | 1 |  | 1 |  | PUGET SOUND ENERGY | 15500 | N | PUGET SOUND ENERGY | 2016-09-27 | N/A | N/A | N/A | N/A | Core | Core | 14922.6667
SITE_01900 | Single Family | Single Family Detached | Puget Sound | SHORELINE | WA | 98155 |  | King | SCL Not LI or EH | 155883 |  | 2259.17 |  | 1 |  | 1 |  | SEATTLE CITY LIGHT | 16868 | Y | N/A | 2016-09-19 | N/A | N/A | N/A | N/A | Core | Core | 2471.1038
SITE_01901 | Single Family | Single Family Detached | Puget Sound | KENMORE | WA | 98028 |  | King | PSE | 679140 |  | 12576.67 |  | 1 |  | 1 |  | PUGET SOUND ENERGY | 15500 | N | PUGET SOUND ENERGY | 2016-10-04 | N/A | N/A | N/A | N/A | Core | Core | 14922.6667
SITE_01902 | Single Family | Single Family Detached | Puget Sound | NEWCASTLE | WA | 98056 |  | King | PSE | 679140 |  | 12576.67 |  | 1 |  | 1 |  | PUGET SOUND ENERGY | 15500 | N | N/A | 2016-09-29 | N/A | N/A | N/A | N/A | Core | Core | 14922.6667
SITE_01903 | Single Family | Single Family Detached | Puget Sound | MARYSVILLE | WA | 98270 |  | Snohomish | SnoPUD | 228091 |  | 3801.52 |  | 1 |  | 1 |  | SNOHOMISH PUD | 17470 | Y | PUGET SOUND ENERGY | 2016-09-17 | N/A | N/A | N/A | N/A | Core | Core | 3955.5333
SITE_01904 | Single Family | Single Family Detached | Puget Sound | NORMANDY PARK | WA | 98166 |  | King | PSE | 679140 |  | 12576.67 |  | 1 |  | 1 |  | PUGET SOUND ENERGY | 15500 | N | PUGET SOUND ENERGY | 2016-09-30 | N/A | N/A | N/A | N/A | Core | Core | 14922.6667
SITE_01905 | Single Family | Single Family Detached | Puget Sound | FREELAND | WA | 98249 |  | Island | PSE | 679140 |  | 12576.67 |  | 1 |  | 1 |  | PUGET SOUND ENERGY | 15500 | N | N/A | 2016-09-20 | N/A | N/A | N/A | N/A | Core | Core | 14922.6667
SITE_01906 | Single Family | Single Family Detached | Puget Sound | PUYALLUP | WA | 98374 |  | Pierce | PSE | 679140 |  | 12576.67 |  | 1 |  | 1 |  | PUGET SOUND ENERGY | 15500 | N | N/A | 2016-09-17 | N/A | N/A | N/A | N/A | Core | Core | 10381.2619
SITE_01907 | Single Family | Single Family Detached | Puget Sound | TACOMA | WA | 98446 |  | Pierce | BPA | 184669 |  | 10259.39 |  | 1 |  | 1 |  | ELMHURST MUTUAL POWER AND LIGHT | 5832 | Y | N/A | 2016-10-01 | N/A | N/A | N/A | N/A | Core | Core | 10381.2619
SITE_01908 | Single Family | Single Family Detached | Puget Sound | SEATTLE | WA | 98112 |  | King | SCL Not LI or EH | 155883 |  | 2259.17 |  | 1 |  | 1 |  | SEATTLE CITY LIGHT | 16868 | Y | PUGET SOUND ENERGY | 2016-09-21 | N/A | N/A | N/A | N/A | Core | Core | 2471.1038
SITE_01909 | Single Family | Single Family Detached | Puget Sound | SEATTLE | WA | 98107 |  | King | SCL Not LI or EH | 155883 |  | 2259.17 |  | 1 |  | 1 |  | SEATTLE CITY LIGHT | 16868 | Y | PUGET SOUND ENERGY | 2016-09-28 | N/A | N/A | N/A | N/A | Core | Core | 2471.1038
SITE_01910 | Single Family | Duplex, Triplex, or Fourplex | Puget Sound | FIRCREST | WA | 98466 |  | Pierce | BPA | 184669 |  | 10259.39 |  | 1 |  | 1 |  | CITY OF TACOMA | 18429 | Y | N/A | 2016-09-23 | N/A | N/A | N/A | N/A | Core | Core | 10381.2619
SITE_01911 | Single Family | Single Family Detached | Puget Sound | SEATTLE | WA | 98116 |  | King | SCL Not LI or EH | 155883 |  | 2259.17 |  | 1 |  | 1 |  | SEATTLE CITY LIGHT | 16868 | Y | PUGET SOUND ENERGY | 2016-09-26 | N/A | N/A | N/A | N/A | Core | Core | 2471.1038
SITE_01912 | Single Family | Single Family Detached | Puget Sound | OLYMPIA | WA | 98513 |  | Thurston | PSE | 679140 |  | 12576.67 |  | 1 |  | 1 |  | PUGET SOUND ENERGY | 15500 | N | N/A | 2016-09-21 | N/A | N/A | N/A | N/A | Core | Core | 10381.2619
SITE_01913 | Single Family | Single Family Detached | Puget Sound | LYNNWOOD | WA | 98037 |  | Snohomish | SnoPUD | 228091 |  | 3801.52 |  | 1 |  | 1 |  | SNOHOMISH PUD | 17470 | Y | PUGET SOUND ENERGY | 2016-09-16 | N/A | N/A | N/A | N/A | Core | Core | 3955.5333
SITE_01914 | Single Family | Single Family Detached | Puget Sound | EVERSON | WA | 98247 |  | Whatcom | PSE | 679140 |  | 12576.67 |  | 1 |  | 1 |  | PUGET SOUND ENERGY | 15500 | N | N/A | 2016-09-23 | N/A | N/A | N/A | N/A | Core | Core | 10381.2619
SITE_01915 | Single Family | Single Family Detached | Puget Sound | MONROE | WA | 98272 |  | Snohomish | SnoPUD | 228091 |  | 3801.52 |  | 1 |  | 1 |  | SNOHOMISH PUD | 17470 | Y | PUGET SOUND ENERGY | 2016-09-17 | N/A | N/A | N/A | N/A | Core | Core | 3955.5333
SITE_01916 | Single Family | Single Family Detached | Puget Sound | PUYALLUP | WA | 98373 |  | Pierce | PSE | 679140 |  | 12576.67 |  | 1 |  | 1 |  | PUGET SOUND ENERGY | 15500 | N | PUGET SOUND ENERGY | 2016-09-22 | N/A | N/A | N/A | N/A | Core | Core | 10381.2619
SITE_01917 | Single Family | Single Family Detached | Puget Sound | SNOHOMISH | WA | 98290 |  | Snohomish | SnoPUD | 228091 |  | 3801.52 |  | 1 |  | 1 |  | SNOHOMISH PUD | 17470 | Y | PUGET SOUND ENERGY | 2016-09-12 | N/A | N/A | N/A | N/A | Core | Core | 3955.5333
SITE_01918 | Manufactured | Double Wide | Puget Sound | GIG HARBOR | WA | 98332 |  | Pierce | BPA | 11058 |  | 921.5 |  | 1 |  | 1 |  | PENINSULA LIGHT COMPANY | 14668 | Y | N/A | 2016-09-22 | N/A | N/A | N/A | N/A | Core | Core | 921.5
SITE_01919 | Manufactured | Double Wide | Puget Sound | BELLINGHAM | WA | 98229 |  | Skagit | PSE | 51539 |  | 1982.27 |  | 1 |  | 1 |  | PUGET SOUND ENERGY | 15500 | N | N/A | 2016-09-24 | N/A | N/A | N/A | N/A | Core | Core | 1982.27
SITE_01920 | Single Family | Single Family Detached | Puget Sound | RENTON | WA | 98058 |  | King | PSE | 679140 |  | 12576.67 |  | 1 |  | 1 |  | PUGET SOUND ENERGY | 15500 | N | N/A | 2016-09-15 | N/A | N/A | N/A | N/A | Core | Core | 14922.6667
SITE_01921 | Single Family | Single Family Detached | Puget Sound | AUBURN | WA | 98001 |  | King | PSE | 679140 |  | 12576.67 |  | 1 |  | 1 |  | PUGET SOUND ENERGY | 15500 | N | N/A | 2016-09-15 | N/A | N/A | N/A | N/A | Core | Core | 14922.6667
SITE_01922 | Single Family | Single Family Detached | Puget Sound | SEATTLE | WA | 98105 |  | King | SCL Not LI or EH | 155883 |  | 2259.17 |  | 1 |  | 1 |  | SEATTLE CITY LIGHT | 16868 | Y | N/A | 2016-10-19 | N/A | N/A | N/A | N/A | Core | Core | 2471.1038
SITE_01923 | Single Family | Single Family Detached | Puget Sound | SEATTLE | WA | 98136 |  | King | SCL Not LI or EH | 155883 |  | 2259.17 |  | 1 |  | 1 |  | SEATTLE CITY LIGHT | 16868 | Y | PUGET SOUND ENERGY | 2016-09-27 | N/A | N/A | N/A | N/A | Core | Core | 2471.1038
SITE_01924 | Single Family | Duplex, Triplex, or Fourplex | Puget Sound | TACOMA | WA | 98444 |  | Pierce | BPA | 184669 |  | 10259.39 |  | 1 |  | 1 |  | CITY OF TACOMA | 18429 | Y | N/A | 2016-09-27 | N/A | N/A | N/A | N/A | Core | Core | 10381.2619
SITE_01925 | Single Family | Single Family Detached | Puget Sound | ARLINGTON | WA | 98223 |  | Snohomish | SnoPUD | 228091 |  | 3801.52 |  | 1 |  | 1 |  | SNOHOMISH PUD | 17470 | Y | N/A | 2016-09-17 | N/A | N/A | N/A | N/A | Core | Core | 3955.5333
SITE_01926 | Single Family | Single Family Detached | Puget Sound | OLYMPIA | WA | 98516 |  | Thurston | PSE | 679140 |  | 12576.67 |  | 1 |  | 1 |  | PUGET SOUND ENERGY | 15500 | N | N/A | 2016-09-16 | N/A | N/A | N/A | N/A | Core | Core | 10381.2619
SITE_01927 | Single Family | Single Family Detached | Puget Sound | PUYALLUP | WA | 98372 |  | Pierce | PSE | 679140 |  | 12576.67 |  | 1 |  | 1 |  | PUGET SOUND ENERGY | 15500 | N | PUGET SOUND ENERGY | 2016-09-20 | N/A | N/A | N/A | N/A | Core | Core | 10381.2619
SITE_01928 | Single Family | Single Family Detached | Western Washington | BAINBRIDGE ISLAND | WA | 98110 |  | Kitsap | PSE | 97346 |  | 5123.47 |  | 1 |  | 1 |  | PUGET SOUND ENERGY | 15500 | N | N/A | 2017-03-28 | N/A | N/A | N/A | N/A | Core | Core | 4621.3158
SITE_01929 | Single Family | Single Family Detached | Western Washington | BAINBRIDGE ISLAND | WA | 98110 |  | Kitsap | PSE | 97346 |  | 5123.47 |  | 1 |  | 1 |  | PUGET SOUND ENERGY | 15500 | N | N/A | 2017-03-14 | N/A | N/A | N/A | N/A | Core | Core | 4621.3158
SITE_01930 | Single Family | Single Family Detached | Western Washington | BREMERTON | WA | 98337 |  | Kitsap | PSE | 97346 |  | 5123.47 |  | 1 |  | 1 |  | PUGET SOUND ENERGY | 15500 | N | N/A | 2017-03-08 | N/A | N/A | N/A | N/A | Core | Core | 4621.3158
SITE_01931 | Single Family | Single Family Detached | Western Washington | RIDGEFIELD | WA | 98642 |  | Clark | BPA | 292663 |  | 2986.36 |  | 1 |  | 1 |  | CLARK PUD | 3660 | Y | NW NATURAL GAS | 2017-03-15 | N/A | N/A | N/A | N/A | Core | Core | 2346.7937
SITE_01932 | Single Family | Single Family Detached | Western Washington | PORT ANGELES | WA | 98362 |  | Clallam | BPA | 292663 |  | 2986.36 |  | 1 |  | 1 |  | CITY OF PORT ANGELES | 15231 | Y | N/A | 2017-03-24 | N/A | N/A | N/A | N/A | Core | Core | 3434
SITE_01933 | Single Family | Townhome or Rowhome | Western Washington | SILVERDALE | WA | 98383 |  | Kitsap | PSE | 97346 |  | 5123.47 |  | 1 |  | 1 |  | PUGET SOUND ENERGY | 15500 | N | CASCADE NATURAL GAS | 2017-03-07 | N/A | N/A | N/A | N/A | Core | Core | 4621.3158
SITE_01934 | Single Family | Single Family Detached | Western Washington | CENTRALIA | WA | 98531 |  | Lewis | BPA | 292663 |  | 2986.36 |  | 1 |  | 1 |  | CITY OF CENTRALIA | 3295 | Y | N/A | 2017-03-14 | N/A | N/A | N/A | N/A | Core | Core | 9127
SITE_01935 | Single Family | Duplex, Triplex, or Fourplex | Western Washington | BAINBRIDGE ISLAND | WA | 98110 |  | Kitsap | PSE | 97346 |  | 5123.47 |  | 1 |  | 1 |  | PUGET SOUND ENERGY | 15500 | N | N/A | 2017-03-28 | N/A | N/A | N/A | N/A | Core | Core | 4621.3158
SITE_01936 | Single Family | Single Family Detached | Western Washington | SILVERDALE | WA | 98383 |  | Kitsap | PSE | 97346 |  | 5123.47 |  | 1 |  | 1 |  | PUGET SOUND ENERGY | 15500 | N | CASCADE NATURAL GAS | 2017-03-07 | N/A | N/A | N/A | N/A | Core | Core | 4621.3158
SITE_01937 | Single Family | Single Family Detached | Western Washington | VANCOUVER | WA | 98682 |  | Clark | BPA | 292663 |  | 2986.36 |  | 1 |  | 1 |  | CLARK PUD | 3660 | Y | N/A | 2017-03-07 | N/A | N/A | N/A | N/A | Core | Core | 2346.7937
SITE_01938 | Single Family | Single Family Detached | Western Washington | VANCOUVER | WA | 98663 |  | Clark | BPA | 292663 |  | 2986.36 |  | 1 |  | 1 |  | CLARK PUD | 3660 | Y | NW NATURAL GAS | 2017-02-28 | N/A | N/A | N/A | N/A | Core | Core | 2346.7937
SITE_01939 | Single Family | Duplex, Triplex, or Fourplex | Western Washington | POULSBO | WA | 98370 |  | Kitsap | PSE | 97346 |  | 5123.47 |  | 1 |  | 1 |  | PUGET SOUND ENERGY | 15500 | N | CASCADE NATURAL GAS | 2017-03-14 | N/A | N/A | N/A | N/A | Core | Core | 4621.3158
SITE_01940 | Single Family | Single Family Detached | Western Washington | SHELTON | WA | 98584 |  | Mason | BPA | 292663 |  | 2986.36 |  | 1 |  | 1 |  | MASON COUNTY PUD 3 | 15419 | Y | CASCADE NATURAL GAS | 2017-02-28 | N/A | N/A | N/A | N/A | Core | Core | 3434
SITE_01941 | Single Family | Single Family Detached | Western Washington | VANCOUVER | WA | 98682 |  | Clark | BPA | 292663 |  | 2986.36 |  | 1 |  | 1 |  | CLARK PUD | 3660 | Y | NW NATURAL GAS | 2017-03-13 | N/A | N/A | N/A | N/A | Core | Core | 2346.7937
SITE_01942 | Single Family | Single Family Detached | Western Washington | BATTLE GROUND | WA | 98604 |  | Clark | BPA | 292663 |  | 2986.36 |  | 1 |  | 1 |  | CLARK PUD | 3660 | Y | NW NATURAL GAS | 2017-07-10 | N/A | N/A | N/A | N/A | Core | Core | 2346.7937
SITE_01943 | Single Family | Single Family Detached | Western Washington | VANCOUVER | WA | 98662 |  | Clark | BPA | 292663 |  | 2986.36 |  | 1 |  | 1 |  | CLARK PUD | 3660 | Y | N/A | 2017-03-15 | N/A | N/A | N/A | N/A | Core | Core | 2346.7937
SITE_01944 | Single Family | Single Family Detached | Western Washington | YACOLT | WA | 98675 |  | Clark | BPA | 292663 |  | 2986.36 |  | 1 |  | 1 |  | CLARK PUD | 3660 | Y | N/A | 2017-03-08 | N/A | N/A | N/A | N/A | Core | Core | 2346.7937
SITE_01945 | Single Family | Duplex, Triplex, or Fourplex | Western Washington | VANCOUVER | WA | 98663 |  | Clark | BPA | 292663 |  | 2986.36 |  | 1 |  | 1 |  | CLARK PUD | 3660 | Y | NW NATURAL GAS | 2017-02-28 | N/A | N/A | N/A | N/A | Core | Core | 2346.7937
SITE_01946 | Single Family | Single Family Detached | Western Washington | BREMERTON | WA | 98337 |  | Kitsap | PSE | 97346 |  | 5123.47 |  | 1 |  | 1 |  | PUGET SOUND ENERGY | 15500 | N | N/A | 2017-03-10 | N/A | N/A | N/A | N/A | Core | Core | 4621.3158
SITE_01947 | Single Family | Single Family Detached | Western Washington | SHELTON | WA | 98584 |  | Mason | BPA | 292663 |  | 2986.36 |  | 1 |  | 1 |  | MASON COUNTY PUD 3 | 15419 | Y | N/A | 2017-02-28 | N/A | N/A | N/A | N/A | Core | Core | 3434
SITE_01948 | Single Family | Single Family Detached | Western Washington | VANCOUVER | WA | 98683 |  | Clark | BPA | 292663 |  | 2986.36 |  | 1 |  | 1 |  | CLARK PUD | 3660 | Y | N/A | 2017-03-09 | N/A | N/A | N/A | N/A | Core | Core | 2346.7937
SITE_01949 | Single Family | Single Family Detached | Western Washington | BREMERTON | WA | 98311 |  | Kitsap | PSE | 97346 |  | 5123.47 |  | 1 |  | 1 |  | PUGET SOUND ENERGY | 15500 | N | N/A | 2017-03-30 | N/A | N/A | N/A | N/A | Core | Core | 4621.3158
SITE_01950 | Single Family | Single Family Detached | Western Washington | SEQUIM | WA | 98382 |  | Clallam | BPA | 292663 |  | 2986.36 |  | 1 |  | 1 |  | CLALLAM COUNTY PUD | 3644 | Y | N/A | 2017-03-25 | N/A | N/A | N/A | N/A | Core | Core | 3434
SITE_01951 | Manufactured | Double Wide | Western Washington | OCEAN PARK | WA | 98640 |  | Pacific | BPA | 40733 |  | 1313.97 |  | 1 |  | 1 |  | PACIFIC COUNTY PUD 2 | 14324 | Y | N/A | 2017-03-20 | N/A | N/A | N/A | N/A | Core | Core | 1313.97
SITE_01952 | Single Family | Single Family Detached | Western Washington | VANCOUVER | WA | 98661 |  | Clark | BPA | 292663 |  | 2986.36 |  | 1 |  | 1 |  | CLARK PUD | 3660 | Y | NW NATURAL GAS | 2017-03-06 | N/A | N/A | N/A | N/A | Core | Core | 2346.7937
SITE_01953 | Single Family | Single Family Detached | Western Washington | VANCOUVER | WA | 98682 |  | Clark | BPA | 292663 |  | 2986.36 |  | 1 |  | 1 |  | CLARK PUD | 3660 | Y | N/A | 2017-03-18 | N/A | N/A | N/A | N/A | Core | Core | 2346.7937
SITE_01954 | Single Family | Single Family Detached | Western Washington | BREMERTON | WA | 98310 |  | Kitsap | PSE | 97346 |  | 5123.47 |  | 1 |  | 1 |  | PUGET SOUND ENERGY | 15500 | N | N/A | 2017-03-30 | N/A | N/A | N/A | N/A | Core | Core | 4621.3158
SITE_01955 | Single Family | Single Family Detached | Western Washington | SHELTON | WA | 98584 |  | Mason | BPA | 292663 |  | 2986.36 |  | 1 |  | 1 |  | MASON COUNTY PUD 3 | 15419 | Y | N/A | 2017-03-02 | N/A | N/A | N/A | N/A | Core | Core | 3434
SITE_01956 | Single Family | Duplex, Triplex, or Fourplex | Western Washington | VANCOUVER | WA | 98661 |  | Clark | BPA | 292663 |  | 2986.36 |  | 1 |  | 1 |  | CLARK PUD | 3660 | Y | N/A | 2017-03-06 | N/A | N/A | N/A | N/A | Core | Core | 2346.7937
SITE_01957 | Single Family | Single Family Detached | Western Washington | VANCOUVER | WA | 98684 |  | Clark | BPA | 292663 |  | 2986.36 |  | 1 |  | 1 |  | CLARK PUD | 3660 | Y | NW NATURAL GAS | 2017-03-01 | N/A | N/A | N/A | N/A | Core | Core | 2346.7937
SITE_01958 | Single Family | Single Family Detached | Western Washington | SHELTON | WA | 98584 |  | Mason | BPA | 292663 |  | 2986.36 |  | 1 |  | 1 |  | MASON COUNTY PUD 1 | 22355 | Y | N/A | 2017-03-02 | N/A | N/A | N/A | N/A | Core | Core | 3434
SITE_01959 | Single Family | Single Family Detached | Western Washington | CAMAS | WA | 98607 |  | Clark | BPA | 292663 |  | 2986.36 |  | 1 |  | 1 |  | CLARK PUD | 3660 | Y | NW NATURAL GAS | 2017-03-10 | N/A | N/A | N/A | N/A | Core | Core | 2346.7937
SITE_01960 | Single Family | Single Family Detached | Western Washington | LONGVIEW | WA | 98632 |  | Cowlitz | BPA | 292663 |  | 2986.36 |  | 1 |  | 1 |  | COWLITZ PUD | 4442 | Y | N/A | 2017-03-11 | N/A | N/A | N/A | N/A | Core | Core | 3434
SITE_01961 | Single Family | Single Family Detached | Western Washington | PORT ORCHARD | WA | 98367 |  | Kitsap | PSE | 97346 |  | 5123.47 |  | 1 |  | 1 |  | PUGET SOUND ENERGY | 15500 | N | CASCADE NATURAL GAS | 2017-03-07 | N/A | N/A | N/A | N/A | Core | Core | 4621.3158
SITE_01962 | Single Family | Single Family Detached | Western Washington | SEQUIM | WA | 98382 |  | Clallam | BPA | 292663 |  | 2986.36 |  | 1 |  | 1 |  | CLALLAM COUNTY PUD | 3644 | Y | N/A | 2017-03-25 | N/A | N/A | N/A | N/A | Core | Core | 3434
SITE_01963 | Single Family | Single Family Detached | Western Washington | BRUSH PRAIRIE | WA | 98606 |  | Clark | BPA | 292663 |  | 2986.36 |  | 1 |  | 1 |  | CLARK PUD | 3660 | Y | N/A | 2017-03-15 | N/A | N/A | N/A | N/A | Core | Core | 2346.7937
SITE_01964 | Single Family | Single Family Detached | Western Washington | VANCOUVER | WA | 98661 |  | Clark | BPA | 292663 |  | 2986.36 |  | 1 |  | 1 |  | CLARK PUD | 3660 | Y | N/A | 2017-03-10 | N/A | N/A | N/A | N/A | Core | Core | 2346.7937
SITE_01965 | Single Family | Single Family Detached | Western Washington | VANCOUVER | WA | 98661 |  | Clark | BPA | 292663 |  | 2986.36 |  | 1 |  | 1 |  | CLARK PUD | 3660 | Y | N/A | 2017-03-13 | N/A | N/A | N/A | N/A | Core | Core | 2346.7937
SITE_01966 | Single Family | Duplex, Triplex, or Fourplex | Western Washington | VANCOUVER | WA | 98661 |  | Clark | BPA | 292663 |  | 2986.36 |  | 1 |  | 1 |  | CLARK PUD | 3660 | Y | N/A | 2017-03-14 | N/A | N/A | N/A | N/A | Core | Core | 2346.7937
SITE_01967 | Manufactured | Modular / Prefab | Western Washington | FORKS | WA | 98331 |  | Clallam | BPA | 40733 |  | 1313.97 |  | 1 |  | 1 |  | CLALLAM COUNTY PUD | 3644 | Y | N/A | 2017-03-23 | N/A | N/A | N/A | N/A | Core | Core | 1313.97
SITE_01968 | Single Family | Single Family Detached | Western Washington | LA CENTER | WA | 98629 |  | Clark | BPA | 292663 |  | 2986.36 |  | 1 |  | 1 |  | CLARK PUD | 3660 | Y | N/A | 2017-03-17 | N/A | N/A | N/A | N/A | Core | Core | 2346.7937
SITE_01969 | Single Family | Single Family Detached | Western Washington | VANCOUVER | WA | 98664 |  | Clark | BPA | 292663 |  | 2986.36 |  | 1 |  | 1 |  | CLARK PUD | 3660 | Y | NW NATURAL GAS | 2017-03-02 | N/A | N/A | N/A | N/A | Core | Core | 2346.7937
SITE_01970 | Single Family | Single Family Detached | Western Washington | SHELTON | WA | 98584 |  | Mason | BPA | 292663 |  | 2986.36 |  | 1 |  | 1 |  | MASON COUNTY PUD 3 | 15419 | Y | N/A | 2017-03-01 | N/A | N/A | N/A | N/A | Core | Core | 3434
SITE_01971 | Single Family | Single Family Detached | Western Washington | WASHOUGAL | WA | 98671 |  | Clark | BPA | 292663 |  | 2986.36 |  | 1 |  | 1 |  | CLARK PUD | 3660 | Y | NW NATURAL GAS | 2017-03-10 | N/A | N/A | N/A | N/A | Core | Core | 2346.7937
SITE_01972 | Single Family | Single Family Detached | Western Washington | HANSVILLE | WA | 98340 |  | Kitsap | PSE | 97346 |  | 5123.47 |  | 1 |  | 1 |  | PUGET SOUND ENERGY | 15500 | N | N/A | 2017-03-18 | N/A | N/A | N/A | N/A | Core | Core | 5123.47
SITE_01973 | Single Family | Single Family Detached | Western Washington | KELSO | WA | 98626 |  | Cowlitz | BPA | 292663 |  | 2986.36 |  | 1 |  | 1 |  | COWLITZ PUD | 4442 | Y | N/A | 2017-03-09 | N/A | N/A | N/A | N/A | Core | Core | 3434
SITE_01974 | Single Family | Single Family Detached | Western Washington | VANCOUVER | WA | 98685 |  | Clark | BPA | 292663 |  | 2986.36 |  | 1 |  | 1 |  | CLARK PUD | 3660 | Y | NW NATURAL GAS | 2017-03-14 | N/A | N/A | N/A | N/A | Core | Core | 2346.7937
SITE_01975 | Single Family | Single Family Detached | Western Washington | PORT TOWNSEND | WA | 98368 |  | Jefferson | BPA | 292663 |  | 2986.36 |  | 1 |  | 1 |  | JEFFERSON COUNTY PUD | 59013 | N | N/A | 2017-03-21 | N/A | N/A | N/A | N/A | Core | Core | 9127
SITE_01976 | Single Family | Single Family Detached | Puget Sound | KIRKLAND | WA | 98033 |  | King | PSE | 679140 |  | 12576.67 |  | 1 |  | 1 |  | PUGET SOUND ENERGY | 15500 | N | PUGET SOUND ENERGY | 2016-11-08 | N/A | N/A | N/A | N/A | Core | Core | 14922.6667
SITE_01977 | Single Family | Single Family Detached | Puget Sound | SEATTLE | WA | 98118 |  | King | PSE | 679140 |  | 12576.67 |  | 1 |  | 1 |  | PUGET SOUND ENERGY | 15500 | N | N/A | 2016-11-12 | N/A | N/A | N/A | N/A | Core | Core | 14922.6667
SITE_01978 | Single Family | Single Family Detached | Western Washington | BATTLE GROUND | WA | 98604 |  | Clark | BPA | 292663 |  | 2986.36 |  | 1 |  | 1 |  | CLARK PUD | 3660 | Y | N/A | 2017-03-08 | N/A | N/A | N/A | N/A | Core | Core | 2346.7937
SITE_01979 | Single Family | Single Family Detached | Western Washington | SILVERDALE | WA | 98383 |  | Kitsap | PSE | 97346 |  | 5123.47 |  | 1 |  | 1 |  | PUGET SOUND ENERGY | 15500 | N | CASCADE NATURAL GAS | 2017-03-07 | N/A | N/A | N/A | N/A | Core | Core | 4621.3158
SITE_01980 | Single Family | Single Family Detached | Western Washington | VANCOUVER | WA | 98682 |  | Clark | BPA | 292663 |  | 2986.36 |  | 1 |  | 1 |  | CLARK PUD | 3660 | Y | N/A | 2017-03-15 | N/A | N/A | N/A | N/A | Core | Core | 2346.7937
SITE_01981 | Single Family | Single Family Detached | Western Washington | WASHOUGAL | WA | 98671 |  | Skamania | BPA | 292663 |  | 2986.36 |  | 2 |  | 1 |  | SKAMANIA COUNTY PUD 1 | 17279 | Y | N/A | 2017-03-03 | N/A | N/A | N/A | N/A | Core | Core | 2346.7937
SITE_01982 | Single Family | Single Family Detached | Western Washington | KINGSTON | WA | 98346 |  | Kitsap | PSE | 97346 |  | 5123.47 |  | 1 |  | 1 |  | PUGET SOUND ENERGY | 15500 | N | N/A | 2017-03-29 | N/A | N/A | N/A | N/A | Core | Core | 4621.3158
SITE_01983 | Single Family | Single Family Detached | Western Washington | LA CENTER | WA | 98629 |  | Clark | BPA | 292663 |  | 2986.36 |  | 1 |  | 1 |  | CLARK PUD | 3660 | Y | N/A | 2017-03-16 | N/A | N/A | N/A | N/A | Core | Core | 2346.7937
SITE_01984 | Single Family | Single Family Detached | Western Washington | VANCOUVER | WA | 98685 |  | Clark | BPA | 292663 |  | 2986.36 |  | 1 |  | 1 |  | CLARK PUD | 3660 | Y | NW NATURAL GAS | 2017-03-09 | N/A | N/A | N/A | N/A | Core | Core | 2346.7937
SITE_01985 | Single Family | Duplex, Triplex, or Fourplex | Puget Sound | SEATTLE | WA | 98103 |  | King | SCL EH | 36440 |  | 597.38 |  | 1 |  | 1 |  | SEATTLE CITY LIGHT | 16868 | Y | N/A | 2016-11-03 | N/A | N/A | N/A | N/A | Core | Core | 597.38
SITE_01986 | Single Family | Single Family Detached | Puget Sound | SEATTLE | WA | 98116 |  | King | SCL Not LI or EH | 155883 |  | 2259.17 |  | 1 |  | 1 |  | SEATTLE CITY LIGHT | 16868 | Y | PUGET SOUND ENERGY | 2016-10-25 | N/A | N/A | N/A | N/A | Core | Core | 2471.1038
SITE_01987 | Single Family | Duplex, Triplex, or Fourplex | Western Washington | KELSO | WA | 98626 |  | Cowlitz | BPA | 292663 |  | 2986.36 |  | 1 |  | 1 |  | COWLITZ PUD | 4442 | Y | N/A | 2017-03-10 | N/A | N/A | N/A | N/A | Core | Core | 3434
SITE_01988 | Single Family | Single Family Detached | Western Washington | VANCOUVER | WA | 98685 |  | Clark | BPA | 292663 |  | 2986.36 |  | 1 |  | 1 |  | CLARK PUD | 3660 | Y | N/A | 2017-03-16 | N/A | N/A | N/A | N/A | Core | Core | 2346.7937
SITE_01989 | Single Family | Single Family Detached | Puget Sound | SHORELINE | WA | 98155 |  | King | SCL Not LI or EH | 155883 |  | 2259.17 |  | 1 |  | 1 |  | SEATTLE CITY LIGHT | 16868 | Y | N/A | 2016-10-25 | N/A | N/A | N/A | N/A | Core | Core | 2471.1038
SITE_01990 | Single Family | Single Family Detached | Western Washington | VANCOUVER | WA | 98662 |  | Clark | BPA | 292663 |  | 2986.36 |  | 1 |  | 1 |  | CLARK PUD | 3660 | Y | N/A | 2017-02-28 | N/A | N/A | N/A | N/A | Core | Core | 2346.7937
SITE_01991 | Single Family | Single Family Detached | Western Washington | ABERDEEN | WA | 98520 |  | Grays Harbor | BPA | 292663 |  | 2986.36 |  | 1 |  | 1 |  | GRAYS HARBOR PUD | 7548 | Y | N/A | 2017-03-21 | N/A | N/A | N/A | N/A | Core | Core | 9127
SITE_01992 | Single Family | Single Family Detached | Western Washington | SILVERDALE | WA | 98383 |  | Kitsap | PSE | 97346 |  | 5123.47 |  | 1 |  | 1 |  | PUGET SOUND ENERGY | 15500 | N | CASCADE NATURAL GAS | 2017-03-25 | N/A | N/A | N/A | N/A | Core | Core | 4621.3158
SITE_01993 | Single Family | Single Family Detached | Western Washington | RIDGEFIELD | WA | 98642 |  | Clark | BPA | 292663 |  | 2986.36 |  | 1 |  | 1 |  | CLARK PUD | 3660 | Y | N/A | 2017-03-18 | N/A | N/A | N/A | N/A | Core | Core | 2346.7937
SITE_01994 | Single Family | Single Family Detached | Western Washington | SEQUIM | WA | 98382 |  | Clallam | BPA | 292663 |  | 2986.36 |  | 1 |  | 1 |  | CLALLAM COUNTY PUD | 3644 | Y | N/A | 2017-07-14 | N/A | N/A | N/A | N/A | Core | Core | 3434
SITE_01995 | Single Family | Single Family Detached | Western Washington | POULSBO | WA | 98370 |  | Kitsap | PSE | 97346 |  | 5123.47 |  | 1 |  | 1 |  | PUGET SOUND ENERGY | 15500 | N | N/A | 2017-03-21 | N/A | N/A | N/A | N/A | Core | Core | 4621.3158
SITE_01996 | Single Family | Single Family Detached | Western Washington | SHELTON | WA | 98584 |  | Mason | BPA | 292663 |  | 2986.36 |  | 1 |  | 1 |  | MASON COUNTY PUD 3 | 15419 | Y | N/A | 2017-02-28 | N/A | N/A | N/A | N/A | Core | Core | 3434
SITE_01997 | Single Family | Single Family Detached | Puget Sound | CAMANO ISLAND | WA | 98282 |  | Island | SnoPUD | 228091 |  | 3801.52 |  | 1 |  | 1 |  | SNOHOMISH PUD | 17470 | Y | CASCADE NATURAL GAS | 2016-10-24 | N/A | N/A | N/A | N/A | Core | Core | 3955.5333
SITE_01998 | Single Family | Single Family Detached | Western Washington | BATTLE GROUND | WA | 98604 |  | Clark | BPA | 292663 |  | 2986.36 |  | 1 |  | 1 |  | CLARK PUD | 3660 | Y | N/A | 2017-03-08 | N/A | N/A | N/A | N/A | Core | Core | 2346.7937
SITE_01999 | Single Family | Single Family Detached | Western Washington | BAINBRIDGE ISLAND | WA | 98110 |  | Kitsap | PSE | 97346 |  | 5123.47 |  | 1 |  | 1 |  | PUGET SOUND ENERGY | 15500 | N | N/A | 2017-03-31 | N/A | N/A | N/A | N/A | Core | Core | 4621.3158
SITE_02000 | Single Family | Single Family Detached | Western Washington | CHEHALIS | WA | 98532 |  | Lewis | BPA | 292663 |  | 2986.36 |  | 1 |  | 1 |  | LEWIS COUNTY PUD | 10944 | Y | N/A | 2017-03-18 | N/A | N/A | N/A | N/A | Core | Core | 9127
SITE_02001 | Single Family | Single Family Detached | Western Washington | VANCOUVER | WA | 98686 |  | Clark | BPA | 292663 |  | 2986.36 |  | 1 |  | 1 |  | CLARK PUD | 3660 | Y | NW NATURAL GAS | 2017-03-14 | N/A | N/A | N/A | N/A | Core | Core | 2346.7937
SITE_02002 | Single Family | Single Family Detached | Western Washington | VANCOUVER | WA | 98661 |  | Clark | BPA | 292663 |  | 2986.36 |  | 1 |  | 1 |  | CLARK PUD | 3660 | Y | NW NATURAL GAS | 2017-03-16 | N/A | N/A | N/A | N/A | Core | Core | 2346.7937
SITE_02003 | Single Family | Single Family Detached | Puget Sound | KENT | WA | 98030 |  | King | PSE | 679140 |  | 12576.67 |  | 1 |  | 1 |  | PUGET SOUND ENERGY | 15500 | N | N/A | 2016-10-06 | N/A | N/A | N/A | N/A | Core | Core | 12576.67
SITE_02004 | Single Family | Single Family Detached | Western Washington | OCEANS SHORES | WA | 98569 |  | Grays Harbor | BPA | 292663 |  | 2986.36 |  | 1 |  | 1 |  | GRAYS HARBOR PUD | 7548 | Y | N/A | 2017-03-20 | N/A | N/A | N/A | N/A | Core | Core | 9127
SITE_02005 | Manufactured | Double Wide | Western Washington | SHELTON | WA | 98584 |  | Mason | BPA | 40733 |  | 1313.97 |  | 1 |  | 1 |  | MASON COUNTY PUD 3 | 15419 | Y | N/A | 2017-03-01 | N/A | N/A | N/A | N/A | Core | Core | 1313.97
SITE_02006 | Single Family | Single Family Detached | Western Washington | HOQUIAM | WA | 98550 |  | Grays Harbor | BPA | 292663 |  | 2986.36 |  | 1 |  | 1 |  | GRAYS HARBOR PUD | 7548 | Y | N/A | 2017-03-22 | N/A | N/A | N/A | N/A | Core | Core | 9127
SITE_02007 | Single Family | Single Family Detached | Western Washington | KELSO | WA | 98626 |  | Cowlitz | BPA | 292663 |  | 2986.36 |  | 1 |  | 1 |  | COWLITZ PUD | 4442 | Y | N/A | 2017-03-15 | N/A | N/A | N/A | N/A | Core | Core | 3434
SITE_02008 | Single Family | Single Family Detached | Western Washington | VANCOUVER | WA | 98685 |  | Clark | BPA | 292663 |  | 2986.36 |  | 1 |  | 1 |  | CLARK PUD | 3660 | Y | NW NATURAL GAS | 2017-03-03 | N/A | N/A | N/A | N/A | Core | Core | 2346.7937
SITE_02009 | Single Family | Single Family Detached | Western Washington | VANCOUVER | WA | 98661 |  | Clark | BPA | 292663 |  | 2986.36 |  | 1 |  | 1 |  | CLARK PUD | 3660 | Y | N/A | 2017-03-20 | N/A | N/A | N/A | N/A | Core | Core | 2346.7937
SITE_02010 | Single Family | Single Family Detached | Western Washington | VANCOUVER | WA | 98661 |  | Clark | BPA | 292663 |  | 2986.36 |  | 1 |  | 1 |  | CLARK PUD | 3660 | Y | NW NATURAL GAS | 2017-03-17 | N/A | N/A | N/A | N/A | Core | Core | 2346.7937
SITE_02011 | Single Family | Single Family Detached | Puget Sound | SEATTLE | WA | 98118 |  | King | SCL Not LI or EH | 155883 |  | 2259.17 |  | 1 |  | 1 |  | SEATTLE CITY LIGHT | 16868 | Y | PUGET SOUND ENERGY | 2016-10-10 | N/A | N/A | N/A | N/A | Core | Core | 2471.1038
SITE_02012 | Manufactured | Double Wide | Western Washington | BATTLE GROUND | WA | 98604 |  | Clark | BPA | 40733 |  | 1313.97 |  | 1 |  | 1 |  | CLARK PUD | 3660 | Y | N/A | 2017-03-07 | N/A | N/A | N/A | N/A | Core | Core | 1313.97
SITE_02013 | Single Family | Single Family Detached | Western Washington | VANCOUVER | WA | 98665 |  | Clark | BPA | 292663 |  | 2986.36 |  | 1 |  | 1 |  | CLARK PUD | 3660 | Y | NW NATURAL GAS | 2017-03-15 | N/A | N/A | N/A | N/A | Core | Core | 2346.7937
SITE_02014 | Single Family | Single Family Detached | Puget Sound | OLYMPIA | WA | 98502 |  | Thurston | PSE | 679140 |  | 12576.67 |  | 1 |  | 1 |  | PUGET SOUND ENERGY | 15500 | N | N/A | 2016-11-09 | N/A | N/A | N/A | N/A | Core | Core | 10381.2619
SITE_02015 | Single Family | Single Family Detached | Western Washington | SEQUIM | WA | 98382 |  | Clallam | BPA | 292663 |  | 2986.36 |  | 1 |  | 1 |  | CLALLAM COUNTY PUD | 3644 | Y | N/A | 2017-07-13 | N/A | N/A | N/A | N/A | Core | Core | 3434
SITE_02016 | Single Family | Single Family Detached | Western Washington | WASHOUGAL | WA | 98671 |  | Skamania | BPA | 292663 |  | 2986.36 |  | 2 |  | 1 |  | CLARK PUD | 3660 | Y | N/A | 2017-03-16 | N/A | N/A | N/A | N/A | Core | Core | 2346.7937
SITE_02017 | Single Family | Single Family Detached | Western Washington | VANCOUVER | WA | 98664 |  | Clark | BPA | 292663 |  | 2986.36 |  | 1 |  | 1 |  | CLARK PUD | 3660 | Y | NW NATURAL GAS | 2017-03-06 | N/A | N/A | N/A | N/A | Core | Core | 2346.7937
SITE_02018 | Single Family | Single Family Detached | Western Washington | CHEHALIS | WA | 98532 |  | Lewis | BPA | 292663 |  | 2986.36 |  | 1 |  | 1 |  | LEWIS COUNTY PUD | 10944 | Y | N/A | 2017-03-10 | N/A | N/A | N/A | N/A | Core | Core | 9127
SITE_02019 | Single Family | Single Family Detached | Western Washington | WASHOUGAL | WA | 98671 |  | Clark | BPA | 292663 |  | 2986.36 |  | 1 |  | 1 |  | CLARK PUD | 3660 | Y | NW NATURAL GAS | 2017-03-17 | N/A | N/A | N/A | N/A | Core | Core | 2346.7937
SITE_02020 | Single Family | Single Family Detached | Western Washington | VANCOUVER | WA | 98661 |  | Clark | BPA | 292663 |  | 2986.36 |  | 1 |  | 1 |  | CLARK PUD | 3660 | Y | N/A | 2017-03-16 | N/A | N/A | N/A | N/A | Core | Core | 2986.36
SITE_02021 | Single Family | Single Family Detached | Western Washington | SHELTON | WA | 98584 |  | Mason | BPA | 292663 |  | 2986.36 |  | 1 |  | 1 |  | MASON COUNTY PUD 3 | 15419 | Y | N/A | 2017-03-01 | N/A | N/A | N/A | N/A | Core | Core | 3434
SITE_02022 | Single Family | Single Family Detached | Western Washington | PORT ORCHARD | WA | 98367 |  | Kitsap | PSE | 97346 |  | 5123.47 |  | 1 |  | 1 |  | PUGET SOUND ENERGY | 15500 | N | N/A | 2017-03-10 | N/A | N/A | N/A | N/A | Core | Core | 4621.3158
SITE_02023 | Single Family | Single Family Detached | Puget Sound | FIRCREST | WA | 98466 |  | Pierce | BPA | 184669 |  | 10259.39 |  | 1 |  | 1 |  | CITY OF TACOMA | 18429 | Y | N/A | 2016-10-25 | N/A | N/A | N/A | N/A | Core | Core | 10381.2619
SITE_02024 | Single Family | Single Family Detached | Western Washington | PORT ANGELES | WA | 98363 |  | Clallam | BPA | 292663 |  | 2986.36 |  | 1 |  | 1 |  | CITY OF PORT ANGELES | 15231 | Y | N/A | 2017-03-21 | N/A | N/A | N/A | N/A | Core | Core | 3434
SITE_02025 | Single Family | Single Family Detached | Western Washington | VANCOUVER | WA | 98664 |  | Clark | BPA | 292663 |  | 2986.36 |  | 1 |  | 1 |  | CLARK PUD | 3660 | Y | N/A | 2017-03-14 | N/A | N/A | N/A | N/A | Core | Core | 2346.7937
SITE_02026 | Single Family | Single Family Detached | Western Washington | VANCOUVER | WA | 98663 |  | Clark | BPA | 292663 |  | 2986.36 |  | 1 |  | 1 |  | CLARK PUD | 3660 | Y | N/A | 2017-03-01 | N/A | N/A | N/A | N/A | Core | Core | 2346.7937
SITE_02027 | Single Family | Single Family Detached | Western Washington | WOODLAND | WA | 98674 |  | Cowlitz | BPA | 292663 |  | 2986.36 |  | 1 |  | 1 |  | CLARK PUD | 3660 | Y | N/A | 2017-03-03 | N/A | N/A | N/A | N/A | Core | Core | 3434
SITE_02028 | Single Family | Single Family Detached | Western Washington | PORT ORCHARD | WA | 98367 |  | Kitsap | PSE | 97346 |  | 5123.47 |  | 1 |  | 1 |  | PUGET SOUND ENERGY | 15500 | N | N/A | 2017-03-03 | N/A | N/A | N/A | N/A | Core | Core | 4621.3158
SITE_02029 | Single Family | Single Family Detached | Western Washington | SEQUIM | WA | 98382 |  | Clallam | BPA | 292663 |  | 2986.36 |  | 1 |  | 1 |  | CLALLAM COUNTY PUD | 3644 | Y | N/A | 2017-07-13 | N/A | N/A | N/A | N/A | Core | Core | 3434
SITE_02030 | Single Family | Single Family Detached | Western Washington | LONGVIEW | WA | 98632 |  | Cowlitz | BPA | 292663 |  | 2986.36 |  | 1 |  | 1 |  | COWLITZ PUD | 4442 | Y | N/A | 2017-03-23 | N/A | N/A | N/A | N/A | Core | Core | 3434
SITE_02031 | Single Family | Single Family Detached | Western Washington | VANCOUVER | WA | 98665 |  | Clark | BPA | 292663 |  | 2986.36 |  | 1 |  | 1 |  | CLARK PUD | 3660 | Y | NW NATURAL GAS | 2017-03-07 | N/A | N/A | N/A | N/A | Core | Core | 2346.7937
SITE_02032 | Manufactured | Double Wide | Western Washington | SILVERDALE | WA | 98383 |  | Kitsap | PSE | 10632 |  | 2658 |  | 1 |  | 1 |  | PUGET SOUND ENERGY | 15500 | N | N/A | 2017-03-17 | N/A | N/A | N/A | N/A | Core | Core | 2658
SITE_02033 | Single Family | Single Family Detached | Western Washington | WASHOUGAL | WA | 98671 |  | Skamania | BPA | 292663 |  | 2986.36 |  | 2 |  | 1 |  | SKAMANIA COUNTY PUD 1 | 17279 | Y | N/A | 2017-03-16 | N/A | N/A | N/A | N/A | Core | Core | 2346.7937
SITE_02034 | Single Family | Single Family Detached | Western Washington | VANCOUVER | WA | 98682 |  | Clark | BPA | 292663 |  | 2986.36 |  | 1 |  | 1 |  | CLARK PUD | 3660 | Y | NW NATURAL GAS | 2017-03-15 | N/A | N/A | N/A | N/A | Core | Core | 2346.7937
SITE_02035 | Single Family | Single Family Detached | Western Washington | KELSO | WA | 98626 |  | Cowlitz | BPA | 292663 |  | 2986.36 |  | 1 |  | 1 |  | COWLITZ PUD | 4442 | Y | N/A | 2017-03-17 | N/A | N/A | N/A | N/A | Core | Core | 3434
SITE_02036 | Single Family | Single Family Detached | Western Washington | VANCOUVER | WA | 98683 |  | Clark | BPA | 292663 |  | 2986.36 |  | 1 |  | 1 |  | CLARK PUD | 3660 | Y | NW NATURAL GAS | 2017-03-01 | N/A | N/A | N/A | N/A | Core | Core | 2346.7937
SITE_02037 | Manufactured | Double Wide | Western Washington | ONALASKA | WA | 98570 |  | Lewis | BPA | 40733 |  | 1313.97 |  | 1 |  | 1 |  | LEWIS COUNTY PUD | 10944 | Y | N/A | 2017-03-11 | N/A | N/A | N/A | N/A | Core | Core | 1313.97
SITE_02038 | Single Family | Single Family Detached | Western Washington | VANCOUVER | WA | 98684 |  | Clark | BPA | 292663 |  | 2986.36 |  | 1 |  | 1 |  | CLARK PUD | 3660 | Y | NW NATURAL GAS | 2017-02-28 | N/A | N/A | N/A | N/A | Core | Core | 2346.7937
SITE_02039 | Single Family | Single Family Detached | Western Washington | VANCOUVER | WA | 98664 |  | Clark | BPA | 292663 |  | 2986.36 |  | 1 |  | 1 |  | CLARK PUD | 3660 | Y | N/A | 2017-03-02 | N/A | N/A | N/A | N/A | Core | Core | 2346.7937
SITE_02040 | Manufactured | Double Wide | Western Washington | OLALLA | WA | 98359 |  | Kitsap | PSE | 10632 |  | 2658 |  | 1 |  | 1 |  | PUGET SOUND ENERGY | 15500 | N | N/A | 2017-03-18 | N/A | N/A | N/A | N/A | Core | Core | 2658
SITE_02041 | Single Family | Single Family Detached | Puget Sound | KENMORE | WA | 98028 |  | King | PSE | 679140 |  | 12576.67 |  | 1 |  | 1 |  | PUGET SOUND ENERGY | 15500 | N | PUGET SOUND ENERGY | 2016-10-20 | N/A | N/A | N/A | N/A | Core | Core | 14922.6667
SITE_02042 | Single Family | Single Family Detached | Puget Sound | SNOQUALMIE | WA | 98065 |  | King | PSE | 679140 |  | 12576.67 |  | 1 |  | 1 |  | PUGET SOUND ENERGY | 15500 | N | PUGET SOUND ENERGY | 2016-10-27 | N/A | N/A | N/A | N/A | Core | Core | 14922.6667
SITE_02043 | Single Family | Townhome or Rowhome | Puget Sound | REDMOND | WA | 98052 |  | King | PSE | 679140 |  | 12576.67 |  | 1 |  | 1 |  | PUGET SOUND ENERGY | 15500 | N | N/A | 2016-10-27 | N/A | N/A | N/A | N/A | Core | Core | 14922.6667
SITE_02044 | Single Family | Single Family Detached | Puget Sound | BELLINGHAM | WA | 98225 |  | Whatcom | PSE | 679140 |  | 12576.67 |  | 1 |  | 1 |  | PUGET SOUND ENERGY | 15500 | N | CASCADE NATURAL GAS | 2016-10-12 | N/A | N/A | N/A | N/A | Core | Core | 10381.2619
SITE_02045 | Single Family | Single Family Detached | Puget Sound | UNIVERSITY PLACE | WA | 98466 |  | Pierce | BPA | 184669 |  | 10259.39 |  | 1 |  | 1 |  | CITY OF TACOMA | 18429 | Y | PUGET SOUND ENERGY | 2016-10-25 | N/A | N/A | N/A | N/A | Core | Core | 10381.2619
SITE_02046 | Single Family | Single Family Detached | Puget Sound | TACOMA | WA | 98405 |  | Pierce | BPA | 184669 |  | 10259.39 |  | 1 |  | 1 |  | CITY OF TACOMA | 18429 | Y | PUGET SOUND ENERGY | 2016-10-25 | N/A | N/A | N/A | N/A | Core | Core | 10381.2619
SITE_02047 | Single Family | Single Family Detached | Puget Sound | TACOMA | WA | 98405 |  | Pierce | BPA | 184669 |  | 10259.39 |  | 1 |  | 1 |  | CITY OF TACOMA | 18429 | Y | PUGET SOUND ENERGY | 2016-10-27 | N/A | N/A | N/A | N/A | Core | Core | 10381.2619
SITE_02048 | Single Family | Single Family Detached | Puget Sound | SEATTLE | WA | 98115 |  | King | SCL Not LI or EH | 155883 |  | 2259.17 |  | 1 |  | 1 |  | SEATTLE CITY LIGHT | 16868 | Y | PUGET SOUND ENERGY | 2016-10-24 | N/A | N/A | N/A | N/A | Core | Core | 2471.1038
SITE_02049 | Single Family | Single Family Detached | Puget Sound | RENTON | WA | 98059 |  | King | PSE | 679140 |  | 12576.67 |  | 1 |  | 1 |  | PUGET SOUND ENERGY | 15500 | N | PUGET SOUND ENERGY | 2016-11-02 | N/A | N/A | N/A | N/A | Core | Core | 14922.6667
SITE_02050 | Single Family | Single Family Detached | Puget Sound | TACOMA | WA | 98408 |  | Pierce | BPA | 184669 |  | 10259.39 |  | 1 |  | 1 |  | CITY OF TACOMA | 18429 | Y | PUGET SOUND ENERGY | 2016-11-10 | N/A | N/A | N/A | N/A | Core | Core | 10381.2619
SITE_02051 | Manufactured | Double Wide | Puget Sound | FEDERAL WAY | WA | 98003 |  | King | PSE | 51539 |  | 1982.27 |  | 1 |  | 1 |  | PUGET SOUND ENERGY | 15500 | N | N/A | 2016-10-24 | N/A | N/A | N/A | N/A | Core | Core | 1982.27
SITE_02052 | Single Family | Single Family Detached | Puget Sound | SEATTLE | WA | 98108 |  | King | SCL Not LI or EH | 155883 |  | 2259.17 |  | 1 |  | 1 |  | SEATTLE CITY LIGHT | 16868 | Y | PUGET SOUND ENERGY | 2016-10-24 | N/A | N/A | N/A | N/A | Core | Core | 2471.1038
SITE_02053 | Single Family | Single Family Detached | Puget Sound | BELLEVUE | WA | 98004 |  | King | PSE | 679140 |  | 12576.67 |  | 1 |  | 1 |  | PUGET SOUND ENERGY | 15500 | N | PUGET SOUND ENERGY | 2016-10-25 | N/A | N/A | N/A | N/A | Core | Core | 14922.6667
SITE_02054 | Single Family | Single Family Detached | Western Washington | LONGVIEW | WA | 98632 |  | Cowlitz | BPA | 292663 |  | 2986.36 |  | 1 |  | 1 |  | COWLITZ PUD | 4442 | Y | N/A | 2017-07-14 | N/A | N/A | N/A | N/A | Core | Core | 3434
SITE_02055 | Single Family | Single Family Detached | Western Washington | VANCOUVER | WA | 98686 |  | Clark | BPA | 292663 |  | 2986.36 |  | 1 |  | 1 |  | CLARK PUD | 3660 | Y | NW NATURAL GAS | 2017-07-15 | N/A | N/A | N/A | N/A | BPA | Oversample | 2346.7937
SITE_02056 | Single Family | Single Family Detached | Western Washington | VANCOUVER | WA | 98664 |  | Clark | BPA | 292663 |  | 2986.36 |  | 1 |  | 1 |  | CLARK PUD | 3660 | Y | NW NATURAL GAS | 2017-07-12 | N/A | N/A | N/A | N/A | Core | Core | 2346.7937
SITE_02057 | Single Family | Single Family Detached | Western Washington | VANCOUVER | WA | 98684 |  | Clark | BPA | 292663 |  | 2986.36 |  | 1 |  | 1 |  | CLARK PUD | 3660 | Y | N/A | 2017-07-15 | N/A | N/A | N/A | N/A | Core | Core | 2346.7937
SITE_02058 | Single Family | Single Family Detached | Puget Sound | SEATTLE | WA | 98178 |  | King | SCL EH | 36440 |  | 597.38 |  | 1 |  | 1 |  | SEATTLE CITY LIGHT | 16868 | Y | N/A | 2016-10-19 | N/A | N/A | N/A | N/A | Core | Core | 653.4162
SITE_02059 | Single Family | Single Family Detached | Western Washington | SEQUIM | WA | 98382 |  | Clallam | BPA | 292663 |  | 2986.36 |  | 1 |  | 1 |  | CLALLAM COUNTY PUD | 3644 | Y | N/A | 2017-07-14 | N/A | N/A | N/A | N/A | BPA | Oversample | 3434
SITE_02060 | Single Family | Single Family Detached | Puget Sound | BOTHELL | WA | 98021 |  | Snohomish | SnoPUD | 228091 |  | 3801.52 |  | 1 |  | 1 |  | SNOHOMISH PUD | 17470 | Y | PUGET SOUND ENERGY | 2016-10-13 | N/A | N/A | N/A | N/A | Core | Core | 3955.5333
SITE_02061 | Single Family | Single Family Detached | Puget Sound | OLYMPIA | WA | 98506 |  | Thurston | PSE | 679140 |  | 12576.67 |  | 1 |  | 1 |  | PUGET SOUND ENERGY | 15500 | N | PUGET SOUND ENERGY | 2016-11-04 | N/A | N/A | N/A | N/A | Core | Core | 10381.2619
SITE_02062 | Single Family | Single Family Detached | Puget Sound | OLYMPIA | WA | 98513 |  | Thurston | PSE | 679140 |  | 12576.67 |  | 1 |  | 1 |  | PUGET SOUND ENERGY | 15500 | N | PUGET SOUND ENERGY | 2016-10-19 | N/A | N/A | N/A | N/A | Core | Core | 10381.2619
SITE_02063 | Single Family | Single Family Detached | Puget Sound | MAPLE VALLEY | WA | 98038 |  | King | PSE | 679140 |  | 12576.67 |  | 1 |  | 1 |  | PUGET SOUND ENERGY | 15500 | N | N/A | 2016-11-08 | N/A | N/A | N/A | N/A | Core | Core | 14922.6667
SITE_02064 | Single Family | Single Family Detached | Puget Sound | MAPLE VALLEY | WA | 98038 |  | King | PSE | 679140 |  | 12576.67 |  | 1 |  | 1 |  | PUGET SOUND ENERGY | 15500 | N | N/A | 2016-11-02 | N/A | N/A | N/A | N/A | Core | Core | 14922.6667
SITE_02065 | Single Family | Single Family Detached | Puget Sound | BUCKLEY | WA | 98321 |  | Pierce | PSE | 679140 |  | 12576.67 |  | 1 |  | 1 |  | PUGET SOUND ENERGY | 15500 | N | PUGET SOUND ENERGY | 2016-10-25 | N/A | N/A | N/A | N/A | Core | Core | 10381.2619
SITE_02066 | Single Family | Single Family Detached | Puget Sound | BELLINGHAM | WA | 98225 |  | Whatcom | PSE | 679140 |  | 12576.67 |  | 1 |  | 1 |  | PUGET SOUND ENERGY | 15500 | N | N/A | 2016-10-11 | N/A | N/A | N/A | N/A | Core | Core | 10381.2619
SITE_02067 | Single Family | Single Family Detached | Puget Sound | LYNNWOOD | WA | 98036 |  | Snohomish | SnoPUD | 228091 |  | 3801.52 |  | 1 |  | 1 |  | SNOHOMISH PUD | 17470 | Y | PUGET SOUND ENERGY | 2016-10-28 | N/A | N/A | N/A | N/A | Core | Core | 3955.5333
SITE_02068 | Multifamily Residence | Apartment Building (3 or fewer floors) | Eastern Washington | TONASKET | WA | 98855 |  | Okanogan | BPA | 31641 |  | 687.85 |  | 2 |  | 2 |  | PUD NO. 1 OF OKANOGAN COUNTY | 14055 | Y | N/A | 2017-09-30 | BLDG_00537 | N/A | N/A | N/A | BPA | Oversample | 687.85
SITE_02069 | Single Family | Single Family Detached | Eastern Oregon | BAKER CITY | OR | 97814 |  | Baker | BPA | 86912 |  | 2348.97 |  | 2 |  | 1 |  | OREGON TRAIL ELECTRIC COOPERATIVE | 14109 | Y | CASCADE NATURAL GAS | 2017-04-13 | N/A | N/A | N/A | N/A | Core | Core | 4710.7778

## RBSA_Demographics
RBSA DATA | [28 empty] | RTF ANALYSIS
[31 empty] | Number of Occupants |  |  | Number of Occupants x SiteWeight |  |  | Statistics
PK_INTRW_ID | CK_SiteID | Primary Home | Move In Year | Move In Year_Notes | Business Operated Out of the Home | Any Occupants Moved In within Last Year | Any Occupant Moved Out within Last Year | Planning to Move Within Six Months | Qty Occupants Between Less than 1 Year | Qty Occupants Between Less than 1 Year_Notes | Qty Occupants Between 1 and 5 Years | Qty Occupants Between 1 and 5 Years_Notes | Qty Occupants Between 6 and 10 Years | Qty Occupants Between 6 and 10 Years_Notes | Qty Occupants Between 11 and 18 Years | Qty Occupants Between 11 and 18 Years_Notes | Qty Occupants Between 19 and 45 Years | Qty Occupants Between 19 and 45 Years_Notes | Qty Occupants Between 46 and 64 Years | Qty Occupants Between 46 and 64 Years_Notes | Qty Occupants Between 65 Years or Older | Qty Occupants Between 65 Years or Older_Notes | Qty Occupants Work Outside the Home | Qty Occupants Work Outside the Home_Notes | Qty Occupants | Qty Occupants_notes | Qty Adults | Qty Adults_notes | SiteType | Site Weight | Total | Under 6 | 6+ | Total | Under 6 | 6+ |  | Total | Under 6 | 6+
SiteIntrvw_00001919 | SITE_00001 | Primary | 2017 |  | Unknown | Yes | Unknown | No | 0 |  | 0 |  | 0 |  | 0 |  | 0 |  | 1 |  | 0 |  | 0 |  | 1 |  | 1 |  | Multifamily Residence | 751.56 | 1 | 0 | 1 | 751.56 | 0 | 751.56 | Single Family | 11022872.12 | 855631.53 | 10167240.59
SiteIntrvw_00000426 | SITE_00002 | Primary | 2015 |  | Unknown | No | No | No | 0 |  | 0 |  | 0 |  | 0 |  | 0 |  | 0 |  | 1 |  | 1 |  | 1 |  | 1 |  | Manufactured | 997.59 | 1 | 0 | 1 | 997.59 | 0 | 997.59 | Manufactured | 1073353.72 | 70081.89 | 1003271.83
SiteIntrvw_00000427 | SITE_00003 | Primary | 2015 |  | Unknown | No | No | No | 0 |  | 0 |  | 0 |  | 0 |  | 0 |  | 1 |  | 1 |  | 0 |  | 2 |  | 2 |  | Manufactured | 997.59 | 2 | 0 | 2 | 1995.18 | 0 | 1995.18 | Multifamily Residence | 1651686.6 | 148781.78 | 1502904.82
SiteIntrvw_00000428 | SITE_00004 | Primary | 2015 |  | Unknown | No | No | No | 0 |  | 0 |  | 0 |  | 0 |  | 0 |  | 2 |  | 0 |  | 1 |  | 2 |  | 2 |  | Manufactured | 997.59 | 2 | 0 | 2 | 1995.18 | 0 | 1995.18 | Total | 13747912.44 | 1074495.2 | 12673417.24
SiteIntrvw_00000429 | SITE_00005 | Primary | 2015 |  | Unknown | No | No | No | 0 |  | 0 |  | 0 |  | 0 |  | 0 |  | 1 |  | 0 |  | 1 |  | 1 |  | 1 |  | Manufactured | 997.59 | 1 | 0 | 1 | 997.59 | 0 | 997.59
SiteIntrvw_00000430 | SITE_00006 | Primary | 2014 |  | Unknown | No | No | No | 0 |  | 0 |  | 0 |  | 0 |  | 0 |  | 0 |  | 2 |  | 0 |  | 2 |  | 2 |  | Manufactured | 997.59 | 2 | 0 | 2 | 1995.18 | 0 | 1995.18
SiteIntrvw_00000431 | SITE_00007 | Primary | 2013 |  | Unknown | No | Yes | Yes | 0 |  | 0 |  | 0 |  | 0 |  | 0 |  | 2 |  | 0 |  | 0 |  | 2 |  | 2 |  | Manufactured | 997.59 | 2 | 0 | 2 | 1995.18 | 0 | 1995.18
SiteIntrvw_00000432 | SITE_00008 | Primary | 2016 |  | Unknown | No | Yes | No | 0 |  | 0 |  | 0 |  | 0 |  | 0 |  | 2 |  | 0 |  | 2 |  | 2 |  | 2 |  | Single Family | 3801.52 | 2 | 0 | 2 | 7603.04 | 0 | 7603.04
SiteIntrvw_00000433 | SITE_00009 | Primary | 2017 |  | Unknown | Yes | Yes | No | 0 |  | 0 |  | 0 |  | 0 |  | 2 |  | 1 |  | 0 |  | 2 |  | 3 |  | 3 |  | Manufactured | 921.5 | 3 | 0 | 3 | 2764.5 | 0 | 2764.5
SiteIntrvw_00000434 | SITE_00010 | Primary | 2014 |  | Unknown | No | No | No | 0 |  | 0 |  | 0 |  | 0 |  | 0 |  | 0 |  | 1 |  | 0 |  | 1 |  | 1 |  | Manufactured | 1982.27 | 1 | 0 | 1 | 1982.27 | 0 | 1982.27
SiteIntrvw_00000435 | SITE_00011 | Primary | 2014 |  | Unknown | No | No | No | 0 |  | 0 |  | 0 |  | 0 |  | 0 |  | 1 |  | 1 |  | 1 |  | 2 |  | 2 |  | Manufactured | 921.5 | 2 | 0 | 2 | 1843 | 0 | 1843
SiteIntrvw_00000436 | SITE_00012 | Primary | 2015 |  | Unknown | No | No | No | 0 |  | 0 |  | 0 |  | 0 |  | 0 |  | 1 |  | 0 |  | 1 |  | 1 |  | 1 |  | Manufactured | 1982.27 | 1 | 0 | 1 | 1982.27 | 0 | 1982.27
SiteIntrvw_00000437 | SITE_00013 | Primary | 2015 |  | Unknown | No | No | No | 0 |  | 0 |  | 0 |  | 0 |  | 0 |  | 1 |  | 0 |  | 0 |  | 1 |  | 1 |  | Manufactured | 921.5 | 1 | 0 | 1 | 921.5 | 0 | 921.5
SiteIntrvw_00000438 | SITE_00014 | Primary | 2014 |  | Unknown | No | No | No | 0 |  | 0 |  | 0 |  | 0 |  | 0 |  | 0 |  | 2 |  | 0 |  | 2 |  | 2 |  | Manufactured | 921.5 | 2 | 0 | 2 | 1843 | 0 | 1843
SiteIntrvw_00000439 | SITE_00015 | Primary | 2014 |  | Unknown | No | No | No | 0 |  | 0 |  | 0 |  | 0 |  | 0 |  | 0 |  | 2 |  | 0 |  | 2 |  | 2 |  | Manufactured | 921.5 | 2 | 0 | 2 | 1843 | 0 | 1843
SiteIntrvw_00000440 | SITE_00016 | Primary | 2016 |  | Unknown | Yes | Yes | No | 0 |  | 2 |  | 0 |  | 0 |  | 5 |  | 1 |  | 0 |  | 0 |  | 8 |  | 6 |  | Manufactured | 1313.97 | 8 | 2 | 6 | 10511.76 | 2627.94 | 7883.82
SiteIntrvw_00000441 | SITE_00017 | Primary | 2013 |  | Unknown | No | No | No | 0 |  | 0 |  | 0 |  | 1 |  | 0 |  | 0 |  | 2 |  | 0 |  | 3 |  | 2 |  | Manufactured | 997.59 | 3 | 0 | 3 | 2992.77 | 0 | 2992.77
SiteIntrvw_00000442 | SITE_00018 | Primary | 2014 |  | Unknown | No | No | No | 0 |  | 0 |  | 0 |  | 0 |  | 0 |  | 0 |  | 2 |  | 0 |  | 2 |  | 2 |  | Manufactured | 997.59 | 2 | 0 | 2 | 1995.18 | 0 | 1995.18
SiteIntrvw_00000443 | SITE_00019 | Primary | 2014 |  | Unknown | No | No | No | 0 |  | 0 |  | 0 |  | 0 |  | 0 |  | 0 |  | 2 |  | 1 |  | 2 |  | 2 |  | Manufactured | 997.59 | 2 | 0 | 2 | 1995.18 | 0 | 1995.18
SiteIntrvw_00000444 | SITE_00020 | Primary | 2013 |  | Unknown | No | No | No | 0 |  | 0 |  | 0 |  | 0 |  | 0 |  | 0 |  | 2 |  | 0 |  | 2 |  | 2 |  | Manufactured | 997.59 | 2 | 0 | 2 | 1995.18 | 0 | 1995.18
SiteIntrvw_00000445 | SITE_00021 | Primary | 2017 |  | Unknown | N/A | N/A | No | 0 |  | 2 |  | 0 |  | 0 |  | 2 |  | 0 |  | 0 |  | 2 |  | 4 |  | 2 |  | Single Family | 2986.36 | 4 | 2 | 2 | 11945.44 | 5972.72 | 5972.72
SiteIntrvw_00000446 | SITE_00022 | Primary | 2016 |  | Unknown | No | No | No | 0 |  | 0 |  | 0 |  | 0 |  | 0 |  | 1 |  | 0 |  | 0 |  | 1 |  | 1 |  | Manufactured | 921.5 | 1 | 0 | 1 | 921.5 | 0 | 921.5
SiteIntrvw_00000447 | SITE_00023 | Primary | 2012 |  | Unknown | Yes | Yes | No | 0 |  | 0 |  | 0 |  | 0 |  | 0 |  | 0 |  | 1 |  | 0 |  | 1 |  | 1 |  | Manufactured | 1313.97 | 1 | 0 | 1 | 1313.97 | 0 | 1313.97
SiteIntrvw_00000448 | SITE_00024 | Primary | 1990 |  | Unknown | No | No | No | 0 |  | 0 |  | 0 |  | 0 |  | 0 |  | 0 |  | 1 |  | 0 |  | 1 |  | 1 |  | Manufactured | 1313.97 | 1 | 0 | 1 | 1313.97 | 0 | 1313.97
SiteIntrvw_00000449 | SITE_00025 | Primary | 2014 |  | Unknown | No | No | No | 0 |  | 0 |  | 0 |  | 0 |  | 0 |  | 1 |  | 0 |  | 1 |  | 1 |  | 1 |  | Manufactured | 1313.97 | 1 | 0 | 1 | 1313.97 | 0 | 1313.97
SiteIntrvw_00000450 | SITE_00026 | Primary | 2016 |  | Unknown | Yes | Yes | No | 0 |  | 0 |  | 1 |  | 0 |  | 2 |  | 0 |  | 0 |  | 1 |  | 3 |  | 2 |  | Single Family | 2986.36 | 3 | 0 | 3 | 8959.08 | 0 | 8959.08
SiteIntrvw_00000451 | SITE_00027 | Primary | 2014 |  | Unknown | No | No | No | 0 |  | 0 |  | 0 |  | 0 |  | 0 |  | 1 |  | 0 |  | 0 |  | 1 |  | 1 |  | Manufactured | 1313.97 | 1 | 0 | 1 | 1313.97 | 0 | 1313.97
SiteIntrvw_00000452 | SITE_00028 | Primary | 1998 |  | Unknown | No | No | No | 0 |  | 0 |  | 0 |  | 0 |  | 0 |  | 1 |  | 0 |  | 0 |  | 1 |  | 1 |  | Manufactured | 1313.97 | 1 | 0 | 1 | 1313.97 | 0 | 1313.97
SiteIntrvw_00000453 | SITE_00029 | Primary | 2008 |  | Unknown | No | No | No | 0 |  | 0 |  | 2 |  | 0 |  | 0 |  | 1 |  | 0 |  | 0 |  | 3 |  | 1 |  | Manufactured | 1313.97 | 3 | 0 | 3 | 3941.91 | 0 | 3941.91
SiteIntrvw_00000454 | SITE_00030 | Primary | 2017 |  | Unknown | Yes | Yes | No | 0 |  | 0 |  | 0 |  | 0 |  | 0 |  | 1 |  | 0 |  | 0 |  | 1 |  | 1 |  | Manufactured | 1313.97 | 1 | 0 | 1 | 1313.97 | 0 | 1313.97
SiteIntrvw_00000455 | SITE_00031 | Primary | 2000 |  | Unknown | No | No | No | 0 |  | 0 |  | 0 |  | 0 |  | 0 |  | 0 |  | 1 |  | 0 |  | 1 |  | 1 |  | Manufactured | 1313.97 | 1 | 0 | 1 | 1313.97 | 0 | 1313.97
SiteIntrvw_00000456 | SITE_00032 | Primary | 2015 |  | Unknown | No | No | No | 0 |  | 0 |  | 0 |  | 0 |  | 0 |  | 2 |  | 0 |  | 1 |  | 2 |  | 2 |  | Manufactured | 1313.97 | 2 | 0 | 2 | 2627.94 | 0 | 2627.94
SiteIntrvw_00000457 | SITE_00033 | Primary | 2012 |  | Unknown | No | No | Yes | 0 |  | 1 |  | 2 |  | 2 |  | 2 |  | 0 |  | 0 |  | 1 |  | 7 |  | 2 |  | Manufactured | 1313.97 | 7 | 1 | 6 | 9197.79 | 1313.97 | 7883.82
SiteIntrvw_00000458 | SITE_00034 | Primary | 2015 |  | Unknown | No | No | No | 0 |  | 0 |  | 0 |  | 0 |  | 1 |  | 0 |  | 2 |  | 1 |  | 3 |  | 3 |  | Manufactured | 1313.97 | 3 | 0 | 3 | 3941.91 | 0 | 3941.91
SiteIntrvw_00000459 | SITE_00035 | Primary | 2010 |  | Unknown | No | No | No | 0 |  | 0 |  | 0 |  | 0 |  | 0 |  | 0 |  | 1 |  | 0 |  | 1 |  | 1 |  | Manufactured | 1313.97 | 1 | 0 | 1 | 1313.97 | 0 | 1313.97
SiteIntrvw_00000460 | SITE_00036 | Primary | 2013 |  | Unknown | Yes | No | No | 0 |  | 1 |  | 0 |  | 0 |  | 2 |  | 1 |  | 0 |  | 1 |  | 4 |  | 3 |  | Manufactured | 1313.97 | 4 | 1 | 3 | 5255.88 | 1313.97 | 3941.91
SiteIntrvw_00000461 | SITE_00037 | Primary | 2005 |  | Unknown | No | No | No | 0 |  | 0 |  | 0 |  | 0 |  | 0 |  | 0 |  | 1 |  | 0 |  | 1 |  | 1 |  | Manufactured | 1313.97 | 1 | 0 | 1 | 1313.97 | 0 | 1313.97
SiteIntrvw_00000462 | SITE_00038 | Primary | 2015 |  | Unknown | Yes | No | No | 1 |  | 1 |  | 0 |  | 0 |  | 1 |  | 1 |  | 0 |  | 1 |  | 4 |  | 2 |  | Manufactured | 1313.97 | 4 | 2 | 2 | 5255.88 | 2627.94 | 2627.94
SiteIntrvw_00000463 | SITE_00039 | Primary | 2013 |  | Unknown | No | No | No | 0 |  | 0 |  | 0 |  | 0 |  | 0 |  | 0 |  | 2 |  | 0 |  | 2 |  | 2 |  | Manufactured | 1313.97 | 2 | 0 | 2 | 2627.94 | 0 | 2627.94
SiteIntrvw_00000464 | SITE_00040 | Primary | 2005 |  | Unknown | No | Yes | No | 0 |  | 1 |  | 0 |  | 0 |  | 2 |  | 1 |  | 0 |  | 2 |  | 4 |  | 3 |  | Manufactured | 1313.97 | 4 | 1 | 3 | 5255.88 | 1313.97 | 3941.91
SiteIntrvw_00000465 | SITE_00041 | Primary | 2005 |  | Unknown | No | No | No | 0 |  | 0 |  | 0 |  | 0 |  | 0 |  | 1 |  | 0 |  | 0 |  | 1 |  | 1 |  | Multifamily Residence | 2002.11 | 1 | 0 | 1 | 2002.11 | 0 | 2002.11
SiteIntrvw_00000466 | SITE_00042 | Primary | 2010 |  | Unknown | No | No | No | 0 |  | 0 |  | 0 |  | 0 |  | 0 |  | 1 |  | 0 |  | 1 |  | 1 |  | 1 |  | Multifamily Residence | 2002.11 | 1 | 0 | 1 | 2002.11 | 0 | 2002.11
SiteIntrvw_00000467 | SITE_00043 | Primary | 1994 |  | Unknown | No | No | No | 0 |  | 0 |  | 0 |  | 0 |  | 0 |  | 1 |  | 0 |  | 1 |  | 1 |  | 1 |  | Multifamily Residence | 2002.11 | 1 | 0 | 1 | 2002.11 | 0 | 2002.11
SiteIntrvw_00000468 | SITE_00044 | Primary | 2015 |  | Unknown | No | No | No | 0 |  | 0 |  | 1 |  | 1 |  | 2 |  | 0 |  | 0 |  | 2 |  | 4 |  | 2 |  | Multifamily Residence | 2002.11 | 4 | 0 | 4 | 8008.44 | 0 | 8008.44
SiteIntrvw_00000469 | SITE_00045 | Primary | 2007 |  | Unknown | No | No | No | 0 |  | 0 |  | 0 |  | 0 |  | 0 |  | 1 |  | 0 |  | 0 |  | 1 |  | 1 |  | Multifamily Residence | 2002.39 | 1 | 0 | 1 | 2002.39 | 0 | 2002.39
SiteIntrvw_00000470 | SITE_00046 | Primary | 2015 |  | Unknown | No | No | No | 0 |  | 0 |  | 0 |  | 0 |  | 2 |  | 0 |  | 0 |  | 0 |  | 2 |  | 2 |  | Multifamily Residence | 2002.39 | 2 | 0 | 2 | 4004.78 | 0 | 4004.78
SiteIntrvw_00000471 | SITE_00047 | Primary | 2016 |  | Unknown | Yes | Yes | No | 0 |  | 0 |  | 0 |  | 1 |  | 0 |  | 2 |  | 0 |  | 0 |  | 3 |  | 2 |  | Multifamily Residence | 2002.39 | 3 | 0 | 3 | 6007.17 | 0 | 6007.17
SiteIntrvw_00000472 | SITE_00048 | Primary | 2017 |  | Unknown | Yes | No | No | 0 |  | 0 |  | 0 |  | 0 |  | 1 |  | 0 |  | 0 |  | 1 |  | 1 |  | 1 |  | Multifamily Residence | 2002.39 | 1 | 0 | 1 | 2002.39 | 0 | 2002.39
SiteIntrvw_00000473 | SITE_00049 | Primary | 2006 |  | Unknown | Yes | No | No | 0 |  | 0 |  | 0 |  | 0 |  | 2 |  | 0 |  | 1 |  | 2 |  | 3 |  | 3 |  | Single Family | 2259.17 | 3 | 0 | 3 | 6777.51 | 0 | 6777.51
SiteIntrvw_00000474 | SITE_00050 | Primary | 2015 |  | Unknown | No | No | No | 0 |  | 0 |  | 0 |  | 0 |  | 1 |  | 0 |  | 0 |  | 1 |  | 1 |  | 1 |  | Multifamily Residence | 2002.39 | 1 | 0 | 1 | 2002.39 | 0 | 2002.39
SiteIntrvw_00000475 | SITE_00051 | Primary | 2010 |  | Unknown | Yes | No | No | 0 |  | 0 |  | 0 |  | 0 |  | 3 |  | 0 |  | 0 |  | 3 |  | 3 |  | 3 |  | Single Family | 597.38 | 3 | 0 | 3 | 1792.14 | 0 | 1792.14
SiteIntrvw_00000476 | SITE_00052 | Primary | 2017 |  | Unknown | No | No | No | 0 |  | 0 |  | 0 |  | 0 |  | 1 |  | 0 |  | 0 |  | 1 |  | 1 |  | 1 |  | Multifamily Residence | 2002.39 | 1 | 0 | 1 | 2002.39 | 0 | 2002.39
SiteIntrvw_00000477 | SITE_00053 | Primary | 2015 |  | Unknown | No | No | No | 0 |  | 0 |  | 0 |  | 0 |  | 1 |  | 1 |  | 0 |  | 1 |  | 2 |  | 2 |  | Multifamily Residence | 2002.39 | 2 | 0 | 2 | 4004.78 | 0 | 4004.78
SiteIntrvw_00000478 | SITE_00054 | Primary | 2014 |  | Unknown | No | No | No | 0 |  | 0 |  | 0 |  | 0 |  | 0 |  | 0 |  | 1 |  | 1 |  | 1 |  | 1 |  | Multifamily Residence | 2002.39 | 1 | 0 | 1 | 2002.39 | 0 | 2002.39
SiteIntrvw_00000479 | SITE_00055 | Primary | 2005 |  | Unknown | No | No | No | 0 |  | 0 |  | 0 |  | 0 |  | 0 |  | 2 |  | 0 |  | 1 |  | 2 |  | 2 |  | Multifamily Residence | 2002.39 | 2 | 0 | 2 | 4004.78 | 0 | 4004.78
SiteIntrvw_00000480 | SITE_00056 | Primary | 2016 |  | Unknown | No | No | No | 0 |  | 0 |  | 0 |  | 0 |  | 2 |  | 0 |  | 0 |  | 2 |  | 2 |  | 2 |  | Multifamily Residence | 2002.39 | 2 | 0 | 2 | 4004.78 | 0 | 4004.78
SiteIntrvw_00002045 | SITE_00057 | Primary | 2016 |  | Unknown | No | No | No | 0 |  | 0 |  | 0 |  | 0 |  | 0 |  | 1 |  | 0 |  | 0 |  | 1 |  | 1 |  | Multifamily Residence | 2000.27 | 1 | 0 | 1 | 2000.27 | 0 | 2000.27
SiteIntrvw_00000481 | SITE_00058 | Primary | 2013 |  | Unknown | No | No | No | 0 |  | 0 |  | 0 |  | 0 |  | 1 |  | 0 |  | 0 |  | 0 |  | 1 |  | 1 |  | Multifamily Residence | 2002.39 | 1 | 0 | 1 | 2002.39 | 0 | 2002.39
SiteIntrvw_00000482 | SITE_00059 | Primary | 2015 |  | Unknown | No | No | No | 0 |  | 0 |  | 0 |  | 0 |  | 2 |  | 0 |  | 0 |  | 2 |  | 2 |  | 2 |  | Single Family | 2259.17 | 2 | 0 | 2 | 4518.34 | 0 | 4518.34
SiteIntrvw_00000483 | SITE_00060 | Primary | 1999 |  | Unknown | No | No | No | 0 |  | 0 |  | 0 |  | 0 |  | 0 |  | 0 |  | 1 |  | 1 |  | 1 |  | 1 |  | Multifamily Residence | 2002.39 | 1 | 0 | 1 | 2002.39 | 0 | 2002.39
SiteIntrvw_00000484 | SITE_00061 | Primary | 2008 |  | Unknown | No | No | No | 0 |  | 0 |  | 0 |  | 0 |  | 3 |  | 0 |  | 0 |  | 3 |  | 3 |  | 3 |  | Single Family | 597.38 | 3 | 0 | 3 | 1792.14 | 0 | 1792.14
SiteIntrvw_00000485 | SITE_00062 | Primary | 2016 |  | Unknown | Yes | No | No | 0 |  | 0 |  | 0 |  | 0 |  | 3 |  | 0 |  | 0 |  | 3 |  | 3 |  | 3 |  | Single Family | 597.38 | 3 | 0 | 3 | 1792.14 | 0 | 1792.14
SiteIntrvw_00000486 | SITE_00063 | Primary | 2004 |  | Unknown | No | No | No | 0 |  | 0 |  | 0 |  | 0 |  | 1 |  | 0 |  | 0 |  | 1 |  | 1 |  | 1 |  | Multifamily Residence | 2002.39 | 1 | 0 | 1 | 2002.39 | 0 | 2002.39
SiteIntrvw_00000487 | SITE_00064 | Primary | 2014 |  | Unknown | No | No | No | 0 |  | 0 |  | 0 |  | 0 |  | 2 |  | 0 |  | 0 |  | 1 |  | 2 |  | 2 |  | Multifamily Residence | 2002.39 | 2 | 0 | 2 | 4004.78 | 0 | 4004.78
SiteIntrvw_00000488 | SITE_00065 | Primary | 2016 |  | Unknown | Yes | Yes | No | 0 |  | 0 |  | 0 |  | 0 |  | 0 |  | 1 |  | 0 |  | 0 |  | 1 |  | 1 |  | Multifamily Residence | 2002.39 | 1 | 0 | 1 | 2002.39 | 0 | 2002.39
SiteIntrvw_00000489 | SITE_00066 | Primary | 2016 |  | Unknown | No | No | No | 0 |  | 1 |  | 0 |  | 0 |  | 2 |  | 0 |  | 0 |  | 0 |  | 3 |  | 2 |  | Multifamily Residence | 2002.11 | 3 | 1 | 2 | 6006.33 | 2002.11 | 4004.22
SiteIntrvw_00000490 | SITE_00067 | Primary | 2011 |  | Unknown | No | No | No | 0 |  | 0 |  | 0 |  | 0 |  | 1 |  | 0 |  | 0 |  | 1 |  | 1 |  | 1 |  | Single Family | 597.38 | 1 | 0 | 1 | 597.38 | 0 | 597.38
SiteIntrvw_00000491 | SITE_00068 | Primary | 2011 |  | Unknown | No | No | No | 0 |  | 0 |  | 0 |  | 0 |  | 1 |  | 0 |  | 0 |  | 1 |  | 1 |  | 1 |  | Multifamily Residence | 2002.39 | 1 | 0 | 1 | 2002.39 | 0 | 2002.39
SiteIntrvw_00000492 | SITE_00069 | Primary | 1999 |  | Unknown | No | No | No | 0 |  | 0 |  | 0 |  | 0 |  | 0 |  | 0 |  | 1 |  | 1 |  | 1 |  | 1 |  | Multifamily Residence | 2002.39 | 1 | 0 | 1 | 2002.39 | 0 | 2002.39
SiteIntrvw_00000493 | SITE_00070 | Primary | 2016 |  | Unknown | N/A | N/A | No | 0 |  | 2 |  | 1 |  | 0 |  | 4 |  | 0 |  | 0 |  | 3 |  | 7 |  | 4 |  | Single Family | 12576.67 | 7 | 2 | 5 | 88036.69 | 25153.34 | 62883.35
SiteIntrvw_00001920 | SITE_00071 | Primary | 2015 |  | Unknown | No | No | No | 0 |  | 0 |  | 0 |  | 0 |  | 0 |  | 2 |  | 0 |  | 0 |  | 2 |  | 2 |  | Multifamily Residence | 2002.39 | 2 | 0 | 2 | 4004.78 | 0 | 4004.78
SiteIntrvw_00000494 | SITE_00072 | Primary | 1996 |  | Unknown | No | No | No | 0 |  | 0 |  | 0 |  | 0 |  | 0 |  | 1 |  | 0 |  | 0 |  | 1 |  | 1 |  | Multifamily Residence | 2002.11 | 1 | 0 | 1 | 2002.11 | 0 | 2002.11
SiteIntrvw_00000495 | SITE_00073 | Primary | 2007 |  | Unknown | No | No | No | 0 |  | 0 |  | 7 |  | 0 |  | 2 |  | 0 |  | 0 |  | 2 |  | 9 |  | 2 |  | Single Family | 3801.52 | 9 | 0 | 9 | 34213.68 | 0 | 34213.68
SiteIntrvw_00000496 | SITE_00074 | Primary | 2009 |  | Unknown | No | No | No | 0 |  | 0 |  | 0 |  | 0 |  | 0 |  | 1 |  | 0 |  | 0 |  | 1 |  | 1 |  | Multifamily Residence | 2002.11 | 1 | 0 | 1 | 2002.11 | 0 | 2002.11
SiteIntrvw_00000497 | SITE_00075 | Primary | 2011 |  | Unknown | No | No | Yes | 0 |  | 1 |  | 1 |  | 0 |  | 2 |  | 0 |  | 0 |  | 0 |  | 4 |  | 2 |  | Multifamily Residence | 2002.11 | 4 | 1 | 3 | 8008.44 | 2002.11 | 6006.33
SiteIntrvw_00000498 | SITE_00076 | Primary | 2001 |  | Unknown | No | No | No | 0 |  | 0 |  | 0 |  | 0 |  | 0 |  | 0 |  | 1 |  | 0 |  | 1 |  | 1 |  | Multifamily Residence | 2804.94 | 1 | 0 | 1 | 2804.94 | 0 | 2804.94
SiteIntrvw_00001921 | SITE_00077 | Primary | 2012 |  | Unknown | No | No | No | 0 |  | 0 |  | 0 |  | 0 |  | 0 |  | 0 |  | 1 |  | 0 |  | 1 |  | 1 |  | Multifamily Residence | 2804.94 | 1 | 0 | 1 | 2804.94 | 0 | 2804.94
SiteIntrvw_00000499 | SITE_00078 | Primary | 2000 |  | Unknown | No | No | No | 0 |  | 0 |  | 0 |  | 0 |  | 0 |  | 0 |  | 1 |  | 1 |  | 1 |  | 1 |  | Multifamily Residence | 2804.94 | 1 | 0 | 1 | 2804.94 | 0 | 2804.94
SiteIntrvw_00000500 | SITE_00079 | Primary | 2005 |  | Unknown | No | No | No | 0 |  | 0 |  | 0 |  | 0 |  | 0 |  | 0 |  | 1 |  | 1 |  | 1 |  | 1 |  | Multifamily Residence | 2804.94 | 1 | 0 | 1 | 2804.94 | 0 | 2804.94
SiteIntrvw_00001922 | SITE_00080 | Primary | 2011 |  | Unknown | No | No | No | 0 |  | 0 |  | 1 |  | 0 |  | 2 |  | 0 |  | 0 |  | 0 |  | 3 |  | 2 |  | Multifamily Residence | 739.45 | 3 | 0 | 3 | 2218.35 | 0 | 2218.35
SiteIntrvw_00000501 | SITE_00081 | Primary | 2009 |  | Unknown | No | No | No | 0 |  | 0 |  | 0 |  | 0 |  | 0 |  | 0 |  | 1 |  | 0 |  | 1 |  | 1 |  | Single Family | 2986.36 | 1 | 0 | 1 | 2986.36 | 0 | 2986.36
SiteIntrvw_00000502 | SITE_00082 | Primary | 2008 |  | Unknown | No | No | No | 0 |  | 0 |  | 0 |  | 1 |  | 2 |  | 0 |  | 0 |  | 0 |  | 3 |  | 2 |  | Multifamily Residence | 739.45 | 3 | 0 | 3 | 2218.35 | 0 | 2218.35
SiteIntrvw_00000503 | SITE_00083 | Primary | 2012 |  | Unknown | No | No | No | 0 |  | 0 |  | 0 |  | 0 |  | 1 |  | 0 |  | 0 |  | 1 |  | 1 |  | 1 |  | Multifamily Residence | 739.45 | 1 | 0 | 1 | 739.45 | 0 | 739.45
SiteIntrvw_00000504 | SITE_00084 | Primary | 2016 |  | Unknown | No | No | No | 0 |  | 0 |  | 0 |  | 0 |  | 0 |  | 1 |  | 0 |  | 0 |  | 1 |  | 1 |  | Multifamily Residence | 739.45 | 1 | 0 | 1 | 739.45 | 0 | 739.45
SiteIntrvw_00002033 | SITE_00085 | Primary | 2007 |  | Unknown | No | No | No | 0 |  | 0 |  | 0 |  | 0 |  | 0 |  | 1 |  | 0 |  | 0 |  | 1 |  | 1 |  | Multifamily Residence | 739.45 | 1 | 0 | 1 | 739.45 | 0 | 739.45
SiteIntrvw_00000505 | SITE_00086 | Primary | 2004 |  | Unknown | No | No | No | 0 |  | 0 |  | 0 |  | 0 |  | 0 |  | 2 |  | 0 |  | 0 |  | 2 |  | 2 |  | Multifamily Residence | 739.45 | 2 | 0 | 2 | 1478.9 | 0 | 1478.9
SiteIntrvw_00000506 | SITE_00087 | Primary | 2016 |  | Unknown | Yes | Yes | No | 0 |  | 2 |  | 0 |  | 0 |  | 1 |  | 0 |  | 0 |  | 0 |  | 3 |  | 1 |  | Multifamily Residence | 739.45 | 3 | 2 | 1 | 2218.35 | 1478.9 | 739.45
SiteIntrvw_00000507 | SITE_00088 | Primary | 2012 |  | Unknown | No | No | No | 0 |  | 0 |  | 0 |  | 0 |  | 0 |  | 0 |  | 1 |  | 0 |  | 1 |  | 1 |  | Multifamily Residence | 739.45 | 1 | 0 | 1 | 739.45 | 0 | 739.45
SiteIntrvw_00000508 | SITE_00089 | Primary | 2010 |  | Unknown | Yes | No | No | 0 |  | 0 |  | 0 |  | 1 |  | 2 |  | 0 |  | 0 |  | 2 |  | 3 |  | 2 |  | Multifamily Residence | 739.45 | 3 | 0 | 3 | 2218.35 | 0 | 2218.35
SiteIntrvw_00000509 | SITE_00090 | Primary | 2016 |  | Unknown | No | No | No | 0 |  | 0 |  | 0 |  | 0 |  | 1 |  | 1 |  | 0 |  | 0 |  | 2 |  | 2 |  | Single Family | 2986.36 | 2 | 0 | 2 | 5972.72 | 0 | 5972.72
SiteIntrvw_00000510 | SITE_00091 | Primary | 2016 |  | Unknown | No | No | No | 0 |  | 0 |  | 0 |  | 0 |  | 1 |  | 0 |  | 0 |  | 0 |  | 1 |  | 1 |  | Multifamily Residence | 739.45 | 1 | 0 | 1 | 739.45 | 0 | 739.45
SiteIntrvw_00000511 | SITE_00092 | Primary | 2010 |  | Unknown | No | No | No | 0 |  | 0 |  | 0 |  | 0 |  | 0 |  | 1 |  | 0 |  | 0 |  | 1 |  | 1 |  | Multifamily Residence | 739.45 | 1 | 0 | 1 | 739.45 | 0 | 739.45
SiteIntrvw_00000512 | SITE_00093 | Primary | 2010 |  | Unknown | No | No | Unknown | 0 |  | 0 |  | 0 |  | 0 |  | 1 |  | 1 |  | 0 |  | 1 |  | 2 |  | 2 |  | Multifamily Residence | 739.45 | 2 | 0 | 2 | 1478.9 | 0 | 1478.9
SiteIntrvw_00001923 | SITE_00094 | Primary | 2017 |  | Unknown | No | No | Unknown | 0 |  | 0 |  | 0 |  | 0 |  | 2 |  | 0 |  | 0 |  | 2 |  | 2 |  | 2 |  | Multifamily Residence | 739.45 | 2 | 0 | 2 | 1478.9 | 0 | 1478.9
SiteIntrvw_00000513 | SITE_00095 | Primary | 2015 |  | Unknown | No | No | No | 0 |  | 0 |  | 0 |  | 0 |  | 0 |  | 0 |  | 1 |  | 0 |  | 1 |  | 1 |  | Multifamily Residence | 739.45 | 1 | 0 | 1 | 739.45 | 0 | 739.45
SiteIntrvw_00000514 | SITE_00096 | Primary | 2009 |  | Unknown | No | No | No | 0 |  | 0 |  | 0 |  | 0 |  | 1 |  | 0 |  | 0 |  | 0 |  | 1 |  | 1 |  | Multifamily Residence | 739.45 | 1 | 0 | 1 | 739.45 | 0 | 739.45
SiteIntrvw_00000515 | SITE_00097 | Primary | 2006 |  | Unknown | No | Yes | No | 0 |  | 0 |  | 0 |  | 0 |  | 0 |  | 1 |  | 0 |  | 0 |  | 1 |  | 1 |  | Multifamily Residence | 739.45 | 1 | 0 | 1 | 739.45 | 0 | 739.45
SiteIntrvw_00001924 | SITE_00098 | Primary | 2015 |  | Unknown | No | No | No | 0 |  | 0 |  | 0 |  | 0 |  | 0 |  | 0 |  | 1 |  | 0 |  | 1 |  | 1 |  | Multifamily Residence | 739.45 | 1 | 0 | 1 | 739.45 | 0 | 739.45
SiteIntrvw_00000516 | SITE_00099 | Primary | 2017 |  | Unknown | No | No | No | 0 |  | 0 |  | 0 |  | 0 |  | 0 |  | 1 |  | 0 |  | 0 |  | 1 |  | 1 |  | Multifamily Residence | 739.45 | 1 | 0 | 1 | 739.45 | 0 | 739.45
SiteIntrvw_00001925 | SITE_00100 | Primary | 2015 |  | Unknown | No | No | Unknown | 1 |  | 0 |  | 0 |  | 0 |  | 2 |  | 0 |  | 0 |  | 1 |  | 3 |  | 2 |  | Multifamily Residence | 739.45 | 3 | 1 | 2 | 2218.35 | 739.45 | 1478.9
SiteIntrvw_00000517 | SITE_00101 | Primary | 2016 |  | Unknown | No | No | No | 0 |  | 0 |  | 0 |  | 0 |  | 0 |  | 0 |  | 2 |  | 0 |  | 2 |  | 2 |  | Multifamily Residence | 739.45 | 2 | 0 | 2 | 1478.9 | 0 | 1478.9
SiteIntrvw_00000518 | SITE_00102 | Primary | 1997 |  | Unknown | No | No | No | 0 |  | 0 |  | 0 |  | 0 |  | 0 |  | 1 |  | 0 |  | 0 |  | 1 |  | 1 |  | Multifamily Residence | 739.45 | 1 | 0 | 1 | 739.45 | 0 | 739.45
SiteIntrvw_00000519 | SITE_00103 | Primary | 2011 |  | Unknown | No | Yes | No | 0 |  | 0 |  | 0 |  | 0 |  | 0 |  | 1 |  | 0 |  | 0 |  | 1 |  | 1 |  | Multifamily Residence | 739.45 | 1 | 0 | 1 | 739.45 | 0 | 739.45
SiteIntrvw_00000520 | SITE_00104 | Primary | 2016 |  | Unknown | No | No | No | 0 |  | 0 |  | 0 |  | 0 |  | 2 |  | 0 |  | 0 |  | 1 |  | 2 |  | 2 |  | Multifamily Residence | 739.45 | 2 | 0 | 2 | 1478.9 | 0 | 1478.9
SiteIntrvw_00000521 | SITE_00105 | Primary | 2016 |  | Unknown | No | No | No | 0 |  | 0 |  | 0 |  | 0 |  | 0 |  | 1 |  | 0 |  | 1 |  | 1 |  | 1 |  | Multifamily Residence | 739.45 | 1 | 0 | 1 | 739.45 | 0 | 739.45
SiteIntrvw_00000522 | SITE_00106 | Primary | 2007 |  | Unknown | No | No | No | 0 |  | 0 |  | 0 |  | 0 |  | 0 |  | 0 |  | 2 |  | 0 |  | 2 |  | 2 |  | Multifamily Residence | 739.45 | 2 | 0 | 2 | 1478.9 | 0 | 1478.9
SiteIntrvw_00000523 | SITE_00107 | Primary | 2012 |  | Unknown | No | No | No | 0 |  | 0 |  | 0 |  | 0 |  | 0 |  | 0 |  | 1 |  | 0 |  | 1 |  | 1 |  | Multifamily Residence | 739.45 | 1 | 0 | 1 | 739.45 | 0 | 739.45
SiteIntrvw_00000524 | SITE_00108 | Primary | 2016 |  | Unknown | No | No | No | 0 |  | 0 |  | 0 |  | 2 |  | 0 |  | 1 |  | 0 |  | 1 |  | 3 |  | 1 |  | Single Family | 2986.36 | 3 | 0 | 3 | 8959.08 | 0 | 8959.08
SiteIntrvw_00000525 | SITE_00109 | Primary | 2016 |  | Unknown | No | No | No | 0 |  | 0 |  | 0 |  | 0 |  | 1 |  | 0 |  | 0 |  | 1 |  | 1 |  | 1 |  | Multifamily Residence | 739.45 | 1 | 0 | 1 | 739.45 | 0 | 739.45
SiteIntrvw_00000526 | SITE_00110 | Primary | 2016 |  | Unknown | No | No | No | 0 |  | 0 |  | 0 |  | 0 |  | 2 |  | 0 |  | 0 |  | 2 |  | 2 |  | 2 |  | Multifamily Residence | 739.45 | 2 | 0 | 2 | 1478.9 | 0 | 1478.9
SiteIntrvw_00000527 | SITE_00111 | Primary | 2017 |  | Unknown | No | Yes | No | 0 |  | 0 |  | 0 |  | 0 |  | 0 |  | 1 |  | 0 |  | 0 |  | 1 |  | 1 |  | Multifamily Residence | 739.45 | 1 | 0 | 1 | 739.45 | 0 | 739.45
SiteIntrvw_00000528 | SITE_00112 | Primary | 2017 |  | Unknown | No | No | No | 0 |  | 0 |  | 0 |  | 0 |  | 0 |  | 1 |  | 0 |  | 0 |  | 1 |  | 1 |  | Multifamily Residence | 739.45 | 1 | 0 | 1 | 739.45 | 0 | 739.45
SiteIntrvw_00000529 | SITE_00113 | Primary | 2016 |  | Unknown | No | No | No | 0 |  | 0 |  | 0 |  | 0 |  | 0 |  | 1 |  | 0 |  | 0 |  | 1 |  | 1 |  | Multifamily Residence | 739.45 | 1 | 0 | 1 | 739.45 | 0 | 739.45
SiteIntrvw_00000530 | SITE_00114 | Primary | 2011 |  | Unknown | No | No | Yes | 0 |  | 0 |  | 1 |  | 0 |  | 1 |  | 1 |  | 0 |  | 1 |  | 3 |  | 2 |  | Multifamily Residence | 739.45 | 3 | 0 | 3 | 2218.35 | 0 | 2218.35
SiteIntrvw_00000531 | SITE_00115 | Primary | 2016 |  | Unknown | No | No | No | 0 |  | 0 |  | 0 |  | 0 |  | 0 |  | 1 |  | 0 |  | 0 |  | 1 |  | 1 |  | Multifamily Residence | 739.45 | 1 | 0 | 1 | 739.45 | 0 | 739.45
SiteIntrvw_00000532 | SITE_00116 | Primary | 2016 |  | Unknown | No | No | Yes | 0 |  | 1 |  | 1 |  | 0 |  | 1 |  | 0 |  | 0 |  | 1 |  | 3 |  | 1 |  | Single Family | 2986.36 | 3 | 1 | 2 | 8959.08 | 2986.36 | 5972.72
SiteIntrvw_00000533 | SITE_00117 | Primary | 2007 |  | Unknown | No | No | No | 0 |  | 1 |  | 0 |  | 0 |  | 2 |  | 0 |  | 0 |  | 0 |  | 3 |  | 2 |  | Multifamily Residence | 739.45 | 3 | 1 | 2 | 2218.35 | 739.45 | 1478.9
SiteIntrvw_00000534 | SITE_00118 | Primary | 2008 |  | Unknown | No | No | No | 0 |  | 0 |  | 0 |  | 0 |  | 2 |  | 2 |  | 0 |  | 1 |  | 4 |  | 4 |  | Multifamily Residence | 739.45 | 4 | 0 | 4 | 2957.8 | 0 | 2957.8
SiteIntrvw_00000535 | SITE_00119 | Primary | 2016 |  | Unknown | Yes | Yes | No | 0 |  | 0 |  | 1 |  | 0 |  | 2 |  | 0 |  | 0 |  | 1 |  | 3 |  | 2 |  | Multifamily Residence | 739.45 | 3 | 0 | 3 | 2218.35 | 0 | 2218.35
SiteIntrvw_00000536 | SITE_00120 | Primary | 2017 |  | Unknown | Yes | No | No | 0 |  | 0 |  | 0 |  | 0 |  | 3 |  | 0 |  | 0 |  | 3 |  | 3 |  | 3 |  | Multifamily Residence | 739.45 | 3 | 0 | 3 | 2218.35 | 0 | 2218.35
SiteIntrvw_00000537 | SITE_00121 | Primary | 1998 |  | Unknown | No | No | No | 0 |  | 0 |  | 0 |  | 0 |  | 0 |  | 1 |  | 0 |  | 1 |  | 1 |  | 1 |  | Multifamily Residence | 739.45 | 1 | 0 | 1 | 739.45 | 0 | 739.45
SiteIntrvw_00000538 | SITE_00122 | Primary | 2013 |  | Unknown | No | No | No | 0 |  | 0 |  | 0 |  | 0 |  | 0 |  | 1 |  | 0 |  | 0 |  | 1 |  | 1 |  | Multifamily Residence | 739.45 | 1 | 0 | 1 | 739.45 | 0 | 739.45
SiteIntrvw_00000539 | SITE_00123 | Primary | 2015 |  | Unknown | No | Yes | No | 0 |  | 2 |  | 0 |  | 0 |  | 1 |  | 0 |  | 0 |  | 1 |  | 3 |  | 1 |  | Multifamily Residence | 739.45 | 3 | 2 | 1 | 2218.35 | 1478.9 | 739.45
SiteIntrvw_00000540 | SITE_00124 | Primary | 2014 |  | Unknown | No | No | No | 0 |  | 0 |  | 0 |  | 0 |  | 1 |  | 0 |  | 0 |  | 1 |  | 1 |  | 1 |  | Single Family | 2986.36 | 1 | 0 | 1 | 2986.36 | 0 | 2986.36
SiteIntrvw_00000541 | SITE_00125 | Primary | 2012 |  | Unknown | No | No | No | 0 |  | 0 |  | 0 |  | 0 |  | 0 |  | 1 |  | 0 |  | 0 |  | 1 |  | 1 |  | Multifamily Residence | 739.45 | 1 | 0 | 1 | 739.45 | 0 | 739.45
SiteIntrvw_00000542 | SITE_00126 | Primary | 2009 |  | Unknown | No | No | No | 0 |  | 0 |  | 0 |  | 0 |  | 2 |  | 1 |  | 0 |  | 0 |  | 3 |  | 3 |  | Multifamily Residence | 739.45 | 3 | 0 | 3 | 2218.35 | 0 | 2218.35
SiteIntrvw_00000543 | SITE_00127 | Primary | 2008 |  | Unknown | No | No | No | 0 |  | 0 |  | 0 |  | 0 |  | 0 |  | 1 |  | 0 |  | 0 |  | 1 |  | 1 |  | Single Family | 2986.36 | 1 | 0 | 1 | 2986.36 | 0 | 2986.36
SiteIntrvw_00000544 | SITE_00128 | Primary | 2014 |  | Unknown | No | No | No | 0 |  | 0 |  | 0 |  | 0 |  | 0 |  | 1 |  | 0 |  | 0 |  | 1 |  | 1 |  | Multifamily Residence | 739.45 | 1 | 0 | 1 | 739.45 | 0 | 739.45
SiteIntrvw_00000545 | SITE_00129 | Primary | 2016 |  | Unknown | No | No | Yes | 0 |  | 0 |  | 0 |  | 0 |  | 1 |  | 0 |  | 0 |  | 0 |  | 1 |  | 1 |  | Multifamily Residence | 739.45 | 1 | 0 | 1 | 739.45 | 0 | 739.45
SiteIntrvw_00001926 | SITE_00130 | Primary | 2017 |  | Unknown | Yes | Unknown | Yes | 0 |  | 0 |  | 0 |  | 0 |  | 1 |  | 1 |  | 0 |  | 1 |  | 2 |  | 2 |  | Multifamily Residence | 739.45 | 2 | 0 | 2 | 1478.9 | 0 | 1478.9
SiteIntrvw_00000546 | SITE_00131 | Primary | 2004 |  | Unknown | No | No | No | 0 |  | 0 |  | 0 |  | 0 |  | 0 |  | 1 |  | 0 |  | 0 |  | 1 |  | 1 |  | Multifamily Residence | 739.45 | 1 | 0 | 1 | 739.45 | 0 | 739.45
SiteIntrvw_00000547 | SITE_00133 | Primary | 2001 |  | Unknown | No | No | No | 0 |  | 0 |  | 0 |  | 0 |  | 0 |  | 1 |  | 0 |  | 1 |  | 1 |  | 1 |  | Single Family | 2259.17 | 1 | 0 | 1 | 2259.17 | 0 | 2259.17
SiteIntrvw_00000548 | SITE_00134 | Primary | 2015 |  | Unknown | No | Yes | No | 0 |  | 2 |  | 0 |  | 0 |  | 2 |  | 0 |  | 0 |  | 2 |  | 4 |  | 2 |  | Single Family | 2259.17 | 4 | 2 | 2 | 9036.68 | 4518.34 | 4518.34
SiteIntrvw_00000549 | SITE_00135 | Primary | 1976 |  | Unknown | No | No | No | 0 |  | 0 |  | 0 |  | 0 |  | 0 |  | 0 |  | 2 |  | 0 |  | 2 |  | 2 |  | Single Family | 2259.17 | 2 | 0 | 2 | 4518.34 | 0 | 4518.34
SiteIntrvw_00000550 | SITE_00136 | Primary | 2015 |  | Unknown | No | No | No | 0 |  | 0 |  | 0 |  | 0 |  | 0 |  | 0 |  | 1 |  | 0 |  | 1 |  | 1 |  | Manufactured | 921.5 | 1 | 0 | 1 | 921.5 | 0 | 921.5
SiteIntrvw_00001927 | SITE_00137 | Primary | 2009 |  | Unknown | No | No | No | 0 |  | 0 |  | 0 |  | 0 |  | 0 |  | 0 |  | 2 |  | 0 |  | 2 |  | 2 |  | Single Family | 3801.52 | 2 | 0 | 2 | 7603.04 | 0 | 7603.04
SiteIntrvw_00000551 | SITE_00138 | Primary | 1997 |  | Unknown | No | No | No | 0 |  | 0 |  | 0 |  | 0 |  | 0 |  | 0 |  | 1 |  | 0 |  | 1 |  | 1 |  | Single Family | 2259.17 | 1 | 0 | 1 | 2259.17 | 0 | 2259.17
SiteIntrvw_00000552 | SITE_00139 | Primary | 2013 |  | Unknown | No | No | No | 0 |  | 0 |  | 0 |  | 0 |  | 0 |  | 1 |  | 0 |  | 1 |  | 1 |  | 1 |  | Single Family | 3801.52 | 1 | 0 | 1 | 3801.52 | 0 | 3801.52
SiteIntrvw_00000553 | SITE_00140 | Primary | 2015 |  | Unknown | No | No | Yes | 0 |  | 0 |  | 0 |  | 0 |  | 4 |  | 0 |  | 0 |  | 2 |  | 4 |  | 4 |  | Single Family | 2259.17 | 4 | 0 | 4 | 9036.68 | 0 | 9036.68
SiteIntrvw_00000554 | SITE_00141 | Primary | 2016 |  | Unknown | No | No | No | 0 |  | 1 |  | 1 |  | 0 |  | 2 |  | 0 |  | 0 |  | 1 |  | 4 |  | 2 |  | Single Family | 3801.52 | 4 | 1 | 3 | 15206.08 | 3801.52 | 11404.56
SiteIntrvw_00000555 | SITE_00142 | Primary | 2006 |  | Unknown | No | Yes | No | 0 |  | 0 |  | 0 |  | 0 |  | 0 |  | 0 |  | 1 |  | 1 |  | 1 |  | 1 |  | Single Family | 2259.17 | 1 | 0 | 1 | 2259.17 | 0 | 2259.17
SiteIntrvw_00000556 | SITE_00143 | Primary | 2007 |  | Unknown | Yes | No | No | 0 |  | 0 |  | 0 |  | 0 |  | 0 |  | 2 |  | 0 |  | 2 |  | 2 |  | 2 |  | Single Family | 2259.17 | 2 | 0 | 2 | 4518.34 | 0 | 4518.34
SiteIntrvw_00000557 | SITE_00144 | Primary | 2016 |  | Unknown | No | No | No | 0 |  | 0 |  | 0 |  | 0 |  | 1 |  | 0 |  | 2 |  | 1 |  | 3 |  | 3 |  | Single Family | 2259.17 | 3 | 0 | 3 | 6777.51 | 0 | 6777.51
SiteIntrvw_00000558 | SITE_00145 | Primary | 2012 |  | Unknown | No | No | No | 0 |  | 0 |  | 0 |  | 0 |  | 0 |  | 0 |  | 1 |  | 0 |  | 1 |  | 1 |  | Single Family | 10259.39 | 1 | 0 | 1 | 10259.39 | 0 | 10259.39
SiteIntrvw_00000559 | SITE_00146 | Primary | 2013 |  | Unknown | Yes | No | No | 0 |  | 0 |  | 0 |  | 0 |  | 3 |  | 0 |  | 0 |  | 3 |  | 3 |  | 3 |  | Single Family | 2259.17 | 3 | 0 | 3 | 6777.51 | 0 | 6777.51
SiteIntrvw_00000560 | SITE_00147 | Primary | 2003 |  | Unknown | No | No | No | 0 |  | 0 |  | 0 |  | 0 |  | 0 |  | 0 |  | 2 |  | 0 |  | 2 |  | 2 |  | Single Family | 10259.39 | 2 | 0 | 2 | 20518.78 | 0 | 20518.78
SiteIntrvw_00000561 | SITE_00148 | Primary | 2003 |  | Unknown | No | No | No | 0 |  | 0 |  | 0 |  | 1 |  | 0 |  | 2 |  | 0 |  | 3 |  | 3 |  | 2 |  | Single Family | 597.38 | 3 | 0 | 3 | 1792.14 | 0 | 1792.14
SiteIntrvw_00000562 | SITE_00149 | Primary | 1989 |  | Unknown | No | No | No | 0 |  | 0 |  | 0 |  | 0 |  | 0 |  | 1 |  | 1 |  | 1 |  | 2 |  | 2 |  | Single Family | 2259.17 | 2 | 0 | 2 | 4518.34 | 0 | 4518.34
SiteIntrvw_00000563 | SITE_00150 | Primary | 2004 |  | Unknown | Yes | Yes | No | 0 |  | 0 |  | 0 |  | 0 |  | 1 |  | 0 |  | 0 |  | 1 |  | 1 |  | 1 |  | Single Family | 2259.17 | 1 | 0 | 1 | 2259.17 | 0 | 2259.17
SiteIntrvw_00000564 | SITE_00151 | Primary | 2005 |  | Unknown | No | No | No | 0 |  | 0 |  | 0 |  | 1 |  | 3 |  | 0 |  | 0 |  | 0 |  | 4 |  | 3 |  | Single Family | 72.88 | 4 | 0 | 4 | 291.52 | 0 | 291.52
SiteIntrvw_00000565 | SITE_00152 | Primary | 2015 |  | Unknown | No | No | No | 0 |  | 0 |  | 0 |  | 0 |  | 3 |  | 2 |  | 0 |  | 4 |  | 5 |  | 5 |  | Single Family | 3801.52 | 5 | 0 | 5 | 19007.6 | 0 | 19007.6
SiteIntrvw_00000566 | SITE_00153 | Primary | 1971 |  | Unknown | Yes | Yes | No | 0 |  | 0 |  | 0 |  | 0 |  | 0 |  | 1 |  | 1 |  | 0 |  | 2 |  | 2 |  | Single Family | 235.4 | 2 | 0 | 2 | 470.8 | 0 | 470.8
SiteIntrvw_00000567 | SITE_00154 | Primary | 2014 |  | Unknown | No | Yes | No | 0 |  | 0 |  | 0 |  | 0 |  | 1 |  | 0 |  | 0 |  | 0 |  | 1 |  | 1 |  | Single Family | 2259.17 | 1 | 0 | 1 | 2259.17 | 0 | 2259.17
SiteIntrvw_00000568 | SITE_00155 | Primary | 2010 |  | Unknown | No | Yes | Unknown | 0 |  | 2 |  | 0 |  | 0 |  | 2 |  | 0 |  | 0 |  | 1 |  | 4 |  | 2 |  | Single Family | 3801.52 | 4 | 2 | 2 | 15206.08 | 7603.04 | 7603.04
SiteIntrvw_00000569 | SITE_00156 | Primary | 1953 |  | Unknown | No | No | No | 0 |  | 0 |  | 0 |  | 0 |  | 0 |  | 1 |  | 1 |  | 1 |  | 2 |  | 2 |  | Single Family | 10259.39 | 2 | 0 | 2 | 20518.78 | 0 | 20518.78
SiteIntrvw_00000570 | SITE_00158 | Primary | 2008 |  | Unknown | No | No | No | 0 |  | 0 |  | 2 |  | 0 |  | 2 |  | 0 |  | 0 |  | 2 |  | 4 |  | 2 |  | Single Family | 10259.39 | 4 | 0 | 4 | 41037.56 | 0 | 41037.56
SiteIntrvw_00000571 | SITE_00159 | Primary | 1963 |  | Unknown | No | No | No | 0 |  | 0 |  | 0 |  | 0 |  | 0 |  | 0 |  | 2 |  | 0 |  | 2 |  | 2 |  | Single Family | 3801.52 | 2 | 0 | 2 | 7603.04 | 0 | 7603.04
SiteIntrvw_00000572 | SITE_00160 | Primary | 2014 |  | Unknown | No | No | No | 0 |  | 1 |  | 0 |  | 0 |  | 2 |  | 0 |  | 0 |  | 0 |  | 3 |  | 2 |  | Single Family | 2259.17 | 3 | 1 | 2 | 6777.51 | 2259.17 | 4518.34
SiteIntrvw_00000573 | SITE_00161 | Primary | 2014 |  | Unknown | No | No | No | 0 |  | 0 |  | 0 |  | 0 |  | 0 |  | 1 |  | 0 |  | 1 |  | 1 |  | 1 |  | Multifamily Residence | 2002.11 | 1 | 0 | 1 | 2002.11 | 0 | 2002.11
SiteIntrvw_00000574 | SITE_00162 | Primary | 2004 |  | Unknown | No | No | No | 0 |  | 0 |  | 0 |  | 0 |  | 0 |  | 2 |  | 0 |  | 1 |  | 2 |  | 2 |  | Single Family | 3801.52 | 2 | 0 | 2 | 7603.04 | 0 | 7603.04
SiteIntrvw_00000575 | SITE_00163 | Primary | 1983 |  | Unknown | No | No | No | 0 |  | 0 |  | 0 |  | 0 |  | 0 |  | 0 |  | 1 |  | 0 |  | 1 |  | 1 |  | Single Family | 2259.17 | 1 | 0 | 1 | 2259.17 | 0 | 2259.17
SiteIntrvw_00000576 | SITE_00164 | Primary | 1996 |  | Unknown | Yes | No | No | 0 |  | 0 |  | 0 |  | 0 |  | 1 |  | 1 |  | 1 |  | 1 |  | 3 |  | 3 |  | Single Family | 10259.39 | 3 | 0 | 3 | 30778.17 | 0 | 30778.17
SiteIntrvw_00000577 | SITE_00165 | Primary | 2002 |  | Unknown | Yes | Yes | No | 0 |  | 0 |  | 0 |  | 0 |  | 1 |  | 1 |  | 0 |  | 1 |  | 2 |  | 2 |  | Single Family | 2259.17 | 2 | 0 | 2 | 4518.34 | 0 | 4518.34
SiteIntrvw_00000578 | SITE_00166 | Primary | 1975 |  | Unknown | No | No | No | 0 |  | 0 |  | 0 |  | 0 |  | 0 |  | 0 |  | 2 |  | 0 |  | 2 |  | 2 |  | Single Family | 12576.67 | 2 | 0 | 2 | 25153.34 | 0 | 25153.34
SiteIntrvw_00000579 | SITE_00167 | Primary | 2003 |  | Unknown | No | No | No | 0 |  | 0 |  | 0 |  | 0 |  | 0 |  | 0 |  | 1 |  | 0 |  | 1 |  | 1 |  | Single Family | 597.38 | 1 | 0 | 1 | 597.38 | 0 | 597.38
SiteIntrvw_00000580 | SITE_00168 | Primary | 2009 |  | Unknown | No | No | No | 0 |  | 0 |  | 0 |  | 0 |  | 1 |  | 0 |  | 0 |  | 1 |  | 1 |  | 1 |  | Single Family | 597.38 | 1 | 0 | 1 | 597.38 | 0 | 597.38
SiteIntrvw_00000581 | SITE_00169 | Primary | 2000 |  | Unknown | Yes | Yes | No | 0 |  | 0 |  | 0 |  | 0 |  | 0 |  | 2 |  | 0 |  | 2 |  | 2 |  | 2 |  | Single Family | 2259.17 | 2 | 0 | 2 | 4518.34 | 0 | 4518.34
SiteIntrvw_00000582 | SITE_00170 | Primary | 2012 |  | Unknown | No | No | No | 0 |  | 0 |  | 0 |  | 0 |  | 0 |  | 0 |  | 1 |  | 0 |  | 1 |  | 1 |  | Single Family | 3801.52 | 1 | 0 | 1 | 3801.52 | 0 | 3801.52
SiteIntrvw_00000583 | SITE_00171 | Primary | 2013 |  | Unknown | No | No | No | 0 |  | 0 |  | 0 |  | 0 |  | 1 |  | 0 |  | 0 |  | 1 |  | 1 |  | 1 |  | Single Family | 2259.17 | 1 | 0 | 1 | 2259.17 | 0 | 2259.17
SiteIntrvw_00000584 | SITE_00172 | Primary | 2016 |  | Unknown | No | No | No | 0 |  | 2 |  | 0 |  | 0 |  | 2 |  | 0 |  | 0 |  | 2 |  | 4 |  | 2 |  | Single Family | 3801.52 | 4 | 2 | 2 | 15206.08 | 7603.04 | 7603.04
SiteIntrvw_00001928 | SITE_00173 | Primary | 2008 |  | Unknown | No | No | No | 0 |  | 0 |  | 0 |  | 0 |  | 0 |  | 1 |  | 0 |  | 0 |  | 1 |  | 1 |  | Single Family | 2259.17 | 1 | 0 | 1 | 2259.17 | 0 | 2259.17
SiteIntrvw_00000585 | SITE_00174 | Primary | 2005 |  | Unknown | No | Yes | No | 0 |  | 0 |  | 0 |  | 0 |  | 3 |  | 2 |  | 0 |  | 4 |  | 5 |  | 5 |  | Single Family | 3801.52 | 5 | 0 | 5 | 19007.6 | 0 | 19007.6
SiteIntrvw_00000587 | SITE_00176 | Primary | 2001 |  | Unknown | No | No | No | 0 |  | 0 |  | 0 |  | 1 |  | 0 |  | 2 |  | 0 |  | 1 |  | 3 |  | 2 |  | Single Family | 3801.52 | 3 | 0 | 3 | 11404.56 | 0 | 11404.56
SiteIntrvw_00000588 | SITE_00177 | Primary | 2015 |  | Unknown | No | No | No | 0 |  | 0 |  | 0 |  | 0 |  | 0 |  | 1 |  | 0 |  | 1 |  | 1 |  | 1 |  | Single Family | 3801.52 | 1 | 0 | 1 | 3801.52 | 0 | 3801.52
SiteIntrvw_00000589 | SITE_00178 | Primary | 2013 |  | Unknown | No | No | No | 0 |  | 0 |  | 0 |  | 0 |  | 0 |  | 0 |  | 3 |  | 0 |  | 3 |  | 3 |  | Manufactured | 1313.97 | 3 | 0 | 3 | 3941.91 | 0 | 3941.91
SiteIntrvw_00000590 | SITE_00179 | Primary | 2015 |  | Unknown | No | No | No | 0 |  | 0 |  | 0 |  | 0 |  | 0 |  | 1 |  | 0 |  | 0 |  | 1 |  | 1 |  | Multifamily Residence | 687.85 | 1 | 0 | 1 | 687.85 | 0 | 687.85
SiteIntrvw_00001895 | SITE_00180 | Primary | 2006 |  | No | Yes | Yes | Yes |  | N/A |  | N/A |  | N/A |  | N/A |  | N/A |  | N/A | 1 |  | 0 |  | 1 |  | 1 |  | Single Family | 4610.02 | 1 | 0 | 1 | 4610.02 | 0 | 4610.02
SiteIntrvw_00001896 | SITE_00181 | Primary | 2013 |  | No | No | No | No |  | N/A |  | N/A |  | N/A |  | N/A | 1 |  |  | N/A |  | N/A | 0 |  | 1 |  | 1 |  | Multifamily Residence | 2272.53 | 1 | 0 | 1 | 2272.53 | 0 | 2272.53
SiteIntrvw_00001897 | SITE_00182 | Primary | 2000 |  | No | No | No | No |  | N/A |  | N/A |  | N/A |  | N/A |  | N/A |  | N/A | 2 |  | 0 |  | 2 |  | 2 |  | Single Family | 4610.02 | 2 | 0 | 2 | 9220.04 | 0 | 9220.04
SiteIntrvw_00001898 | SITE_00183 | Primary | 2005 |  | No | No | No | No |  | N/A |  | N/A |  | N/A |  | N/A |  | N/A | 1 |  |  | N/A | 1 |  | 1 |  | 1 |  | Single Family | 4610.02 | 1 | 0 | 1 | 4610.02 | 0 | 4610.02
SiteIntrvw_00001899 | SITE_00184 | Primary | 2014 |  | No | N/A | N/A | No |  | N/A | 1 |  | 1 |  |  | N/A | 2 |  |  | N/A |  | N/A | 2 |  | 4 |  | 2 |  | Single Family | 4610.02 | 4 | 1 | 3 | 18440.08 | 4610.02 | 13830.06
SiteIntrvw_00002053 | SITE_00185 | Primary | 2012 |  | Unknown | No | No | No | 0 |  | 1 |  | 2 |  | 0 |  | 2 |  | 0 |  | 0 |  | 1 |  | 5 |  | 2 |  | Single Family | 4610.02 | 5 | 1 | 4 | 23050.1 | 4610.02 | 18440.08
SiteIntrvw_00001900 | SITE_00186 | Primary | 2007 |  | Yes | No | No | No |  | N/A |  | N/A |  | N/A |  | N/A |  | N/A |  | N/A | 2 |  | 2 |  | 2 |  | 2 |  | Single Family | 4610.02 | 2 | 0 | 2 | 9220.04 | 0 | 9220.04
SiteIntrvw_00001901 | SITE_00187 | Primary | 2004 |  | Yes | No | No | No |  | N/A |  | N/A |  | N/A |  | N/A |  | N/A |  | N/A | 2 |  | 1 |  | 2 |  | 2 |  | Single Family | 4610.02 | 2 | 0 | 2 | 9220.04 | 0 | 9220.04
SiteIntrvw_00001902 | SITE_00188 | Primary | 2007 |  | No | No | No | No |  | N/A |  | N/A |  | N/A |  | N/A |  | N/A | 2 |  |  | N/A | 0 |  | 2 |  | 2 |  | Single Family | 4610.02 | 2 | 0 | 2 | 9220.04 | 0 | 9220.04
SiteIntrvw_00001903 | SITE_00189 | Primary | 2005 |  | No | N/A | N/A | No |  | N/A |  | N/A |  | N/A | 1 |  |  | N/A | 2 |  |  | N/A | 2 |  | 3 |  | 2 |  | Single Family | 4610.02 | 3 | 0 | 3 | 13830.06 | 0 | 13830.06
SiteIntrvw_00001894 | SITE_00190 | Primary | 2014 |  | No | No | No | No |  | N/A |  | N/A |  | N/A | 2 |  | 2 |  |  | N/A |  | N/A | 2 |  | 4 |  | 2 |  | Single Family | 4610.02 | 4 | 0 | 4 | 18440.08 | 0 | 18440.08
SiteIntrvw_00000001 | SITE_00191 | Primary | 2014 |  | Unknown | No | No | Yes | 0 |  | 0 |  | 0 |  | 0 |  | 3 |  | 0 |  | 0 |  | 2 |  | 3 |  | 3 |  | Single Family | 4610.02 | 3 | 0 | 3 | 13830.06 | 0 | 13830.06
SiteIntrvw_00001904 | SITE_00192 | Primary | 2014 |  | No | No | Yes | No |  | N/A | 2 |  |  | N/A |  | N/A | 2 |  |  | N/A |  | N/A | 1 |  | 4 |  | 2 |  | Single Family | 4610.02 | 4 | 2 | 2 | 18440.08 | 9220.04 | 9220.04
SiteIntrvw_00000591 | SITE_00193 | Primary | 2016 |  | Unknown | Yes | Unknown | No | 0 |  | 1 |  | 0 |  | 1 |  | 1 |  | 0 |  | 0 |  | 1 |  | 3 |  | 1 |  | Single Family | 4702.18 | 3 | 1 | 2 | 14106.54 | 4702.18 | 9404.36
SiteIntrvw_00000592 | SITE_00194 | Primary | 2015 |  | Unknown | No | No | No | 0 |  | 0 |  | 0 |  | 0 |  | 1 |  | 0 |  | 0 |  | 1 |  | 1 |  | 1 |  | Multifamily Residence | 773.6 | 1 | 0 | 1 | 773.6 | 0 | 773.6
SiteIntrvw_00000593 | SITE_00195 | Primary | 2003 |  | Unknown | No | No | Unknown | 0 |  | 0 |  | 0 |  | 0 |  | 1 |  | 0 |  | 1 |  | 1 |  | 2 |  | 2 |  | Multifamily Residence | 773.6 | 2 | 0 | 2 | 1547.2 | 0 | 1547.2
SiteIntrvw_00000594 | SITE_00196 | Primary | 2017 |  | Unknown | No | No | No | 0 |  | 0 |  | 0 |  | 0 |  | 1 |  | 1 |  | 0 |  | 2 |  | 2 |  | 2 |  | Single Family | 4702.18 | 2 | 0 | 2 | 9404.36 | 0 | 9404.36
SiteIntrvw_00000595 | SITE_00197 | Primary | 2016 |  | Unknown | No | No | No | 0 |  | 0 |  | 0 |  | 0 |  | 1 |  | 1 |  | 0 |  | 1 |  | 2 |  | 2 |  | Multifamily Residence | 773.6 | 2 | 0 | 2 | 1547.2 | 0 | 1547.2
SiteIntrvw_00000596 | SITE_00198 | Primary | 2017 |  | Unknown | No | No | No | 0 |  | 0 |  | 0 |  | 0 |  | 2 |  | 0 |  | 0 |  | 2 |  | 2 |  | 2 |  | Single Family | 4610.02 | 2 | 0 | 2 | 9220.04 | 0 | 9220.04
SiteIntrvw_00000597 | SITE_00199 | Primary | 2016 |  | Unknown | No | No | No | 0 |  | 1 |  | 2 |  | 0 |  | 2 |  | 0 |  | 0 |  | 1 |  | 5 |  | 2 |  | Multifamily Residence | 2272.53 | 5 | 1 | 4 | 11362.65 | 2272.53 | 9090.12
SiteIntrvw_00001929 | SITE_00200 | Primary | 2017 |  | Unknown | No | No | No | 0 |  | 1 |  | 0 |  | 0 |  | 2 |  | 0 |  | 0 |  | 1 |  | 3 |  | 2 |  | Single Family | 4702.18 | 3 | 1 | 2 | 14106.54 | 4702.18 | 9404.36
SiteIntrvw_00000598 | SITE_00201 | Primary | 2015 |  | Unknown | No | No | No | 0 |  | 2 |  | 1 |  | 0 |  | 0 |  | 2 |  | 0 |  | 1 |  | 5 |  | 2 |  | Multifamily Residence | 2272.53 | 5 | 2 | 3 | 11362.65 | 4545.06 | 6817.59
SiteIntrvw_00001930 | SITE_00202 | Primary | 2016 |  | Unknown | No | No | No | 1 |  | 1 |  | 2 |  | 1 |  | 2 |  | 0 |  | 0 |  | 1 |  | 7 |  | 2 |  | Single Family | 4610.02 | 7 | 2 | 5 | 32270.14 | 9220.04 | 23050.1
SiteIntrvw_00000599 | SITE_00203 | Primary | 2015 |  | Unknown | No | No | No | 0 |  | 3 |  | 0 |  | 0 |  | 2 |  | 0 |  | 0 |  | 2 |  | 5 |  | 2 |  | Multifamily Residence | 2272.53 | 5 | 3 | 2 | 11362.65 | 6817.59 | 4545.06
SiteIntrvw_00000600 | SITE_00204 | Primary | 2015 |  | Unknown | No | No | Yes | 0 |  | 0 |  | 0 |  | 0 |  | 1 |  | 0 |  | 0 |  | 1 |  | 1 |  | 1 |  | Single Family | 4610.02 | 1 | 0 | 1 | 4610.02 | 0 | 4610.02
SiteIntrvw_00000601 | SITE_00205 | Primary | 2016 |  | Unknown | No | No | No | 0 |  | 0 |  | 0 |  | 0 |  | 0 |  | 1 |  | 0 |  | 0 |  | 1 |  | 1 |  | Single Family | 4610.02 | 1 | 0 | 1 | 4610.02 | 0 | 4610.02
SiteIntrvw_00000602 | SITE_00206 | Primary | 2015 |  | Unknown | No | No | No | 0 |  | 1 |  | 2 |  | 1 |  | 1 |  | 0 |  | 0 |  | 0 |  | 5 |  | 1 |  | Multifamily Residence | 773.6 | 5 | 1 | 4 | 3868 | 773.6 | 3094.4
SiteIntrvw_00000603 | SITE_00207 | Primary | 2013 |  | Unknown | No | No | No | 0 |  | 0 |  | 0 |  | 0 |  | 0 |  | 1 |  | 0 |  | 0 |  | 1 |  | 1 |  | Multifamily Residence | 773.6 | 1 | 0 | 1 | 773.6 | 0 | 773.6
SiteIntrvw_00000604 | SITE_00208 | Primary | 2016 |  | Unknown | No | No | No | 0 |  | 0 |  | 0 |  | 0 |  | 0 |  | 1 |  | 0 |  | 1 |  | 1 |  | 1 |  | Multifamily Residence | 773.6 | 1 | 0 | 1 | 773.6 | 0 | 773.6
SiteIntrvw_00000605 | SITE_00209 | Primary | 2016 |  | Unknown | No | No | No | 0 |  | 0 |  | 0 |  | 0 |  | 0 |  | 1 |  | 0 |  | 1 |  | 1 |  | 1 |  | Multifamily Residence | 773.6 | 1 | 0 | 1 | 773.6 | 0 | 773.6
SiteIntrvw_00000606 | SITE_00210 | Primary | 2013 |  | Unknown | No | No | No | 0 |  | 0 |  | 0 |  | 0 |  | 0 |  | 1 |  | 0 |  | 0 |  | 1 |  | 1 |  | Multifamily Residence | 773.6 | 1 | 0 | 1 | 773.6 | 0 | 773.6
SiteIntrvw_00000607 | SITE_00211 | Primary | 2014 |  | Unknown | No | No | No | 0 |  | 0 |  | 0 |  | 0 |  | 0 |  | 0 |  | 1 |  | 0 |  | 1 |  | 1 |  | Single Family | 4702.18 | 1 | 0 | 1 | 4702.18 | 0 | 4702.18
SiteIntrvw_00001931 | SITE_00212 | Primary | 2015 |  | Unknown | No | No | No | 0 |  | 0 |  | 0 |  | 1 |  | 1 |  | 1 |  | 0 |  | 1 |  | 3 |  | 2 |  | Multifamily Residence | 773.6 | 3 | 0 | 3 | 2320.8 | 0 | 2320.8
SiteIntrvw_00001932 | SITE_00213 | Primary | 2017 |  | Unknown | Yes | No | No | 0 |  | 0 |  | 0 |  | 1 |  | 0 |  | 2 |  | 0 |  | 2 |  | 3 |  | 2 |  | Multifamily Residence | 773.6 | 3 | 0 | 3 | 2320.8 | 0 | 2320.8
SiteIntrvw_00000608 | SITE_00214 | Primary | 2013 |  | Unknown | No | Yes | No | 0 |  | 0 |  | 0 |  | 0 |  | 1 |  | 1 |  | 0 |  | 1 |  | 2 |  | 2 |  | Multifamily Residence | 773.6 | 2 | 0 | 2 | 1547.2 | 0 | 1547.2
SiteIntrvw_00000609 | SITE_00215 | Primary | 2014 |  | Unknown | No | No | No | 0 |  | 0 |  | 0 |  | 0 |  | 0 |  | 1 |  | 0 |  | 0 |  | 1 |  | 1 |  | Multifamily Residence | 773.6 | 1 | 0 | 1 | 773.6 | 0 | 773.6
SiteIntrvw_00001933 | SITE_00216 | Primary | 1996 |  | Unknown | No | No | No | 0 |  | 0 |  | 0 |  | 0 |  | 0 |  | 0 |  | 2 |  | 0 |  | 2 |  | 2 |  | Single Family | 4702.18 | 2 | 0 | 2 | 9404.36 | 0 | 9404.36
SiteIntrvw_00000610 | SITE_00217 | Primary | 2012 |  | Unknown | No | No | No | 0 |  | 0 |  | 0 |  | 0 |  | 0 |  | 0 |  | 1 |  | 0 |  | 1 |  | 1 |  | Multifamily Residence | 773.6 | 1 | 0 | 1 | 773.6 | 0 | 773.6
SiteIntrvw_00000611 | SITE_00218 | Primary | 2012 |  | Unknown | No | No | No | 0 |  | 0 |  | 0 |  | 0 |  | 0 |  | 0 |  | 2 |  | 0 |  | 2 |  | 2 |  | Single Family | 4610.02 | 2 | 0 | 2 | 9220.04 | 0 | 9220.04
SiteIntrvw_00000612 | SITE_00219 | Primary | 2002 |  | Unknown | No | No | No | 0 |  | 0 |  | 0 |  | 0 |  | 0 |  | 1 |  | 1 |  | 0 |  | 2 |  | 2 |  | Single Family | 4702.18 | 2 | 0 | 2 | 9404.36 | 0 | 9404.36
SiteIntrvw_00000613 | SITE_00220 | Primary | 2011 |  | Unknown | No | Yes | No | 0 |  | 0 |  | 0 |  | 0 |  | 0 |  | 2 |  | 0 |  | 1 |  | 2 |  | 2 |  | Single Family | 4610.02 | 2 | 0 | 2 | 9220.04 | 0 | 9220.04
SiteIntrvw_00000614 | SITE_00221 | Primary | 2014 |  | Unknown | No | No | No | 0 |  | 0 |  | 0 |  | 0 |  | 0 |  | 1 |  | 1 |  | 0 |  | 2 |  | 2 |  | Manufactured | 626.07 | 2 | 0 | 2 | 1252.14 | 0 | 1252.14
SiteIntrvw_00000615 | SITE_00222 | Primary | 2016 |  | Unknown | No | No | No | 0 |  | 0 |  | 0 |  | 0 |  | 0 |  | 1 |  | 0 |  | 1 |  | 1 |  | 1 |  | Manufactured | 1097.77 | 1 | 0 | 1 | 1097.77 | 0 | 1097.77
SiteIntrvw_00000616 | SITE_00223 | Primary | 1998 |  | Unknown | No | No | No | 0 |  | 0 |  | 0 |  | 0 |  | 0 |  | 2 |  | 0 |  | 2 |  | 2 |  | 2 |  | Manufactured | 1097.77 | 2 | 0 | 2 | 2195.54 | 0 | 2195.54
SiteIntrvw_00000617 | SITE_00224 | Primary | 2002 |  | Unknown | No | No | No | 0 |  | 0 |  | 0 |  | 0 |  | 0 |  | 1 |  | 0 |  | 0 |  | 1 |  | 1 |  | Single Family | 4702.18 | 1 | 0 | 1 | 4702.18 | 0 | 4702.18
SiteIntrvw_00000618 | SITE_00225 | Primary | 2010 |  | Unknown | No | No | No | 0 |  | 0 |  | 0 |  | 0 |  | 2 |  | 0 |  | 0 |  | 2 |  | 2 |  | 2 |  | Single Family | 4702.18 | 2 | 0 | 2 | 9404.36 | 0 | 9404.36
SiteIntrvw_00000619 | SITE_00226 | Primary | 2017 |  | Unknown | Yes | Yes | No | 0 |  | 1 |  | 1 |  | 1 |  | 2 |  | 0 |  | 0 |  | 2 |  | 5 |  | 2 |  | Single Family | 4702.18 | 5 | 1 | 4 | 23510.9 | 4702.18 | 18808.72
SiteIntrvw_00000620 | SITE_00227 | Primary | 1999 |  | Unknown | No | No | No | 0 |  | 0 |  | 0 |  | 0 |  | 0 |  | 2 |  | 0 |  | 1 |  | 2 |  | 2 |  | Single Family | 4702.18 | 2 | 0 | 2 | 9404.36 | 0 | 9404.36
SiteIntrvw_00000621 | SITE_00228 | Primary | 2008 |  | Unknown | No | No | No | 0 |  | 0 |  | 0 |  | 0 |  | 0 |  | 1 |  | 0 |  | 1 |  | 1 |  | 1 |  | Single Family | 4702.18 | 1 | 0 | 1 | 4702.18 | 0 | 4702.18
SiteIntrvw_00000622 | SITE_00229 | Primary | 2000 |  | Unknown | No | No | No | 0 |  | 0 |  | 0 |  | 0 |  | 0 |  | 1 |  | 1 |  | 0 |  | 2 |  | 2 |  | Single Family | 4610.02 | 2 | 0 | 2 | 9220.04 | 0 | 9220.04
SiteIntrvw_00000623 | SITE_00230 | Primary | 2016 |  | Unknown | No | No | No | 0 |  | 3 |  | 0 |  | 0 |  | 2 |  | 0 |  | 0 |  | 0 |  | 5 |  | 2 |  | Single Family | 4702.18 | 5 | 3 | 2 | 23510.9 | 14106.54 | 9404.36
SiteIntrvw_00000624 | SITE_00231 | Primary | 2011 |  | Unknown | No | No | No | 0 |  | 0 |  | 0 |  | 0 |  | 0 |  | 0 |  | 1 |  | 1 |  | 1 |  | 1 |  | Single Family | 4702.18 | 1 | 0 | 1 | 4702.18 | 0 | 4702.18
SiteIntrvw_00000625 | SITE_00232 | Primary | 2014 |  | Unknown | No | No | No | 0 |  | 0 |  | 0 |  | 0 |  | 0 |  | 0 |  | 2 |  | 1 |  | 2 |  | 2 |  | Single Family | 4702.18 | 2 | 0 | 2 | 9404.36 | 0 | 9404.36
SiteIntrvw_00000002 | SITE_00233 | Primary | 2015 |  | Unknown | Yes | Yes | No | 0 |  | 0 |  | 0 |  | 2 |  | 1 |  | 1 |  | 0 |  | 1 |  | 4 |  | 2 |  | Manufactured | 626.07 | 4 | 0 | 4 | 2504.28 | 0 | 2504.28
SiteIntrvw_00000003 | SITE_00234 | Primary | 2015 |  | Unknown | Yes | Yes | No | 0 |  | 0 |  | 0 |  | 0 |  | 0 |  | 2 |  | 0 |  | 1 |  | 2 |  | 2 |  | Manufactured | 626.07 | 2 | 0 | 2 | 1252.14 | 0 | 1252.14
SiteIntrvw_00000004 | SITE_00235 | Primary | 2015 |  | Unknown | No | No | No | 0 |  | 0 |  | 3 |  | 1 |  | 2 |  | 0 |  | 0 |  | 1 |  | 6 |  | 2 |  | Single Family | 4610.02 | 6 | 0 | 6 | 27660.12 | 0 | 27660.12
SiteIntrvw_00000005 | SITE_00236 | Primary | 2014 |  | Unknown | No | No | No | 0 |  | 0 |  | 0 |  | 0 |  | 0 |  | 1 |  | 1 |  | 1 |  | 2 |  | 2 |  | Manufactured | 626.07 | 2 | 0 | 2 | 1252.14 | 0 | 1252.14
SiteIntrvw_00000006 | SITE_00237 | Primary | 2015 |  | Unknown | No | No | Yes | 0 |  | 2 |  | 0 |  | 0 |  | 2 |  | 0 |  | 0 |  | 2 |  | 4 |  | 2 |  | Manufactured | 626.07 | 4 | 2 | 2 | 2504.28 | 1252.14 | 1252.14
SiteIntrvw_00000007 | SITE_00238 | Primary | 2015 |  | Unknown | Yes | No | No | 0 |  | 2 |  | 2 |  | 0 |  | 2 |  | 0 |  | 0 |  | 2 |  | 6 |  | 2 |  | Manufactured | 626.07 | 6 | 2 | 4 | 3756.42 | 1252.14 | 2504.28
SiteIntrvw_00000008 | SITE_00239 | Primary | 2015 |  | Unknown | No | No | No | 0 |  | 0 |  | 0 |  | 1 |  | 0 |  | 0 |  | 2 |  | 0 |  | 3 |  | 2 |  | Manufactured | 626.07 | 3 | 0 | 3 | 1878.21 | 0 | 1878.21
SiteIntrvw_00000009 | SITE_00240 | Primary | 2014 |  | Unknown | No | No | No | 0 |  | 0 |  | 0 |  | 0 |  | 0 |  | 1 |  | 1 |  | 0 |  | 2 |  | 2 |  | Manufactured | 1097.77 | 2 | 0 | 2 | 2195.54 | 0 | 2195.54
SiteIntrvw_00000010 | SITE_00241 | Primary | 2011 |  | Unknown | No | No | No | 0 |  | 0 |  | 0 |  | 0 |  | 0 |  | 1 |  | 1 |  | 0 |  | 2 |  | 2 |  | Manufactured | 626.07 | 2 | 0 | 2 | 1252.14 | 0 | 1252.14
SiteIntrvw_00000011 | SITE_00242 | Primary | 2013 |  | Unknown | No | No | No | 0 |  | 0 |  | 0 |  | 3 |  | 0 |  | 2 |  | 0 |  | 1 |  | 5 |  | 2 |  | Manufactured | 626.07 | 5 | 0 | 5 | 3130.35 | 0 | 3130.35
SiteIntrvw_00000012 | SITE_00243 | Primary | 2010 |  | Unknown | No | No | No | 0 |  | 0 |  | 0 |  | 0 |  | 0 |  | 2 |  | 0 |  | 1 |  | 2 |  | 2 |  | Single Family | 4610.02 | 2 | 0 | 2 | 9220.04 | 0 | 9220.04
SiteIntrvw_00000013 | SITE_00244 | Primary | 2014 |  | Unknown | Yes | Yes | No | 0 |  | 0 |  | 0 |  | 0 |  | 0 |  | 2 |  | 0 |  | 1 |  | 2 |  | 2 |  | Manufactured | 626.07 | 2 | 0 | 2 | 1252.14 | 0 | 1252.14
SiteIntrvw_00000014 | SITE_00245 | Primary | 2015 |  | Unknown | No | No | No | 0 |  | 0 |  | 2 |  | 0 |  | 2 |  | 0 |  | 0 |  | 2 |  | 4 |  | 2 |  | Manufactured | 626.07 | 4 | 0 | 4 | 2504.28 | 0 | 2504.28
SiteIntrvw_00000015 | SITE_00246 | Primary | 2014 |  | Unknown | No | No | No | 0 |  | 0 |  | 0 |  | 0 |  | 0 |  | 0 |  | 2 |  | 0 |  | 2 |  | 2 |  | Manufactured | 626.07 | 2 | 0 | 2 | 1252.14 | 0 | 1252.14
SiteIntrvw_00000016 | SITE_00247 | Primary | 2015 |  | Unknown | Yes | No | No | 0 |  | 0 |  | 0 |  | 0 |  | 0 |  | 0 |  | 2 |  | 0 |  | 2 |  | 2 |  | Manufactured | 626.07 | 2 | 0 | 2 | 1252.14 | 0 | 1252.14
SiteIntrvw_00000017 | SITE_00248 | Primary | 2013 |  | Unknown | Yes | Yes | No | 0 |  | 1 |  | 2 |  | 2 |  | 1 |  | 1 |  | 0 |  | 1 |  | 7 |  | 2 |  | Manufactured | 626.07 | 7 | 1 | 6 | 4382.49 | 626.07 | 3756.42
SiteIntrvw_00000018 | SITE_00249 | Primary | 2015 |  | Unknown | No | No | No | 0 |  | 0 |  | 0 |  | 0 |  | 0 |  | 2 |  | 0 |  | 0 |  | 2 |  | 2 |  | Manufactured | 626.07 | 2 | 0 | 2 | 1252.14 | 0 | 1252.14
SiteIntrvw_00000019 | SITE_00250 | Primary | 2015 |  | Unknown | No | No | No | 0 |  | 0 |  | 0 |  | 0 |  | 0 |  | 0 |  | 1 |  | 0 |  | 1 |  | 1 |  | Manufactured | 1097.77 | 1 | 0 | 1 | 1097.77 | 0 | 1097.77
SiteIntrvw_00000020 | SITE_00251 | Primary | 2015 |  | Unknown | Yes | Yes | No | 0 |  | 0 |  | 0 |  | 0 |  | 0 |  | 3 |  | 0 |  | 2 |  | 3 |  | 3 |  | Manufactured | 626.07 | 3 | 0 | 3 | 1878.21 | 0 | 1878.21
SiteIntrvw_00000021 | SITE_00252 | Primary | 2015 |  | Unknown | No | No | No | 0 |  | 0 |  | 0 |  | 0 |  | 1 |  | 1 |  | 0 |  | 2 |  | 2 |  | 2 |  | Manufactured | 626.07 | 2 | 0 | 2 | 1252.14 | 0 | 1252.14
SiteIntrvw_00000022 | SITE_00253 | Primary | 2015 |  | Unknown | No | No | No | 0 |  | 0 |  | 1 |  | 1 |  | 0 |  | 2 |  | 0 |  | 2 |  | 4 |  | 2 |  | Manufactured | 626.07 | 4 | 0 | 4 | 2504.28 | 0 | 2504.28
SiteIntrvw_00000023 | SITE_00254 | Primary | 2012 |  | Unknown | No | No | No | 0 |  | 0 |  | 0 |  | 0 |  | 1 |  | 0 |  | 0 |  | 1 |  | 1 |  | 1 |  | Manufactured | 626.07 | 1 | 0 | 1 | 626.07 | 0 | 626.07
SiteIntrvw_00000024 | SITE_00255 | Primary | 2015 |  | Unknown | No | No | No | 0 |  | 0 |  | 0 |  | 0 |  | 0 |  | 3 |  | 1 |  | 1 |  | 4 |  | 4 |  | Manufactured | 626.07 | 4 | 0 | 4 | 2504.28 | 0 | 2504.28
SiteIntrvw_00000025 | SITE_00256 | Primary | 2015 |  | Unknown | No | No | No | 0 |  | 0 |  | 0 |  | 0 |  | 2 |  | 1 |  | 1 |  | 1 |  | 4 |  | 4 |  | Manufactured | 626.07 | 4 | 0 | 4 | 2504.28 | 0 | 2504.28
SiteIntrvw_00000026 | SITE_00257 | Primary | 2015 |  | Unknown | Yes | No | No | 0 |  | 0 |  | 0 |  | 0 |  | 0 |  | 1 |  | 0 |  | 0 |  | 1 |  | 1 |  | Manufactured | 626.07 | 1 | 0 | 1 | 626.07 | 0 | 626.07
SiteIntrvw_00000027 | SITE_00258 | Primary | 2014 |  | Unknown | No | No | No | 0 |  | 0 |  | 0 |  | 0 |  | 0 |  | 2 |  | 0 |  | 0 |  | 2 |  | 2 |  | Manufactured | 626.07 | 2 | 0 | 2 | 1252.14 | 0 | 1252.14
SiteIntrvw_00000028 | SITE_00259 | Primary | 2014 |  | Unknown | No | Yes | No | 0 |  | 0 |  | 0 |  | 0 |  | 2 |  | 0 |  | 1 |  | 1 |  | 3 |  | 3 |  | Manufactured | 626.07 | 3 | 0 | 3 | 1878.21 | 0 | 1878.21
SiteIntrvw_00000029 | SITE_00260 | Primary | 2013 |  | Unknown | No | No | No | 0 |  | 0 |  | 3 |  | 0 |  | 2 |  | 0 |  | 0 |  | 1 |  | 5 |  | 2 |  | Manufactured | 1097.77 | 5 | 0 | 5 | 5488.85 | 0 | 5488.85
SiteIntrvw_00000030 | SITE_00261 | Primary | 2015 |  | Unknown | Yes | No | No | 0 |  | 0 |  | 1 |  | 1 |  | 2 |  | 0 |  | 0 |  | 1 |  | 4 |  | 2 |  | Manufactured | 1097.77 | 4 | 0 | 4 | 4391.08 | 0 | 4391.08
SiteIntrvw_00000031 | SITE_00262 | Primary | 2014 |  | Unknown | No | No | No | 0 |  | 3 |  | 0 |  | 0 |  | 2 |  | 0 |  | 0 |  | 1 |  | 5 |  | 2 |  | Manufactured | 626.07 | 5 | 3 | 2 | 3130.35 | 1878.21 | 1252.14
SiteIntrvw_00000032 | SITE_00263 | Primary | 2012 |  | Unknown | No | No | No | 0 |  | 2 |  | 0 |  | 0 |  | 2 |  | 0 |  | 0 |  | 1 |  | 4 |  | 2 |  | Single Family | 4610.02 | 4 | 2 | 2 | 18440.08 | 9220.04 | 9220.04
SiteIntrvw_00000033 | SITE_00264 | Primary | 2014 |  | Unknown | No | No | No | 0 |  | 0 |  | 0 |  | 0 |  | 0 |  | 2 |  | 2 |  | 2 |  | 4 |  | 4 |  | Manufactured | 626.07 | 4 | 0 | 4 | 2504.28 | 0 | 2504.28
SiteIntrvw_00000034 | SITE_00265 | Primary | 2013 |  | Unknown | No | Yes | No | 0 |  | 0 |  | 0 |  | 0 |  | 0 |  | 2 |  | 0 |  | 2 |  | 2 |  | 2 |  | Manufactured | 1097.77 | 2 | 0 | 2 | 2195.54 | 0 | 2195.54
SiteIntrvw_00000035 | SITE_00266 | Primary | 2014 |  | Unknown | No | No | No | 0 |  | 0 |  | 0 |  | 0 |  | 0 |  | 1 |  | 0 |  | 0 |  | 1 |  | 1 |  | Manufactured | 626.07 | 1 | 0 | 1 | 626.07 | 0 | 626.07
SiteIntrvw_00002021 | SITE_00267 | Primary | 2015 |  | Unknown | No | No | No | 0 |  | 0 |  | 0 |  | 0 |  | 0 |  | 2 |  | 0 |  | 1 |  | 2 |  | 2 |  | Manufactured | 626.07 | 2 | 0 | 2 | 1252.14 | 0 | 1252.14
SiteIntrvw_00000036 | SITE_00268 | Primary | 2014 |  | Unknown | No | No | No | 0 |  | 2 |  | 2 |  | 0 |  | 1 |  | 1 |  | 0 |  | 1 |  | 6 |  | 2 |  | Manufactured | 626.07 | 6 | 2 | 4 | 3756.42 | 1252.14 | 2504.28
SiteIntrvw_00000037 | SITE_00269 | Primary | 2014 |  | Unknown | No | No | No | 0 |  | 0 |  | 0 |  | 0 |  | 0 |  | 1 |  | 0 |  | 0 |  | 1 |  | 1 |  | Manufactured | 626.07 | 1 | 0 | 1 | 626.07 | 0 | 626.07
SiteIntrvw_00000038 | SITE_00270 | Primary | 2015 |  | Unknown | No | Yes | Yes | 1 |  | 0 |  | 0 |  | 0 |  | 2 |  | 0 |  | 0 |  | 2 |  | 3 |  | 2 |  | Manufactured | 1097.77 | 3 | 1 | 2 | 3293.31 | 1097.77 | 2195.54
SiteIntrvw_00000039 | SITE_00271 | Primary | 2015 |  | Unknown | No | No | No | 0 |  | 1 |  | 1 |  | 0 |  | 0 |  | 2 |  | 0 |  | 0 |  | 4 |  | 2 |  | Manufactured | 1097.77 | 4 | 1 | 3 | 4391.08 | 1097.77 | 3293.31
SiteIntrvw_00000040 | SITE_00272 | Primary | 2014 |  | Unknown | No | No | No | 0 |  | 0 |  | 0 |  | 0 |  | 0 |  | 0 |  | 1 |  | 1 |  | 1 |  | 1 |  | Manufactured | 626.07 | 1 | 0 | 1 | 626.07 | 0 | 626.07
SiteIntrvw_00000041 | SITE_00273 | Primary | 2016 |  | Unknown | No | No | No | 0 |  | 0 |  | 0 |  | 0 |  | 0 |  | 0 |  | 2 |  | 1 |  | 2 |  | 2 |  | Manufactured | 626.07 | 2 | 0 | 2 | 1252.14 | 0 | 1252.14
SiteIntrvw_00000042 | SITE_00274 | Primary | 2014 |  | Unknown | No | No | No | 0 |  | 0 |  | 0 |  | 0 |  | 1 |  | 0 |  | 0 |  | 0 |  | 1 |  | 1 |  | Manufactured | 626.07 | 1 | 0 | 1 | 626.07 | 0 | 626.07
SiteIntrvw_00000043 | SITE_00275 | Primary | 2016 |  | Unknown | No | Yes | No | 0 |  | 0 |  | 0 |  | 0 |  | 0 |  | 1 |  | 1 |  | 0 |  | 2 |  | 2 |  | Manufactured | 626.07 | 2 | 0 | 2 | 1252.14 | 0 | 1252.14
SiteIntrvw_00000044 | SITE_00276 | Primary | 2014 |  | Unknown | No | No | No | 0 |  | 1 |  | 0 |  | 0 |  | 2 |  | 0 |  | 0 |  | 2 |  | 3 |  | 2 |  | Manufactured | 626.07 | 3 | 1 | 2 | 1878.21 | 626.07 | 1252.14
SiteIntrvw_00000045 | SITE_00277 | Primary | 2014 |  | Unknown | No | No | No | 0 |  | 0 |  | 0 |  | 0 |  | 0 |  | 0 |  | 2 |  | 0 |  | 2 |  | 2 |  | Manufactured | 626.07 | 2 | 0 | 2 | 1252.14 | 0 | 1252.14
SiteIntrvw_00000046 | SITE_00278 | Primary | 2012 |  | Unknown | No | No | No | 0 |  | 0 |  | 0 |  | 0 |  | 0 |  | 0 |  | 2 |  | 0 |  | 2 |  | 2 |  | Multifamily Residence | 2272.53 | 2 | 0 | 2 | 4545.06 | 0 | 4545.06
SiteIntrvw_00000047 | SITE_00279 | Primary | 2015 |  | Unknown | No | No | No | 0 |  | 0 |  | 0 |  | 0 |  | 2 |  | 0 |  | 0 |  | 2 |  | 2 |  | 2 |  | Multifamily Residence | 2272.53 | 2 | 0 | 2 | 4545.06 | 0 | 4545.06
SiteIntrvw_00000048 | SITE_00280 | Primary | 2015 |  | Unknown | Yes | No | No | 0 |  | 0 |  | 0 |  | 0 |  | 0 |  | 1 |  | 0 |  | 0 |  | 1 |  | 1 |  | Multifamily Residence | 2272.53 | 1 | 0 | 1 | 2272.53 | 0 | 2272.53
SiteIntrvw_00000049 | SITE_00281 | Primary | 2013 |  | Unknown | No | No | No | 0 |  | 0 |  | 0 |  | 1 |  | 1 |  | 0 |  | 0 |  | 2 |  | 2 |  | 1 |  | Multifamily Residence | 2272.53 | 2 | 0 | 2 | 4545.06 | 0 | 4545.06
SiteIntrvw_00000050 | SITE_00282 | Primary | 2014 |  | Unknown | No | No | No | 0 |  | 0 |  | 0 |  | 0 |  | 2 |  | 0 |  | 0 |  | 2 |  | 2 |  | 2 |  | Multifamily Residence | 2272.53 | 2 | 0 | 2 | 4545.06 | 0 | 4545.06
SiteIntrvw_00000051 | SITE_00283 | Primary | 2016 |  | Unknown | Yes | Yes | No | 1 |  | 1 |  | 0 |  | 0 |  | 2 |  | 0 |  | 0 |  | 2 |  | 4 |  | 2 |  | Multifamily Residence | 2272.53 | 4 | 2 | 2 | 9090.12 | 4545.06 | 4545.06
SiteIntrvw_00000052 | SITE_00284 | Primary | 2013 |  | Unknown | No | Yes | Yes | 0 |  | 0 |  | 0 |  | 0 |  | 4 |  | 0 |  | 0 |  | 3 |  | 4 |  | 4 |  | Multifamily Residence | 2272.53 | 4 | 0 | 4 | 9090.12 | 0 | 9090.12
SiteIntrvw_00000053 | SITE_00285 | Primary | 2015 |  | Unknown | No | No | No | 0 |  | 0 |  | 0 |  | 0 |  | 1 |  | 0 |  | 0 |  | 1 |  | 1 |  | 1 |  | Multifamily Residence | 2272.53 | 1 | 0 | 1 | 2272.53 | 0 | 2272.53
SiteIntrvw_00000054 | SITE_00286 | Primary | 2016 |  | Unknown | Yes | Yes | No | 0 |  | 0 |  | 0 |  | 0 |  | 0 |  | 1 |  | 0 |  | 0 |  | 1 |  | 1 |  | Multifamily Residence | 2272.53 | 1 | 0 | 1 | 2272.53 | 0 | 2272.53
SiteIntrvw_00000055 | SITE_00287 | Primary | 2005 |  | Unknown | Yes | Yes | No | 0 |  | 0 |  | 0 |  | 1 |  | 0 |  | 0 |  | 1 |  | 0 |  | 2 |  | 1 |  | Multifamily Residence | 773.6 | 2 | 0 | 2 | 1547.2 | 0 | 1547.2
SiteIntrvw_00000056 | SITE_00288 | Primary | 2015 |  | Unknown | Yes | Yes | No | 0 |  | 0 |  | 0 |  | 0 |  | 2 |  | 0 |  | 0 |  | 1 |  | 2 |  | 2 |  | Multifamily Residence | 2272.53 | 2 | 0 | 2 | 4545.06 | 0 | 4545.06
SiteIntrvw_00000057 | SITE_00289 | Primary | 2015 |  | Unknown | No | No | No | 0 |  | 1 |  | 0 |  | 0 |  | 2 |  | 0 |  | 0 |  | 2 |  | 3 |  | 2 |  | Multifamily Residence | 2272.53 | 3 | 1 | 2 | 6817.59 | 2272.53 | 4545.06
SiteIntrvw_00000058 | SITE_00290 | Primary | 2013 |  | Unknown | No | No | No | 0 |  | 0 |  | 1 |  | 1 |  | 1 |  | 0 |  | 0 |  | 0 |  | 3 |  | 1 |  | Multifamily Residence | 773.6 | 3 | 0 | 3 | 2320.8 | 0 | 2320.8
SiteIntrvw_00000059 | SITE_00291 | Primary | 2012 |  | Unknown | No | No | No | 0 |  | 4 |  | 0 |  | 0 |  | 1 |  | 0 |  | 0 |  | 1 |  | 5 |  | 1 |  | Multifamily Residence | 2272.53 | 5 | 4 | 1 | 11362.65 | 9090.12 | 2272.53
SiteIntrvw_00000060 | SITE_00292 | Primary | 2013 |  | Unknown | No | No | No | 0 |  | 0 |  | 2 |  | 0 |  | 0 |  | 1 |  | 0 |  | 1 |  | 3 |  | 1 |  | Multifamily Residence | 2272.53 | 3 | 0 | 3 | 6817.59 | 0 | 6817.59
SiteIntrvw_00000061 | SITE_00293 | Primary | 2009 |  | Unknown | No | No | No | 0 |  | 0 |  | 0 |  | 0 |  | 1 |  | 0 |  | 0 |  | 0 |  | 1 |  | 1 |  | Multifamily Residence | 2272.53 | 1 | 0 | 1 | 2272.53 | 0 | 2272.53
SiteIntrvw_00001914 | SITE_00294 | Primary | 2011 |  | Unknown | No | No | Yes | 0 |  | 0 |  | 0 |  | 1 |  | 1 |  | 0 |  | 0 |  | 1 |  | 2 |  | 1 |  | Multifamily Residence | 2272.53 | 2 | 0 | 2 | 4545.06 | 0 | 4545.06
SiteIntrvw_00000626 | SITE_00295 | Primary | 2016 |  | Unknown | Yes | No | No | 0 |  | 0 |  | 0 |  | 0 |  | 0 |  | 2 |  | 0 |  | 1 |  | 2 |  | 2 |  | Manufactured | 626.07 | 2 | 0 | 2 | 1252.14 | 0 | 1252.14
SiteIntrvw_00000627 | SITE_00296 | Primary | 2017 |  | Unknown | No | Yes | No | 0 |  | 0 |  | 8 |  | 1 |  | 0 |  | 2 |  | 0 |  | 1 |  | 11 |  | 2 |  | Manufactured | 626.07 | 11 | 0 | 11 | 6886.77 | 0 | 6886.77
SiteIntrvw_00000628 | SITE_00297 | Primary | 2016 |  | Unknown | Yes | Yes | Yes | 0 |  | 0 |  | 0 |  | 0 |  | 2 |  | 0 |  | 0 |  | 2 |  | 2 |  | 2 |  | Single Family | 4610.02 | 2 | 0 | 2 | 9220.04 | 0 | 9220.04
SiteIntrvw_00000629 | SITE_00298 | Primary | 2001 |  | Unknown | No | No | No | 0 |  | 0 |  | 0 |  | 1 |  | 0 |  | 2 |  | 0 |  | 1 |  | 3 |  | 2 |  | Single Family | 4702.18 | 3 | 0 | 3 | 14106.54 | 0 | 14106.54
SiteIntrvw_00000630 | SITE_00299 | Primary | 2009 |  | Unknown | No | No | No | 0 |  | 0 |  | 1 |  | 1 |  | 1 |  | 1 |  | 0 |  | 2 |  | 4 |  | 2 |  | Manufactured | 1097.77 | 4 | 0 | 4 | 4391.08 | 0 | 4391.08
SiteIntrvw_00000631 | SITE_00300 | Primary | 2016 |  | Unknown | No | No | No | 0 |  | 0 |  | 0 |  | 0 |  | 0 |  | 1 |  | 0 |  | 1 |  | 1 |  | 1 |  | Manufactured | 626.07 | 1 | 0 | 1 | 626.07 | 0 | 626.07
SiteIntrvw_00000632 | SITE_00301 | Primary | 2014 |  | Unknown | No | No | No | 0 |  | 0 |  | 0 |  | 0 |  | 0 |  | 0 |  | 2 |  | 0 |  | 2 |  | 2 |  | Manufactured | 626.07 | 2 | 0 | 2 | 1252.14 | 0 | 1252.14
SiteIntrvw_00000633 | SITE_00302 | Primary | 2014 |  | Unknown | No | No | No | 0 |  | 0 |  | 0 |  | 0 |  | 0 |  | 0 |  | 2 |  | 0 |  | 2 |  | 2 |  | Manufactured | 626.07 | 2 | 0 | 2 | 1252.14 | 0 | 1252.14
SiteIntrvw_00000634 | SITE_00303 | Primary | 2017 |  | Unknown | Yes | Yes | No | 0 |  | 1 |  | 2 |  | 0 |  | 1 |  | 0 |  | 0 |  | 1 |  | 4 |  | 1 |  | Manufactured | 626.07 | 4 | 1 | 3 | 2504.28 | 626.07 | 1878.21
SiteIntrvw_00001934 | SITE_00304 | Primary | 2015 |  | Unknown | No | No | No | 0 |  | 0 |  | 0 |  | 0 |  | 0 |  | 1 |  | 0 |  | 1 |  | 1 |  | 1 |  | Manufactured | 626.07 | 1 | 0 | 1 | 626.07 | 0 | 626.07
SiteIntrvw_00001935 | SITE_00305 | Primary | 2016 |  | Unknown | Yes | No | Yes | 0 |  | 0 |  | 0 |  | 0 |  | 0 |  | 1 |  | 0 |  | 1 |  | 1 |  | 1 |  | Manufactured | 626.07 | 1 | 0 | 1 | 626.07 | 0 | 626.07
SiteIntrvw_00000635 | SITE_00306 | Primary | 2009 |  | Unknown | No | No | No | 0 |  | 0 |  | 0 |  | 0 |  | 1 |  | 0 |  | 1 |  | 0 |  | 2 |  | 2 |  | Manufactured | 626.07 | 2 | 0 | 2 | 1252.14 | 0 | 1252.14
SiteIntrvw_00000636 | SITE_00307 | Primary | 2004 |  | Unknown | Yes | No | No | 0 |  | 0 |  | 0 |  | 0 |  | 1 |  | 1 |  | 2 |  | 3 |  | 4 |  | 4 |  | Manufactured | 626.07 | 4 | 0 | 4 | 2504.28 | 0 | 2504.28
SiteIntrvw_00000637 | SITE_00308 | Primary | 2017 |  | Unknown | No | No | No | 0 |  | 0 |  | 0 |  | 0 |  | 1 |  | 0 |  | 0 |  | 0 |  | 1 |  | 1 |  | Manufactured | 626.07 | 1 | 0 | 1 | 626.07 | 0 | 626.07
SiteIntrvw_00000638 | SITE_00309 | Primary | 2017 |  | Unknown | Yes | No | No | 0 |  | 0 |  | 0 |  | 0 |  | 1 |  | 1 |  | 0 |  | 1 |  | 2 |  | 2 |  | Manufactured | 626.07 | 2 | 0 | 2 | 1252.14 | 0 | 1252.14
SiteIntrvw_00000639 | SITE_00310 | Primary | 2016 |  | Unknown | No | No | Yes | 0 |  | 0 |  | 0 |  | 0 |  | 1 |  | 0 |  | 0 |  | 1 |  | 1 |  | 1 |  | Manufactured | 626.07 | 1 | 0 | 1 | 626.07 | 0 | 626.07
SiteIntrvw_00000640 | SITE_00311 | Primary | 2014 |  | Unknown | No | No | No | 0 |  | 0 |  | 0 |  | 0 |  | 0 |  | 1 |  | 0 |  | 0 |  | 1 |  | 1 |  | Manufactured | 626.07 | 1 | 0 | 1 | 626.07 | 0 | 626.07
SiteIntrvw_00000641 | SITE_00312 | Primary | 2017 |  | Unknown | Yes | Yes | No | 0 |  | 0 |  | 0 |  | 0 |  | 1 |  | 1 |  | 0 |  | 2 |  | 2 |  | 2 |  | Manufactured | 1097.77 | 2 | 0 | 2 | 2195.54 | 0 | 2195.54
SiteIntrvw_00000642 | SITE_00313 | Primary | 1997 |  | Unknown | No | No | No | 0 |  | 0 |  | 0 |  | 0 |  | 0 |  | 0 |  | 2 |  | 1 |  | 2 |  | 2 |  | Manufactured | 1097.77 | 2 | 0 | 2 | 2195.54 | 0 | 2195.54
SiteIntrvw_00000643 | SITE_00314 | Primary | 2005 |  | Unknown | No | No | No | 0 |  | 0 |  | 0 |  | 0 |  | 1 |  | 1 |  | 1 |  | 3 |  | 3 |  | 3 |  | Manufactured | 626.07 | 3 | 0 | 3 | 1878.21 | 0 | 1878.21
SiteIntrvw_00000644 | SITE_00315 | Primary | 2003 |  | Unknown | No | No | No | 0 |  | 0 |  | 0 |  | 0 |  | 0 |  | 0 |  | 2 |  | 0 |  | 2 |  | 2 |  | Manufactured | 626.07 | 2 | 0 | 2 | 1252.14 | 0 | 1252.14
SiteIntrvw_00000645 | SITE_00316 | Primary | 2012 |  | Unknown | No | No | No | 0 |  | 0 |  | 0 |  | 0 |  | 2 |  | 0 |  | 0 |  | 1 |  | 2 |  | 2 |  | Manufactured | 626.07 | 2 | 0 | 2 | 1252.14 | 0 | 1252.14
SiteIntrvw_00000646 | SITE_00317 | Primary | 2013 |  | Unknown | No | No | No | 0 |  | 0 |  | 2 |  | 1 |  | 0 |  | 2 |  | 0 |  | 1 |  | 5 |  | 2 |  | Manufactured | 626.07 | 5 | 0 | 5 | 3130.35 | 0 | 3130.35
SiteIntrvw_00000647 | SITE_00318 | Primary | 2007 |  | Unknown | No | No | No | 0 |  | 0 |  | 0 |  | 0 |  | 0 |  | 2 |  | 0 |  | 0 |  | 2 |  | 2 |  | Manufactured | 626.07 | 2 | 0 | 2 | 1252.14 | 0 | 1252.14
SiteIntrvw_00000648 | SITE_00319 | Primary | 1999 |  | Unknown | Yes | Yes | No | 0 |  | 1 |  | 0 |  | 0 |  | 0 |  | 0 |  | 1 |  | 0 |  | 2 |  | 1 |  | Manufactured | 626.07 | 2 | 1 | 1 | 1252.14 | 626.07 | 626.07
SiteIntrvw_00000649 | SITE_00320 | Primary | 1994 |  | Unknown | No | No | No | 0 |  | 0 |  | 0 |  | 0 |  | 0 |  | 1 |  | 0 |  | 1 |  | 1 |  | 1 |  | Manufactured | 626.07 | 1 | 0 | 1 | 626.07 | 0 | 626.07
SiteIntrvw_00000650 | SITE_00321 | Primary | 2012 |  | Unknown | Yes | No | No | 0 |  | 0 |  | 0 |  | 0 |  | 1 |  | 1 |  | 0 |  | 0 |  | 2 |  | 2 |  | Manufactured | 626.07 | 2 | 0 | 2 | 1252.14 | 0 | 1252.14
SiteIntrvw_00000651 | SITE_00322 | Primary | 2007 |  | Unknown | No | No | No | 0 |  | 0 |  | 0 |  | 0 |  | 0 |  | 1 |  | 1 |  | 1 |  | 2 |  | 2 |  | Manufactured | 1097.77 | 2 | 0 | 2 | 2195.54 | 0 | 2195.54
SiteIntrvw_00000652 | SITE_00323 | Primary | 2002 |  | Unknown | No | No | No | 0 |  | 0 |  | 0 |  | 0 |  | 0 |  | 0 |  | 1 |  | 1 |  | 1 |  | 1 |  | Manufactured | 626.07 | 1 | 0 | 1 | 626.07 | 0 | 626.07
SiteIntrvw_00001936 | SITE_00324 | Primary | 2016 |  | Unknown | No | No | No | 0 |  | 1 |  | 0 |  | 0 |  | 2 |  | 0 |  | 0 |  | 1 |  | 3 |  | 2 |  | Manufactured | 626.07 | 3 | 1 | 2 | 1878.21 | 626.07 | 1252.14
SiteIntrvw_00000653 | SITE_00325 | Primary | 2015 |  | Unknown | No | No | No | 0 |  | 0 |  | 0 |  | 0 |  | 0 |  | 2 |  | 0 |  | 1 |  | 2 |  | 2 |  | Manufactured | 626.07 | 2 | 0 | 2 | 1252.14 | 0 | 1252.14
SiteIntrvw_00000654 | SITE_00326 | Primary | 2012 |  | Unknown | No | No | No | 0 |  | 0 |  | 0 |  | 0 |  | 0 |  | 2 |  | 0 |  | 2 |  | 2 |  | 2 |  | Manufactured | 626.07 | 2 | 0 | 2 | 1252.14 | 0 | 1252.14
SiteIntrvw_00000655 | SITE_00327 | Primary | 1995 |  | Unknown | No | No | No | 0 |  | 0 |  | 0 |  | 0 |  | 0 |  | 0 |  | 1 |  | 0 |  | 1 |  | 1 |  | Manufactured | 626.07 | 1 | 0 | 1 | 626.07 | 0 | 626.07
SiteIntrvw_00001937 | SITE_00328 | Primary | 2012 |  | Unknown | No | No | No | 0 |  | 0 |  | 0 |  | 0 |  | 0 |  | 0 |  | 1 |  | 0 |  | 1 |  | 1 |  | Manufactured | 626.07 | 1 | 0 | 1 | 626.07 | 0 | 626.07
SiteIntrvw_00001938 | SITE_00329 | Primary | 2015 |  | Unknown | No | No | No | 0 |  | 0 |  | 0 |  | 0 |  | 0 |  | 2 |  | 0 |  | 1 |  | 2 |  | 2 |  | Manufactured | 626.07 | 2 | 0 | 2 | 1252.14 | 0 | 1252.14
SiteIntrvw_00000656 | SITE_00330 | Primary | 2000 |  | Unknown | No | No | No | 0 |  | 0 |  | 0 |  | 0 |  | 0 |  | 0 |  | 2 |  | 0 |  | 2 |  | 2 |  | Manufactured | 626.07 | 2 | 0 | 2 | 1252.14 | 0 | 1252.14
SiteIntrvw_00000062 | SITE_00331 | Secondary | 1992 |  | Unknown | No | No | No | 0 |  | 0 |  | 0 |  | 0 |  | 0 |  | 0 |  | 1 |  | 0 |  | 1 |  | 1 |  | Single Family | 4610.02 | 1 | 0 | 1 | 4610.02 | 0 | 4610.02
SiteIntrvw_00000063 | SITE_00332 | Primary | 2006 |  | Unknown | No | No | No | 0 |  | 0 |  | 0 |  | 0 |  | 0 |  | 0 |  | 2 |  | 0 |  | 2 |  | 2 |  | Manufactured | 626.07 | 2 | 0 | 2 | 1252.14 | 0 | 1252.14
SiteIntrvw_00000064 | SITE_00333 | Primary | 2004 |  | Unknown | No | No | No | 0 |  | 0 |  | 0 |  | 2 |  | 0 |  | 2 |  | 0 |  | 2 |  | 4 |  | 2 |  | Single Family | 4610.02 | 4 | 0 | 4 | 18440.08 | 0 | 18440.08
SiteIntrvw_00000065 | SITE_00334 | Primary | 2006 |  | Unknown | No | No | No | 0 |  | 0 |  | 0 |  | 1 |  | 1 |  | 1 |  | 1 |  | 4 |  | 4 |  | 3 |  | Single Family | 4610.02 | 4 | 0 | 4 | 18440.08 | 0 | 18440.08
SiteIntrvw_00000066 | SITE_00335 | Primary | 1976 |  | Unknown | No | No | No | 0 |  | 0 |  | 0 |  | 0 |  | 0 |  | 0 |  | 2 |  | 0 |  | 2 |  | 2 |  | Single Family | 4610.02 | 2 | 0 | 2 | 9220.04 | 0 | 9220.04
SiteIntrvw_00000067 | SITE_00336 | Primary | 2015 |  | Unknown | No | No | No | 0 |  | 0 |  | 0 |  | 3 |  | 2 |  | 1 |  | 0 |  | 3 |  | 6 |  | 3 |  | Single Family | 4610.02 | 6 | 0 | 6 | 27660.12 | 0 | 27660.12
SiteIntrvw_00000068 | SITE_00337 | Primary | 2014 |  | Unknown | No | No | No | 0 |  | 0 |  | 0 |  | 0 |  | 0 |  | 1 |  | 0 |  | 0 |  | 1 |  | 1 |  | Manufactured | 626.07 | 1 | 0 | 1 | 626.07 | 0 | 626.07
SiteIntrvw_00000069 | SITE_00338 | Primary | 1978 |  | Unknown | Yes | Yes | No | 0 |  | 0 |  | 0 |  | 1 |  | 0 |  | 0 |  | 2 |  | 1 |  | 3 |  | 2 |  | Single Family | 4702.18 | 3 | 0 | 3 | 14106.54 | 0 | 14106.54
SiteIntrvw_00000070 | SITE_00339 | Primary | 1978 |  | Unknown | No | No | No | 0 |  | 0 |  | 0 |  | 0 |  | 0 |  | 0 |  | 2 |  | 0 |  | 2 |  | 2 |  | Single Family | 4610.02 | 2 | 0 | 2 | 9220.04 | 0 | 9220.04
SiteIntrvw_00000071 | SITE_00340 | Primary | 1999 |  | Unknown | No | No | No | 0 |  | 0 |  | 0 |  | 0 |  | 1 |  | 0 |  | 2 |  | 0 |  | 3 |  | 3 |  | Single Family | 4610.02 | 3 | 0 | 3 | 13830.06 | 0 | 13830.06
SiteIntrvw_00000072 | SITE_00341 | Primary | 2005 |  | Unknown | No | No | No | 0 |  | 0 |  | 0 |  | 0 |  | 0 |  | 0 |  | 2 |  | 0 |  | 2 |  | 2 |  | Single Family | 4610.02 | 2 | 0 | 2 | 9220.04 | 0 | 9220.04
SiteIntrvw_00000073 | SITE_00342 | Primary | 2013 |  | Unknown | No | No | No | 0 |  | 0 |  | 2 |  | 2 |  | 2 |  | 0 |  | 0 |  | 0 |  | 6 |  | 2 |  | Single Family | 4702.18 | 6 | 0 | 6 | 28213.08 | 0 | 28213.08
SiteIntrvw_00000074 | SITE_00343 | Primary | 2012 |  | Unknown | No | No | No | 0 |  | 0 |  | 0 |  | 0 |  | 0 |  | 1 |  | 0 |  | 1 |  | 1 |  | 1 |  | Single Family | 4610.02 | 1 | 0 | 1 | 4610.02 | 0 | 4610.02
SiteIntrvw_00000075 | SITE_00344 | Primary | 1997 |  | Unknown | No | No | No | 0 |  | 0 |  | 0 |  | 0 |  | 0 |  | 1 |  | 0 |  | 0 |  | 1 |  | 1 |  | Single Family | 4610.02 | 1 | 0 | 1 | 4610.02 | 0 | 4610.02
SiteIntrvw_00000076 | SITE_00345 | Primary | 2005 |  | Unknown | No | No | No | 0 |  | 0 |  | 0 |  | 0 |  | 0 |  | 0 |  | 2 |  | 0 |  | 2 |  | 2 |  | Single Family | 4610.02 | 2 | 0 | 2 | 9220.04 | 0 | 9220.04
SiteIntrvw_00000077 | SITE_00346 | Primary | 2006 |  | Unknown | No | No | No | 0 |  | 0 |  | 0 |  | 0 |  | 0 |  | 0 |  | 1 |  | 0 |  | 1 |  | 1 |  | Single Family | 4610.02 | 1 | 0 | 1 | 4610.02 | 0 | 4610.02
SiteIntrvw_00000078 | SITE_00347 | Primary | 2014 |  | Unknown | No | Yes | No | 0 |  | 0 |  | 0 |  | 0 |  | 1 |  | 2 |  | 0 |  | 3 |  | 3 |  | 3 |  | Single Family | 4610.02 | 3 | 0 | 3 | 13830.06 | 0 | 13830.06
SiteIntrvw_00000079 | SITE_00348 | Primary | 2013 |  | Unknown | No | No | No | 0 |  | 0 |  | 0 |  | 0 |  | 0 |  | 0 |  | 1 |  | 0 |  | 1 |  | 1 |  | Single Family | 4610.02 | 1 | 0 | 1 | 4610.02 | 0 | 4610.02
SiteIntrvw_00000080 | SITE_00349 | Primary | 2001 |  | Unknown | No | No | No | 0 |  | 2 |  | 1 |  | 4 |  | 2 |  | 0 |  | 0 |  | 2 |  | 9 |  | 2 |  | Single Family | 4610.02 | 9 | 2 | 7 | 41490.18 | 9220.04 | 32270.14
SiteIntrvw_00000081 | SITE_00350 | Primary | 2013 |  | Unknown | No | No | No | 0 |  | 0 |  | 0 |  | 0 |  | 2 |  | 0 |  | 0 |  | 2 |  | 2 |  | 2 |  | Single Family | 4610.02 | 2 | 0 | 2 | 9220.04 | 0 | 9220.04
SiteIntrvw_00000082 | SITE_00351 | Primary | 2006 |  | Unknown | No | No | No | 0 |  | 0 |  | 0 |  | 0 |  | 0 |  | 0 |  | 2 |  | 0 |  | 2 |  | 2 |  | Single Family | 4610.02 | 2 | 0 | 2 | 9220.04 | 0 | 9220.04
SiteIntrvw_00000083 | SITE_00352 | Primary | 2014 |  | Unknown | No | No | No | 0 |  | 0 |  | 1 |  | 1 |  | 2 |  | 0 |  | 0 |  | 1 |  | 4 |  | 2 |  | Single Family | 4610.02 | 4 | 0 | 4 | 18440.08 | 0 | 18440.08
SiteIntrvw_00001915 | SITE_00353 | Primary | 1979 |  | Unknown | No | No | No | 0 |  | 0 |  | 0 |  | 0 |  | 0 |  | 0 |  | 2 |  | 0 |  | 2 |  | 2 |  | Single Family | 4610.02 | 2 | 0 | 2 | 9220.04 | 0 | 9220.04
SiteIntrvw_00000084 | SITE_00354 | Primary | 1999 |  | Unknown | Yes | Yes | No | 0 |  | 0 |  | 0 |  | 0 |  | 0 |  | 0 |  | 2 |  | 1 |  | 2 |  | 2 |  | Single Family | 4610.02 | 2 | 0 | 2 | 9220.04 | 0 | 9220.04
SiteIntrvw_00000085 | SITE_00355 | Primary | 2016 |  | Unknown | Yes | Yes | No | 0 |  | 1 |  | 0 |  | 0 |  | 2 |  | 0 |  | 0 |  | 1 |  | 3 |  | 2 |  | Single Family | 4610.02 | 3 | 1 | 2 | 13830.06 | 4610.02 | 9220.04
SiteIntrvw_00000086 | SITE_00356 | Primary | 2016 |  | Unknown | Yes | Yes | No | 0 |  | 0 |  | 0 |  | 0 |  | 0 |  | 0 |  | 2 |  | 0 |  | 2 |  | 2 |  | Single Family | 4610.02 | 2 | 0 | 2 | 9220.04 | 0 | 9220.04
SiteIntrvw_00000087 | SITE_00357 | Primary | 2010 |  | Unknown | No | No | Yes | 0 |  | 2 |  | 0 |  | 0 |  | 2 |  | 0 |  | 0 |  | 1 |  | 4 |  | 2 |  | Single Family | 4610.02 | 4 | 2 | 2 | 18440.08 | 9220.04 | 9220.04
SiteIntrvw_00000088 | SITE_00358 | Primary | 2011 |  | Unknown | No | No | No | 0 |  | 0 |  | 0 |  | 0 |  | 1 |  | 2 |  | 0 |  | 1 |  | 3 |  | 3 |  | Single Family | 4610.02 | 3 | 0 | 3 | 13830.06 | 0 | 13830.06
SiteIntrvw_00000089 | SITE_00359 | Primary | 2015 |  | Unknown | No | No | No | 0 |  | 1 |  | 1 |  | 2 |  | 2 |  | 0 |  | 0 |  | 1 |  | 6 |  | 2 |  | Single Family | 4610.02 | 6 | 1 | 5 | 27660.12 | 4610.02 | 23050.1
SiteIntrvw_00000090 | SITE_00360 | Primary | 2007 |  | Unknown | No | No | No | 0 |  | 1 |  | 1 |  | 4 |  | 2 |  | 0 |  | 0 |  | 0 |  | 8 |  | 2 |  | Single Family | 4610.02 | 8 | 1 | 7 | 36880.16 | 4610.02 | 32270.14
SiteIntrvw_00000091 | SITE_00361 | Primary | 2015 |  | Unknown | No | No | No | 0 |  | 0 |  | 0 |  | 0 |  | 0 |  | 1 |  | 2 |  | 0 |  | 3 |  | 3 |  | Single Family | 4610.02 | 3 | 0 | 3 | 13830.06 | 0 | 13830.06
SiteIntrvw_00000092 | SITE_00362 | Primary | 2006 |  | Unknown | No | No | No | 0 |  | 0 |  | 0 |  | 0 |  | 0 |  | 0 |  | 2 |  | 0 |  | 2 |  | 2 |  | Single Family | 4610.02 | 2 | 0 | 2 | 9220.04 | 0 | 9220.04
SiteIntrvw_00000093 | SITE_00363 | Primary | 1985 |  | Unknown | No | No | No | 0 |  | 0 |  | 0 |  | 0 |  | 4 |  | 1 |  | 0 |  | 5 |  | 5 |  | 5 |  | Single Family | 4610.02 | 5 | 0 | 5 | 23050.1 | 0 | 23050.1
SiteIntrvw_00000094 | SITE_00364 | Primary | 2014 |  | Unknown | Yes | No | No | 0 |  | 1 |  | 0 |  | 0 |  | 1 |  | 1 |  | 0 |  | 1 |  | 3 |  | 2 |  | Single Family | 4610.02 | 3 | 1 | 2 | 13830.06 | 4610.02 | 9220.04
SiteIntrvw_00000095 | SITE_00365 | Primary | 2010 |  | Unknown | No | No | No | 0 |  | 1 |  | 0 |  | 0 |  | 2 |  | 0 |  | 0 |  | 2 |  | 3 |  | 2 |  | Single Family | 4610.02 | 3 | 1 | 2 | 13830.06 | 4610.02 | 9220.04
SiteIntrvw_00000096 | SITE_00366 | Primary | 2015 |  | Unknown | No | No | No | 0 |  | 0 |  | 2 |  | 2 |  | 2 |  | 0 |  | 0 |  | 1 |  | 6 |  | 2 |  | Single Family | 4610.02 | 6 | 0 | 6 | 27660.12 | 0 | 27660.12
SiteIntrvw_00000097 | SITE_00367 | Primary | 2003 |  | Unknown | No | No | No | 0 |  | 0 |  | 0 |  | 0 |  | 0 |  | 0 |  | 2 |  | 2 |  | 2 |  | 2 |  | Single Family | 4610.02 | 2 | 0 | 2 | 9220.04 | 0 | 9220.04
SiteIntrvw_00000098 | SITE_00368 | Primary | 2013 |  | Unknown | Yes | Yes | Yes | 0 |  | 1 |  | 1 |  | 0 |  | 0 |  | 2 |  | 0 |  | 1 |  | 4 |  | 2 |  | Single Family | 4610.02 | 4 | 1 | 3 | 18440.08 | 4610.02 | 13830.06
SiteIntrvw_00000099 | SITE_00369 | Primary | 2013 |  | Unknown | No | No | No | 0 |  | 0 |  | 0 |  | 0 |  | 0 |  | 1 |  | 0 |  | 0 |  | 1 |  | 1 |  | Single Family | 4610.02 | 1 | 0 | 1 | 4610.02 | 0 | 4610.02
SiteIntrvw_00000100 | SITE_00370 | Primary | 2015 |  | Unknown | Yes | N/A | No | 0 |  | 0 |  | 0 |  | 0 |  | 1 |  | 1 |  | 0 |  | 0 |  | 2 |  | 2 |  | Single Family | 4610.02 | 2 | 0 | 2 | 9220.04 | 0 | 9220.04
SiteIntrvw_00000101 | SITE_00371 | Primary | 1986 |  | Unknown | No | No | No | 0 |  | 0 |  | 0 |  | 0 |  | 0 |  | 0 |  | 1 |  | 0 |  | 1 |  | 1 |  | Single Family | 4610.02 | 1 | 0 | 1 | 4610.02 | 0 | 4610.02
SiteIntrvw_00000102 | SITE_00372 | Primary | 1997 |  | Unknown | No | No | No | 0 |  | 0 |  | 0 |  | 0 |  | 1 |  | 0 |  | 2 |  | 0 |  | 3 |  | 3 |  | Single Family | 4610.02 | 3 | 0 | 3 | 13830.06 | 0 | 13830.06
SiteIntrvw_00000103 | SITE_00373 | Primary | 2003 |  | Unknown | No | No | No | 0 |  | 0 |  | 1 |  | 1 |  | 0 |  | 2 |  | 0 |  | 2 |  | 4 |  | 2 |  | Single Family | 4610.02 | 4 | 0 | 4 | 18440.08 | 0 | 18440.08
SiteIntrvw_00000104 | SITE_00374 | Primary | 1990 |  | Unknown | No | No | No | 0 |  | 0 |  | 0 |  | 0 |  | 0 |  | 0 |  | 1 |  | 1 |  | 1 |  | 1 |  | Single Family | 4610.02 | 1 | 0 | 1 | 4610.02 | 0 | 4610.02
SiteIntrvw_00000105 | SITE_00375 | Primary | 2012 |  | Unknown | No | No | No | 0 |  | 0 |  | 0 |  | 0 |  | 0 |  | 2 |  | 0 |  | 2 |  | 2 |  | 2 |  | Single Family | 4610.02 | 2 | 0 | 2 | 9220.04 | 0 | 9220.04
SiteIntrvw_00000106 | SITE_00376 | Primary | 2015 |  | Unknown | Yes | No | No | 0 |  | 0 |  | 0 |  | 0 |  | 2 |  | 0 |  | 0 |  | 0 |  | 2 |  | 2 |  | Manufactured | 626.07 | 2 | 0 | 2 | 1252.14 | 0 | 1252.14
SiteIntrvw_00000107 | SITE_00377 | Primary | 2006 |  | Unknown | Yes | Yes | No | 0 |  | 0 |  | 0 |  | 0 |  | 0 |  | 0 |  | 2 |  | 0 |  | 2 |  | 2 |  | Single Family | 4610.02 | 2 | 0 | 2 | 9220.04 | 0 | 9220.04
SiteIntrvw_00000108 | SITE_00378 | Primary | 1973 |  | Unknown | No | No | No | 0 |  | 0 |  | 0 |  | 0 |  | 0 |  | 0 |  | 2 |  | 0 |  | 2 |  | 2 |  | Manufactured | 626.07 | 2 | 0 | 2 | 1252.14 | 0 | 1252.14
SiteIntrvw_00000109 | SITE_00379 | Primary | 2005 |  | Unknown | No | No | No | 0 |  | 0 |  | 0 |  | 0 |  | 0 |  | 1 |  | 1 |  | 2 |  | 2 |  | 2 |  | Single Family | 4610.02 | 2 | 0 | 2 | 9220.04 | 0 | 9220.04
SiteIntrvw_00000110 | SITE_00380 | Primary | 2006 |  | Unknown | No | No | No | 0 |  | 0 |  | 0 |  | 0 |  | 0 |  | 0 |  | 2 |  | 1 |  | 2 |  | 2 |  | Single Family | 4610.02 | 2 | 0 | 2 | 9220.04 | 0 | 9220.04
SiteIntrvw_00000111 | SITE_00381 | Primary | 2012 |  | Unknown | No | No | No | 0 |  | 0 |  | 0 |  | 0 |  | 1 |  | 2 |  | 0 |  | 2 |  | 3 |  | 3 |  | Single Family | 4610.02 | 3 | 0 | 3 | 13830.06 | 0 | 13830.06
SiteIntrvw_00000112 | SITE_00382 | Primary | 2004 |  | Unknown | No | No | No | 0 |  | 0 |  | 0 |  | 0 |  | 0 |  | 1 |  | 1 |  | 1 |  | 2 |  | 2 |  | Single Family | 4610.02 | 2 | 0 | 2 | 9220.04 | 0 | 9220.04
SiteIntrvw_00000113 | SITE_00383 | Primary | 2015 |  | Unknown | No | No | No | 0 |  | 0 |  | 1 |  | 0 |  | 2 |  | 0 |  | 0 |  | 2 |  | 3 |  | 2 |  | Single Family | 4610.02 | 3 | 0 | 3 | 13830.06 | 0 | 13830.06
SiteIntrvw_00000114 | SITE_00384 | Primary | 2015 |  | Unknown | Yes | Yes | No | 0 |  | 0 |  | 0 |  | 0 |  | 0 |  | 0 |  | 1 |  | 0 |  | 1 |  | 1 |  | Single Family | 4610.02 | 1 | 0 | 1 | 4610.02 | 0 | 4610.02
SiteIntrvw_00000115 | SITE_00385 | Primary | 1997 |  | Unknown | No | No | No | 0 |  | 0 |  | 0 |  | 0 |  | 0 |  | 0 |  | 1 |  | 0 |  | 1 |  | 1 |  | Single Family | 4702.18 | 1 | 0 | 1 | 4702.18 | 0 | 4702.18
SiteIntrvw_00000116 | SITE_00386 | Primary | 2001 |  | Unknown | No | No | No | 0 |  | 0 |  | 0 |  | 0 |  | 0 |  | 2 |  | 0 |  | 2 |  | 2 |  | 2 |  | Single Family | 4610.02 | 2 | 0 | 2 | 9220.04 | 0 | 9220.04
SiteIntrvw_00000117 | SITE_00387 | Primary | 1995 |  | Unknown | No | No | No | 0 |  | 0 |  | 0 |  | 0 |  | 0 |  | 1 |  | 1 |  | 0 |  | 2 |  | 2 |  | Single Family | 4610.02 | 2 | 0 | 2 | 9220.04 | 0 | 9220.04
SiteIntrvw_00000118 | SITE_00388 | Primary | 2015 |  | Unknown | No | No | No | 0 |  | 0 |  | 0 |  | 0 |  | 0 |  | 0 |  | 2 |  | 0 |  | 2 |  | 2 |  | Single Family | 4610.02 | 2 | 0 | 2 | 9220.04 | 0 | 9220.04
SiteIntrvw_00000119 | SITE_00389 | Primary | 1980 |  | Unknown | No | No | No | 0 |  | 0 |  | 0 |  | 0 |  | 0 |  | 1 |  | 1 |  | 0 |  | 2 |  | 2 |  | Single Family | 4702.18 | 2 | 0 | 2 | 9404.36 | 0 | 9404.36
SiteIntrvw_00000657 | SITE_00390 | Primary | 2016 |  | Unknown | Yes | No | No | 1 |  | 1 |  | 1 |  | 0 |  | 2 |  | 0 |  | 0 |  | 1 |  | 5 |  | 2 |  | Single Family | 4610.02 | 5 | 2 | 3 | 23050.1 | 9220.04 | 13830.06
SiteIntrvw_00000658 | SITE_00391 | Primary | 2017 |  | Unknown | N/A | No | No | 0 |  | 1 |  | 0 |  | 0 |  | 2 |  | 0 |  | 0 |  | 2 |  | 3 |  | 2 |  | Single Family | 4610.02 | 3 | 1 | 2 | 13830.06 | 4610.02 | 9220.04
SiteIntrvw_00000659 | SITE_00392 | Primary | 2005 |  | Unknown | No | No | No | 0 |  | 0 |  | 0 |  | 0 |  | 0 |  | 1 |  | 0 |  | 0 |  | 1 |  | 1 |  | Single Family | 4610.02 | 1 | 0 | 1 | 4610.02 | 0 | 4610.02
SiteIntrvw_00000660 | SITE_00393 | Primary | 1990 |  | Unknown | No | No | No | 0 |  | 0 |  | 0 |  | 0 |  | 0 |  | 2 |  | 0 |  | 1 |  | 2 |  | 2 |  | Single Family | 4610.02 | 2 | 0 | 2 | 9220.04 | 0 | 9220.04
SiteIntrvw_00000661 | SITE_00394 | Primary | 2014 |  | Unknown | No | No | No | 0 |  | 1 |  | 2 |  | 0 |  | 2 |  | 0 |  | 0 |  | 1 |  | 5 |  | 2 |  | Single Family | 4610.02 | 5 | 1 | 4 | 23050.1 | 4610.02 | 18440.08
SiteIntrvw_00000662 | SITE_00395 | Primary | 2013 |  | Unknown | No | No | Yes | 0 |  | 0 |  | 0 |  | 0 |  | 0 |  | 0 |  | 1 |  | 0 |  | 1 |  | 1 |  | Single Family | 4610.02 | 1 | 0 | 1 | 4610.02 | 0 | 4610.02
SiteIntrvw_00000663 | SITE_00396 | Primary | 1979 |  | Unknown | No | No | No | 0 |  | 0 |  | 0 |  | 0 |  | 1 |  | 0 |  | 1 |  | 1 |  | 2 |  | 2 |  | Single Family | 4610.02 | 2 | 0 | 2 | 9220.04 | 0 | 9220.04
SiteIntrvw_00000664 | SITE_00397 | Primary | 2016 |  | Unknown | No | No | No | 0 |  | 1 |  | 1 |  | 4 |  | 1 |  | 1 |  | 0 |  | 0 |  | 8 |  | 2 |  | Single Family | 4610.02 | 8 | 1 | 7 | 36880.16 | 4610.02 | 32270.14
SiteIntrvw_00000665 | SITE_00398 | Primary | 1999 |  | Unknown | Yes | No | No | 0 |  | 0 |  | 0 |  | 2 |  | 2 |  | 2 |  | 0 |  | 5 |  | 6 |  | 4 |  | Single Family | 4702.18 | 6 | 0 | 6 | 28213.08 | 0 | 28213.08
SiteIntrvw_00000666 | SITE_00399 | Primary | 2015 |  | Unknown | No | No | No | 0 |  | 2 |  | 1 |  | 0 |  | 2 |  | 0 |  | 0 |  | 1 |  | 5 |  | 2 |  | Single Family | 4610.02 | 5 | 2 | 3 | 23050.1 | 9220.04 | 13830.06
SiteIntrvw_00000667 | SITE_00400 | Primary | 2016 |  | Unknown | Yes | No | No | 0 |  | 2 |  | 0 |  | 0 |  | 2 |  | 0 |  | 0 |  | 1 |  | 4 |  | 2 |  | Single Family | 4610.02 | 4 | 2 | 2 | 18440.08 | 9220.04 | 9220.04
SiteIntrvw_00001939 | SITE_00401 | Primary | 1973 |  | Unknown | No | No | No | 0 |  | 0 |  | 0 |  | 0 |  | 0 |  | 0 |  | 2 |  | 0 |  | 2 |  | 2 |  | Single Family | 4610.02 | 2 | 0 | 2 | 9220.04 | 0 | 9220.04
SiteIntrvw_00000668 | SITE_00402 | Primary | 1986 |  | Unknown | No | No | No | 0 |  | 0 |  | 0 |  | 0 |  | 0 |  | 1 |  | 1 |  | 2 |  | 2 |  | 2 |  | Single Family | 4610.02 | 2 | 0 | 2 | 9220.04 | 0 | 9220.04
SiteIntrvw_00000669 | SITE_00403 | Primary | 2017 |  | Unknown | No | Yes | No | 0 |  | 0 |  | 1 |  | 1 |  | 1 |  | 1 |  | 0 |  | 1 |  | 4 |  | 2 |  | Single Family | 4610.02 | 4 | 0 | 4 | 18440.08 | 0 | 18440.08
SiteIntrvw_00000670 | SITE_00404 | Primary | 1994 |  | Unknown | No | No | No | 0 |  | 0 |  | 0 |  | 0 |  | 0 |  | 2 |  | 0 |  | 1 |  | 2 |  | 2 |  | Single Family | 4610.02 | 2 | 0 | 2 | 9220.04 | 0 | 9220.04
SiteIntrvw_00000671 | SITE_00405 | Primary | 1996 |  | Unknown | No | No | No | 0 |  | 0 |  | 0 |  | 0 |  | 0 |  | 2 |  | 0 |  | 2 |  | 2 |  | 2 |  | Single Family | 4610.02 | 2 | 0 | 2 | 9220.04 | 0 | 9220.04
SiteIntrvw_00000672 | SITE_00406 | Primary | 2005 |  | Unknown | No | No | No | 0 |  | 0 |  | 0 |  | 0 |  | 0 |  | 0 |  | 1 |  | 0 |  | 1 |  | 1 |  | Single Family | 4610.02 | 1 | 0 | 1 | 4610.02 | 0 | 4610.02
SiteIntrvw_00000673 | SITE_00407 | Primary | 2006 |  | Unknown | No | No | No | 0 |  | 0 |  | 0 |  | 0 |  | 0 |  | 0 |  | 1 |  | 1 |  | 1 |  | 1 |  | Single Family | 4610.02 | 1 | 0 | 1 | 4610.02 | 0 | 4610.02
SiteIntrvw_00000674 | SITE_00408 | Primary | 2004 |  | Unknown | No | Yes | No | 0 |  | 0 |  | 0 |  | 0 |  | 0 |  | 2 |  | 0 |  | 0 |  | 2 |  | 2 |  | Single Family | 4610.02 | 2 | 0 | 2 | 9220.04 | 0 | 9220.04
SiteIntrvw_00000675 | SITE_00409 | Primary | 2013 |  | Unknown | No | No | No | 0 |  | 0 |  | 2 |  | 1 |  | 2 |  | 2 |  | 0 |  | 5 |  | 7 |  | 4 |  | Single Family | 4610.02 | 7 | 0 | 7 | 32270.14 | 0 | 32270.14
SiteIntrvw_00000676 | SITE_00410 | Primary | 2017 |  | Unknown | Yes | Yes | No | 0 |  | 1 |  | 0 |  | 0 |  | 4 |  | 0 |  | 0 |  | 4 |  | 5 |  | 4 |  | Single Family | 4702.18 | 5 | 1 | 4 | 23510.9 | 4702.18 | 18808.72
SiteIntrvw_00000677 | SITE_00411 | Primary | 1992 |  | Unknown | No | Yes | No | 0 |  | 0 |  | 0 |  | 0 |  | 3 |  | 2 |  | 0 |  | 4 |  | 5 |  | 5 |  | Manufactured | 626.07 | 5 | 0 | 5 | 3130.35 | 0 | 3130.35
SiteIntrvw_00000678 | SITE_00412 | Primary | 2017 |  | Unknown | Yes | Yes | No | 0 |  | 2 |  | 0 |  | 0 |  | 2 |  | 0 |  | 0 |  | 1 |  | 4 |  | 2 |  | Single Family | 4610.02 | 4 | 2 | 2 | 18440.08 | 9220.04 | 9220.04
SiteIntrvw_00001940 | SITE_00413 | Primary | 2010 |  | Unknown | No | Yes | No | 0 |  | 0 |  | 0 |  | 0 |  | 1 |  | 1 |  | 0 |  | 2 |  | 2 |  | 2 |  | Single Family | 4610.02 | 2 | 0 | 2 | 9220.04 | 0 | 9220.04
SiteIntrvw_00000679 | SITE_00414 | Primary | 2012 |  | Unknown | No | No | No | 0 |  | 0 |  | 0 |  | 0 |  | 0 |  | 1 |  | 0 |  | 1 |  | 1 |  | 1 |  | Single Family | 4610.02 | 1 | 0 | 1 | 4610.02 | 0 | 4610.02
SiteIntrvw_00000680 | SITE_00415 | Primary | 1990 |  | Unknown | No | Yes | No | 0 |  | 0 |  | 0 |  | 0 |  | 0 |  | 1 |  | 1 |  | 1 |  | 2 |  | 2 |  | Single Family | 4610.02 | 2 | 0 | 2 | 9220.04 | 0 | 9220.04
SiteIntrvw_00001941 | SITE_00416 | Primary | 2007 |  | Unknown | No | No | No | 0 |  | 0 |  | 0 |  | 0 |  | 0 |  | 1 |  | 1 |  | 0 |  | 2 |  | 2 |  | Single Family | 4702.18 | 2 | 0 | 2 | 9404.36 | 0 | 9404.36
SiteIntrvw_00000681 | SITE_00417 | Primary | 2015 |  | Unknown | No | No | No | 0 |  | 0 |  | 0 |  | 0 |  | 0 |  | 1 |  | 0 |  | 1 |  | 1 |  | 1 |  | Single Family | 4610.02 | 1 | 0 | 1 | 4610.02 | 0 | 4610.02
SiteIntrvw_00000682 | SITE_00418 | Primary | 1991 |  | Unknown | No | No | No | 0 |  | 0 |  | 0 |  | 0 |  | 0 |  | 2 |  | 0 |  | 1 |  | 2 |  | 2 |  | Single Family | 4610.02 | 2 | 0 | 2 | 9220.04 | 0 | 9220.04
SiteIntrvw_00000683 | SITE_00419 | Primary | 2016 |  | Unknown | No | No | No | 0 |  | 0 |  | 0 |  | 0 |  | 0 |  | 0 |  | 2 |  | 0 |  | 2 |  | 2 |  | Manufactured | 1824.63 | 2 | 0 | 2 | 3649.26 | 0 | 3649.26
SiteIntrvw_00000684 | SITE_00420 | Primary | 2016 |  | Unknown | Yes | No | No | 0 |  | 0 |  | 0 |  | 1 |  | 0 |  | 0 |  | 2 |  | 0 |  | 3 |  | 2 |  | Manufactured | 1628.92 | 3 | 0 | 3 | 4886.76 | 0 | 4886.76
SiteIntrvw_00000685 | SITE_00421 | Primary | 2015 |  | Unknown | No | No | No | 0 |  | 1 |  | 1 |  | 0 |  | 2 |  | 0 |  | 0 |  | 1 |  | 4 |  | 2 |  | Manufactured | 1628.92 | 4 | 1 | 3 | 6515.68 | 1628.92 | 4886.76
SiteIntrvw_00000686 | SITE_00422 | Primary | 2015 |  | Unknown | No | No | No | 0 |  | 0 |  | 0 |  | 0 |  | 0 |  | 0 |  | 2 |  | 0 |  | 2 |  | 2 |  | Manufactured | 1628.92 | 2 | 0 | 2 | 3257.84 | 0 | 3257.84
SiteIntrvw_00001942 | SITE_00423 | Primary | 2016 |  | Unknown | No | No | No | 0 |  | 0 |  | 0 |  | 0 |  | 4 |  | 0 |  | 0 |  | 4 |  | 4 |  | 4 |  | Manufactured | 1824.63 | 4 | 0 | 4 | 7298.52 | 0 | 7298.52
SiteIntrvw_00001943 | SITE_00424 | Primary | 2015 |  | Unknown | No | No | No | 0 |  | 0 |  | 0 |  | 0 |  | 0 |  | 0 |  | 2 |  | 0 |  | 2 |  | 2 |  | Manufactured | 1824.63 | 2 | 0 | 2 | 3649.26 | 0 | 3649.26
SiteIntrvw_00001944 | SITE_00425 | Primary | 2014 |  | Unknown | No | No | No | 0 |  | 0 |  | 0 |  | 0 |  | 1 |  | 0 |  | 1 |  | 1 |  | 2 |  | 2 |  | Manufactured | 1824.63 | 2 | 0 | 2 | 3649.26 | 0 | 3649.26
SiteIntrvw_00000687 | SITE_00426 | Primary | 2014 |  | Unknown | Yes | Yes | No | 0 |  | 0 |  | 0 |  | 1 |  | 1 |  | 1 |  | 1 |  | 1 |  | 4 |  | 3 |  | Manufactured | 1628.92 | 4 | 0 | 4 | 6515.68 | 0 | 6515.68
SiteIntrvw_00000688 | SITE_00427 | Primary | 2014 |  | Unknown | No | No | No | 0 |  | 0 |  | 0 |  | 0 |  | 0 |  | 0 |  | 2 |  | 1 |  | 2 |  | 2 |  | Manufactured | 1824.63 | 2 | 0 | 2 | 3649.26 | 0 | 3649.26
SiteIntrvw_00000689 | SITE_00428 | Primary | 2004 |  | Unknown | No | No | No | 0 |  | 0 |  | 0 |  | 0 |  | 0 |  | 0 |  | 1 |  | 0 |  | 1 |  | 1 |  | Manufactured | 1824.63 | 1 | 0 | 1 | 1824.63 | 0 | 1824.63
SiteIntrvw_00000690 | SITE_00429 | Primary | 2016 |  | Unknown | Yes | No | No | 0 |  | 0 |  | 0 |  | 1 |  | 1 |  | 2 |  | 0 |  | 0 |  | 4 |  | 3 |  | Manufactured | 1824.63 | 4 | 0 | 4 | 7298.52 | 0 | 7298.52
SiteIntrvw_00000691 | SITE_00430 | Primary | 2015 |  | Unknown | No | No | No | 0 |  | 1 |  | 0 |  | 0 |  | 1 |  | 0 |  | 0 |  | 1 |  | 2 |  | 1 |  | Multifamily Residence | 687.85 | 2 | 1 | 1 | 1375.7 | 687.85 | 687.85
SiteIntrvw_00000692 | SITE_00431 | Primary | 2009 |  | Unknown | No | No | No | 0 |  | 1 |  | 1 |  | 0 |  | 1 |  | 0 |  | 0 |  | 0 |  | 3 |  | 1 |  | Multifamily Residence | 687.85 | 3 | 1 | 2 | 2063.55 | 687.85 | 1375.7
SiteIntrvw_00000693 | SITE_00432 | Primary | 2016 |  | Unknown | No | No | No | 0 |  | 0 |  | 0 |  | 0 |  | 0 |  | 0 |  | 1 |  | 0 |  | 1 |  | 1 |  | Multifamily Residence | 687.85 | 1 | 0 | 1 | 687.85 | 0 | 687.85
SiteIntrvw_00000694 | SITE_00433 | Primary | 2014 |  | Unknown | No | No | No | 0 |  | 0 |  | 0 |  | 0 |  | 0 |  | 0 |  | 1 |  | 0 |  | 1 |  | 1 |  | Multifamily Residence | 687.85 | 1 | 0 | 1 | 687.85 | 0 | 687.85
SiteIntrvw_00000695 | SITE_00434 | Primary | 2007 |  | Unknown | No | No | No | 0 |  | 0 |  | 0 |  | 0 |  | 0 |  | 1 |  | 0 |  | 0 |  | 1 |  | 1 |  | Multifamily Residence | 687.85 | 1 | 0 | 1 | 687.85 | 0 | 687.85
SiteIntrvw_00000696 | SITE_00435 | Primary | 2012 |  | Unknown | No | No | No | 0 |  | 0 |  | 1 |  | 2 |  | 0 |  | 1 |  | 0 |  | 1 |  | 4 |  | 1 |  | Single Family | 3931.6 | 4 | 0 | 4 | 15726.4 | 0 | 15726.4
SiteIntrvw_00000697 | SITE_00436 | Primary | 2004 |  | Unknown | No | No | No | 0 |  | 0 |  | 0 |  | 0 |  | 1 |  | 0 |  | 0 |  | 1 |  | 1 |  | 1 |  | Single Family | 3931.6 | 1 | 0 | 1 | 3931.6 | 0 | 3931.6
SiteIntrvw_00000698 | SITE_00437 | Primary | 2016 |  | Unknown | No | No | No | 0 |  | 0 |  | 2 |  | 0 |  | 1 |  | 0 |  | 0 |  | 1 |  | 3 |  | 1 |  | Multifamily Residence | 1819.67 | 3 | 0 | 3 | 5459.01 | 0 | 5459.01
SiteIntrvw_00000699 | SITE_00438 | Primary | 2002 |  | Unknown | No | No | No | 0 |  | 0 |  | 0 |  | 0 |  | 0 |  | 2 |  | 0 |  | 0 |  | 2 |  | 2 |  | Multifamily Residence | 1819.67 | 2 | 0 | 2 | 3639.34 | 0 | 3639.34
SiteIntrvw_00000700 | SITE_00439 | Primary | 2009 |  | Unknown | No | Yes | No | 0 |  | 0 |  | 0 |  | 2 |  | 0 |  | 2 |  | 0 |  | 1 |  | 4 |  | 2 |  | Single Family | 3805.5 | 4 | 0 | 4 | 15222 | 0 | 15222
SiteIntrvw_00000701 | SITE_00440 | Primary | 2016 |  | Unknown | No | No | No | 0 |  | 0 |  | 0 |  | 0 |  | 2 |  | 0 |  | 0 |  | 1 |  | 2 |  | 2 |  | Multifamily Residence | 687.85 | 2 | 0 | 2 | 1375.7 | 0 | 1375.7
SiteIntrvw_00000702 | SITE_00441 | Primary | 2014 |  | Unknown | Yes | No | No | 0 |  | 0 |  | 0 |  | 0 |  | 0 |  | 2 |  | 0 |  | 1 |  | 2 |  | 2 |  | Multifamily Residence | 687.85 | 2 | 0 | 2 | 1375.7 | 0 | 1375.7
SiteIntrvw_00000703 | SITE_00442 | Primary | 2012 |  | Unknown | No | No | No | 0 |  | 0 |  | 0 |  | 0 |  | 0 |  | 1 |  | 0 |  | 0 |  | 1 |  | 1 |  | Multifamily Residence | 687.85 | 1 | 0 | 1 | 687.85 | 0 | 687.85
SiteIntrvw_00000704 | SITE_00443 | Primary | 2015 |  | Unknown | No | No | No | 0 |  | 0 |  | 0 |  | 0 |  | 0 |  | 0 |  | 1 |  | 0 |  | 1 |  | 1 |  | Multifamily Residence | 1819.67 | 1 | 0 | 1 | 1819.67 | 0 | 1819.67
SiteIntrvw_00000705 | SITE_00444 | Primary | 2012 |  | Unknown | No | No | No | 0 |  | 2 |  | 0 |  | 2 |  | 1 |  | 1 |  | 0 |  | 2 |  | 6 |  | 2 |  | Multifamily Residence | 687.85 | 6 | 2 | 4 | 4127.1 | 1375.7 | 2751.4
SiteIntrvw_00000706 | SITE_00445 | Primary | 2015 |  | Unknown | No | No | Unknown | 0 |  | 0 |  | 0 |  | 1 |  | 2 |  | 0 |  | 0 |  | 1 |  | 3 |  | 2 |  | Multifamily Residence | 687.85 | 3 | 0 | 3 | 2063.55 | 0 | 2063.55
SiteIntrvw_00000707 | SITE_00446 | Primary | 2010 |  | Unknown | No | No | No | 0 |  | 0 |  | 0 |  | 0 |  | 0 |  | 0 |  | 1 |  | 0 |  | 1 |  | 1 |  | Multifamily Residence | 687.85 | 1 | 0 | 1 | 687.85 | 0 | 687.85
SiteIntrvw_00000708 | SITE_00447 | Primary | 2014 |  | Unknown | Yes | No | Yes | 0 |  | 0 |  | 0 |  | 0 |  | 0 |  | 2 |  | 0 |  | 0 |  | 2 |  | 2 |  | Multifamily Residence | 1819.67 | 2 | 0 | 2 | 3639.34 | 0 | 3639.34
SiteIntrvw_00000709 | SITE_00448 | Primary | 2015 |  | Unknown | No | No | Yes | 0 |  | 0 |  | 0 |  | 0 |  | 1 |  | 1 |  | 0 |  | 0 |  | 2 |  | 2 |  | Multifamily Residence | 1819.67 | 2 | 0 | 2 | 3639.34 | 0 | 3639.34
SiteIntrvw_00000710 | SITE_00449 | Primary | 2003 |  | Unknown | Yes | Yes | No | 0 |  | 0 |  | 0 |  | 0 |  | 0 |  | 1 |  | 0 |  | 1 |  | 1 |  | 1 |  | Multifamily Residence | 1819.67 | 1 | 0 | 1 | 1819.67 | 0 | 1819.67
SiteIntrvw_00000711 | SITE_00450 | Primary | 2016 |  | Unknown | Yes | Yes | No | 0 |  | 0 |  | 0 |  | 0 |  | 2 |  | 0 |  | 0 |  | 2 |  | 2 |  | 2 |  | Multifamily Residence | 1819.67 | 2 | 0 | 2 | 3639.34 | 0 | 3639.34
SiteIntrvw_00002049 | SITE_00451 | Primary | 2017 |  | Unknown | Yes | Yes | No | 0 |  | 0 |  | 0 |  | 0 |  | 0 |  | 1 |  | 0 |  | 0 |  | 1 |  | 1 |  | Single Family | 3805.5 | 1 | 0 | 1 | 3805.5 | 0 | 3805.5
SiteIntrvw_00000712 | SITE_00452 | Primary | 2013 |  | Unknown | No | Yes | No | 0 |  | 0 |  | 0 |  | 0 |  | 0 |  | 2 |  | 0 |  | 1 |  | 2 |  | 2 |  | Single Family | 3805.5 | 2 | 0 | 2 | 7611 | 0 | 7611
SiteIntrvw_00000713 | SITE_00453 | Primary | 2016 |  | Unknown | No | No | Yes | 0 |  | 4 |  | 0 |  | 0 |  | 1 |  | 2 |  | 0 |  | 2 |  | 7 |  | 3 |  | Multifamily Residence | 1819.67 | 7 | 4 | 3 | 12737.69 | 7278.68 | 5459.01
SiteIntrvw_00000714 | SITE_00454 | Primary | 2005 |  | Unknown | No | No | No | 0 |  | 0 |  | 0 |  | 0 |  | 0 |  | 1 |  | 1 |  | 0 |  | 2 |  | 2 |  | Multifamily Residence | 687.85 | 2 | 0 | 2 | 1375.7 | 0 | 1375.7
SiteIntrvw_00000715 | SITE_00455 | Primary | 2015 |  | Unknown | No | No | No | 0 |  | 1 |  | 1 |  | 0 |  | 2 |  | 2 |  | 0 |  | 0 |  | 6 |  | 4 |  | Multifamily Residence | 687.85 | 6 | 1 | 5 | 4127.1 | 687.85 | 3439.25
SiteIntrvw_00000716 | SITE_00456 | Primary | 2016 |  | Unknown | No | No | No | 0 |  | 0 |  | 2 |  | 1 |  | 1 |  | 0 |  | 0 |  | 1 |  | 4 |  | 1 |  | Multifamily Residence | 687.85 | 4 | 0 | 4 | 2751.4 | 0 | 2751.4
SiteIntrvw_00000717 | SITE_00457 | Primary | 2014 |  | Unknown | No | No | No | 0 |  | 0 |  | 0 |  | 0 |  | 0 |  | 1 |  | 0 |  | 1 |  | 1 |  | 1 |  | Manufactured | 1628.92 | 1 | 0 | 1 | 1628.92 | 0 | 1628.92
SiteIntrvw_00000718 | SITE_00458 | Primary | 2017 |  | Unknown | Yes | Yes | No | 0 |  | 0 |  | 0 |  | 0 |  | 2 |  | 2 |  | 0 |  | 2 |  | 4 |  | 4 |  | Manufactured | 1824.63 | 4 | 0 | 4 | 7298.52 | 0 | 7298.52
SiteIntrvw_00000719 | SITE_00459 | Primary | 2012 |  | Unknown | No | No | No | 0 |  | 0 |  | 0 |  | 0 |  | 0 |  | 0 |  | 1 |  | 0 |  | 1 |  | 1 |  | Multifamily Residence | 687.85 | 1 | 0 | 1 | 687.85 | 0 | 687.85
SiteIntrvw_00000720 | SITE_00460 | Primary | 2015 |  | Unknown | No | No | Yes | 0 |  | 1 |  | 1 |  | 0 |  | 2 |  | 0 |  | 0 |  | 1 |  | 4 |  | 2 |  | Multifamily Residence | 687.85 | 4 | 1 | 3 | 2751.4 | 687.85 | 2063.55
SiteIntrvw_00000721 | SITE_00461 | Primary | 2003 |  | Unknown | No | No | No | 0 |  | 0 |  | 0 |  | 0 |  | 0 |  | 0 |  | 1 |  | 0 |  | 1 |  | 1 |  | Multifamily Residence | 1819.67 | 1 | 0 | 1 | 1819.67 | 0 | 1819.67
SiteIntrvw_00000722 | SITE_00462 | Primary | 2014 |  | Unknown | No | No | No | 0 |  | 0 |  | 0 |  | 2 |  | 1 |  | 1 |  | 0 |  | 0 |  | 4 |  | 2 |  | Multifamily Residence | 687.85 | 4 | 0 | 4 | 2751.4 | 0 | 2751.4
SiteIntrvw_00000723 | SITE_00463 | Primary | 2000 |  | Unknown | No | No | No | 0 |  | 0 |  | 0 |  | 0 |  | 0 |  | 1 |  | 0 |  | 0 |  | 1 |  | 1 |  | Multifamily Residence | 1819.67 | 1 | 0 | 1 | 1819.67 | 0 | 1819.67
SiteIntrvw_00000724 | SITE_00464 | Primary | 2016 |  | Unknown | No | No | No | 0 |  | 1 |  | 1 |  | 0 |  | 1 |  | 0 |  | 0 |  | 0 |  | 3 |  | 1 |  | Multifamily Residence | 687.85 | 3 | 1 | 2 | 2063.55 | 687.85 | 1375.7
SiteIntrvw_00000725 | SITE_00465 | Primary | 2011 |  | Unknown | No | No | No | 0 |  | 0 |  | 0 |  | 2 |  | 2 |  | 0 |  | 0 |  | 1 |  | 4 |  | 2 |  | Multifamily Residence | 687.85 | 4 | 0 | 4 | 2751.4 | 0 | 2751.4
SiteIntrvw_00000726 | SITE_00466 | Primary | 2009 |  | Unknown | No | No | No | 0 |  | 0 |  | 0 |  | 0 |  | 0 |  | 0 |  | 1 |  | 0 |  | 1 |  | 1 |  | Multifamily Residence | 687.85 | 1 | 0 | 1 | 687.85 | 0 | 687.85
SiteIntrvw_00000727 | SITE_00467 | Primary | 2015 |  | Unknown | No | No | No | 0 |  | 0 |  | 0 |  | 0 |  | 2 |  | 0 |  | 0 |  | 2 |  | 2 |  | 2 |  | Multifamily Residence | 687.85 | 2 | 0 | 2 | 1375.7 | 0 | 1375.7
SiteIntrvw_00002009 | SITE_00468 | Primary | 2002 |  | Unknown | No | No | No | 0 |  | 0 |  | 0 |  | 0 |  | 0 |  | 1 |  | 0 |  | 0 |  | 1 |  | 1 |  | Multifamily Residence | 687.85 | 1 | 0 | 1 | 687.85 | 0 | 687.85
SiteIntrvw_00002010 | SITE_00469 | Primary | 1996 |  | Unknown | No | No | Yes | 0 |  | 0 |  | 0 |  | 1 |  | 0 |  | 1 |  | 0 |  | 0 |  | 2 |  | 1 |  | Multifamily Residence | 687.85 | 2 | 0 | 2 | 1375.7 | 0 | 1375.7
SiteIntrvw_00000728 | SITE_00470 | Primary | 2012 |  | Unknown | No | No | No | 0 |  | 0 |  | 0 |  | 0 |  | 0 |  | 1 |  | 0 |  | 1 |  | 1 |  | 1 |  | Multifamily Residence | 819.89 | 1 | 0 | 1 | 819.89 | 0 | 819.89
SiteIntrvw_00001945 | SITE_00471 | Primary | 2014 |  | Unknown | No | No | No | 0 |  | 0 |  | 0 |  | 0 |  | 0 |  | 1 |  | 0 |  | 0 |  | 1 |  | 1 |  | Multifamily Residence | 687.85 | 1 | 0 | 1 | 687.85 | 0 | 687.85
SiteIntrvw_00000730 | SITE_00472 | Primary | 2009 |  | Unknown | No | No | No | 0 |  | 0 |  | 0 |  | 0 |  | 0 |  | 1 |  | 0 |  | 1 |  | 1 |  | 1 |  | Multifamily Residence | 687.85 | 1 | 0 | 1 | 687.85 | 0 | 687.85
SiteIntrvw_00000731 | SITE_00473 | Primary | 2014 |  | Unknown | No | No | No | 0 |  | 1 |  | 2 |  | 0 |  | 2 |  | 0 |  | 0 |  | 0 |  | 5 |  | 2 |  | Multifamily Residence | 687.85 | 5 | 1 | 4 | 3439.25 | 687.85 | 2751.4
SiteIntrvw_00001946 | SITE_00474 | Primary | 2014 |  | Unknown | No | No | No | 0 |  | 0 |  | 0 |  | 0 |  | 0 |  | 1 |  | 0 |  | 0 |  | 1 |  | 1 |  | Multifamily Residence | 687.85 | 1 | 0 | 1 | 687.85 | 0 | 687.85
SiteIntrvw_00001947 | SITE_00475 | Primary | 2014 |  | Unknown | Yes | Yes | No | 0 |  | 0 |  | 0 |  | 0 |  | 4 |  | 0 |  | 0 |  | 3 |  | 4 |  | 4 |  | Multifamily Residence | 687.85 | 4 | 0 | 4 | 2751.4 | 0 | 2751.4
SiteIntrvw_00002011 | SITE_00476 | Primary | 2015 |  | Unknown | No | No | No | 0 |  | 1 |  | 1 |  | 0 |  | 2 |  | 0 |  | 0 |  | 2 |  | 4 |  | 2 |  | Manufactured | 1824.63 | 4 | 1 | 3 | 7298.52 | 1824.63 | 5473.89
SiteIntrvw_00001948 | SITE_00477 | Primary | 2014 |  | Unknown | No | No | No | 0 |  | 0 |  | 1 |  | 0 |  | 2 |  | 0 |  | 0 |  | 2 |  | 3 |  | 2 |  | Multifamily Residence | 687.85 | 3 | 0 | 3 | 2063.55 | 0 | 2063.55
SiteIntrvw_00000732 | SITE_00478 | Primary | 2015 |  | Unknown | No | No | No | 0 |  | 0 |  | 0 |  | 0 |  | 1 |  | 0 |  | 1 |  | 0 |  | 2 |  | 2 |  | Multifamily Residence | 687.85 | 2 | 0 | 2 | 1375.7 | 0 | 1375.7
SiteIntrvw_00000733 | SITE_00479 | Primary | 2016 |  | Unknown | No | No | No | 0 |  | 0 |  | 1 |  | 0 |  | 0 |  | 0 |  | 1 |  | 0 |  | 2 |  | 1 |  | Single Family | 3931.6 | 2 | 0 | 2 | 7863.2 | 0 | 7863.2
SiteIntrvw_00000734 | SITE_00480 | Primary | 2017 |  | Unknown | No | No | No | 0 |  | 0 |  | 2 |  | 0 |  | 2 |  | 0 |  | 0 |  | 1 |  | 4 |  | 2 |  | Multifamily Residence | 687.85 | 4 | 0 | 4 | 2751.4 | 0 | 2751.4
SiteIntrvw_00000735 | SITE_00481 | Primary | 2016 |  | Unknown | Yes | Yes | Unknown | 0 |  | 0 |  | 0 |  | 0 |  | 0 |  | 1 |  | 0 |  | 0 |  | 1 |  | 1 |  | Multifamily Residence | 687.85 | 1 | 0 | 1 | 687.85 | 0 | 687.85
SiteIntrvw_00000736 | SITE_00482 | Primary | 2016 |  | Unknown | No | No | No | 0 |  | 0 |  | 0 |  | 0 |  | 2 |  | 1 |  | 0 |  | 0 |  | 3 |  | 3 |  | Multifamily Residence | 687.85 | 3 | 0 | 3 | 2063.55 | 0 | 2063.55
SiteIntrvw_00000737 | SITE_00483 | Primary | 2016 |  | Unknown | No | No | No | 0 |  | 0 |  | 0 |  | 0 |  | 1 |  | 1 |  | 0 |  | 1 |  | 2 |  | 2 |  | Single Family | 3931.6 | 2 | 0 | 2 | 7863.2 | 0 | 7863.2
SiteIntrvw_00001949 | SITE_00484 | Primary | 2014 |  | Unknown | No | No | No | 0 |  | 0 |  | 0 |  | 0 |  | 1 |  | 0 |  | 0 |  | 1 |  | 1 |  | 1 |  | Multifamily Residence | 687.85 | 1 | 0 | 1 | 687.85 | 0 | 687.85
SiteIntrvw_00000738 | SITE_00485 | Primary | 2017 |  | Unknown | No | No | No | 1 |  | 1 |  | 0 |  | 0 |  | 2 |  | 0 |  | 0 |  | 1 |  | 4 |  | 2 |  | Multifamily Residence | 687.85 | 4 | 2 | 2 | 2751.4 | 1375.7 | 1375.7
SiteIntrvw_00000739 | SITE_00486 | Primary | 2016 |  | Unknown | No | No | No | 0 |  | 0 |  | 0 |  | 0 |  | 1 |  | 0 |  | 0 |  | 1 |  | 1 |  | 1 |  | Multifamily Residence | 687.85 | 1 | 0 | 1 | 687.85 | 0 | 687.85
SiteIntrvw_00000740 | SITE_00487 | Primary | 2011 |  | Unknown | No | No | No | 0 |  | 0 |  | 0 |  | 0 |  | 0 |  | 1 |  | 0 |  | 1 |  | 1 |  | 1 |  | Multifamily Residence | 687.85 | 1 | 0 | 1 | 687.85 | 0 | 687.85
SiteIntrvw_00000741 | SITE_00488 | Primary | 2015 |  | Unknown | No | No | Unknown | 0 |  | 0 |  | 0 |  | 0 |  | 0 |  | 1 |  | 0 |  | 0 |  | 1 |  | 1 |  | Multifamily Residence | 687.85 | 1 | 0 | 1 | 687.85 | 0 | 687.85
SiteIntrvw_00001950 | SITE_00489 | Primary | 2010 |  | Unknown | No | No | No | 0 |  | 0 |  | 0 |  | 0 |  | 0 |  | 0 |  | 1 |  | 1 |  | 1 |  | 1 |  | Multifamily Residence | 687.85 | 1 | 0 | 1 | 687.85 | 0 | 687.85
SiteIntrvw_00000742 | SITE_00490 | Primary | 2017 |  | Unknown | No | No | Yes | 0 |  | 1 |  | 1 |  | 0 |  | 2 |  | 0 |  | 0 |  | 1 |  | 4 |  | 2 |  | Multifamily Residence | 687.85 | 4 | 1 | 3 | 2751.4 | 687.85 | 2063.55
SiteIntrvw_00000743 | SITE_00491 | Primary | 2006 |  | Unknown | No | No | No | 0 |  | 0 |  | 0 |  | 0 |  | 0 |  | 2 |  | 0 |  | 2 |  | 2 |  | 2 |  | Single Family | 3931.6 | 2 | 0 | 2 | 7863.2 | 0 | 7863.2
SiteIntrvw_00000744 | SITE_00492 | Primary | 2015 |  | Unknown | No | No | No | 0 |  | 0 |  | 0 |  | 0 |  | 0 |  | 0 |  | 2 |  | 0 |  | 2 |  | 2 |  | Single Family | 3805.5 | 2 | 0 | 2 | 7611 | 0 | 7611
SiteIntrvw_00000745 | SITE_00493 | Primary | 1995 |  | Unknown | Yes | Yes | No | 0 |  | 0 |  | 0 |  | 1 |  | 0 |  | 1 |  | 0 |  | 0 |  | 2 |  | 1 |  | Single Family | 3805.5 | 2 | 0 | 2 | 7611 | 0 | 7611
SiteIntrvw_00000746 | SITE_00494 | Primary | 1995 |  | Unknown | No | No | No | 0 |  | 0 |  | 0 |  | 0 |  | 0 |  | 0 |  | 1 |  | 0 |  | 1 |  | 1 |  | Single Family | 3931.6 | 1 | 0 | 1 | 3931.6 | 0 | 3931.6
SiteIntrvw_00000747 | SITE_00495 | Primary | 2016 |  | Unknown | No | No | No | 0 |  | 0 |  | 0 |  | 0 |  | 0 |  | 0 |  | 2 |  | 0 |  | 2 |  | 2 |  | Single Family | 3931.6 | 2 | 0 | 2 | 7863.2 | 0 | 7863.2
SiteIntrvw_00000748 | SITE_00496 | Primary | 2017 |  | Unknown | N/A | N/A | No | 0 |  | 0 |  | 1 |  | 1 |  | 1 |  | 0 |  | 0 |  | 0 |  | 3 |  | 1 |  | Multifamily Residence | 687.85 | 3 | 0 | 3 | 2063.55 | 0 | 2063.55
SiteIntrvw_00000749 | SITE_00497 | Primary | 2011 |  | Unknown | No | No | No | 0 |  | 0 |  | 0 |  | 1 |  | 4 |  | 0 |  | 0 |  | 4 |  | 5 |  | 4 |  | Single Family | 3805.5 | 5 | 0 | 5 | 19027.5 | 0 | 19027.5
SiteIntrvw_00000750 | SITE_00498 | Primary | 2010 |  | Unknown | No | No | No | 0 |  | 2 |  | 0 |  | 0 |  | 0 |  | 2 |  | 0 |  | 2 |  | 4 |  | 2 |  | Single Family | 3931.6 | 4 | 2 | 2 | 15726.4 | 7863.2 | 7863.2
SiteIntrvw_00000751 | SITE_00499 | Primary | 2015 |  | Unknown | No | No | No | 1 |  | 0 |  | 0 |  | 0 |  | 1 |  | 2 |  | 0 |  | 0 |  | 4 |  | 3 |  | Single Family | 3805.5 | 4 | 1 | 3 | 15222 | 3805.5 | 11416.5
SiteIntrvw_00000752 | SITE_00500 | Primary | 2011 |  | Unknown | No | No | No | 0 |  | 0 |  | 0 |  | 0 |  | 0 |  | 0 |  | 1 |  | 0 |  | 1 |  | 1 |  | Single Family | 3931.6 | 1 | 0 | 1 | 3931.6 | 0 | 3931.6
SiteIntrvw_00000753 | SITE_00501 | Primary | 1985 |  | Unknown | No | No | No | 0 |  | 0 |  | 0 |  | 0 |  | 0 |  | 0 |  | 1 |  | 0 |  | 1 |  | 1 |  | Single Family | 3931.6 | 1 | 0 | 1 | 3931.6 | 0 | 3931.6
SiteIntrvw_00000754 | SITE_00502 | Primary | 1990 |  | Unknown | No | No | No | 0 |  | 0 |  | 0 |  | 0 |  | 0 |  | 2 |  | 1 |  | 2 |  | 3 |  | 3 |  | Manufactured | 1824.63 | 3 | 0 | 3 | 5473.89 | 0 | 5473.89
SiteIntrvw_00000755 | SITE_00503 | Primary | 2016 |  | Unknown | No | No | No | 1 |  | 0 |  | 0 |  | 0 |  | 2 |  | 0 |  | 0 |  | 2 |  | 3 |  | 2 |  | Single Family | 3931.6 | 3 | 1 | 2 | 11794.8 | 3931.6 | 7863.2
SiteIntrvw_00000756 | SITE_00504 | Primary | 2009 |  | Unknown | No | No | No | 0 |  | 0 |  | 0 |  | 0 |  | 0 |  | 1 |  | 1 |  | 1 |  | 2 |  | 2 |  | Single Family | 3805.5 | 2 | 0 | 2 | 7611 | 0 | 7611
SiteIntrvw_00000757 | SITE_00505 | Primary | 1985 |  | Unknown | No | Yes | No | 0 |  | 0 |  | 0 |  | 0 |  | 0 |  | 1 |  | 0 |  | 1 |  | 1 |  | 1 |  | Single Family | 3805.5 | 1 | 0 | 1 | 3805.5 | 0 | 3805.5
SiteIntrvw_00000758 | SITE_00506 | Primary | 2016 |  | Unknown | No | No | No | 0 |  | 0 |  | 0 |  | 0 |  | 2 |  | 0 |  | 0 |  | 2 |  | 2 |  | 2 |  | Single Family | 3931.6 | 2 | 0 | 2 | 7863.2 | 0 | 7863.2
SiteIntrvw_00000759 | SITE_00507 | Primary | 2011 |  | Unknown | No | No | No | 0 |  | 0 |  | 0 |  | 2 |  | 0 |  | 2 |  | 0 |  | 2 |  | 4 |  | 2 |  | Single Family | 3805.5 | 4 | 0 | 4 | 15222 | 0 | 15222
SiteIntrvw_00000760 | SITE_00508 | Primary | 1976 |  | Unknown | No | No | No | 0 |  | 0 |  | 0 |  | 0 |  | 0 |  | 0 |  | 1 |  | 0 |  | 1 |  | 1 |  | Single Family | 3805.5 | 1 | 0 | 1 | 3805.5 | 0 | 3805.5
SiteIntrvw_00000761 | SITE_00509 | Primary | 2008 |  | Unknown | No | No | No | 0 |  | 2 |  | 2 |  | 3 |  | 0 |  | 2 |  | 0 |  | 1 |  | 9 |  | 2 |  | Single Family | 3931.6 | 9 | 2 | 7 | 35384.4 | 7863.2 | 27521.2
SiteIntrvw_00002034 | SITE_00510 | Primary | 2014 |  | Unknown | No | No | No | 0 |  | 0 |  | 0 |  | 0 |  | 0 |  | 3 |  | 1 |  | 0 |  | 4 |  | 4 |  | Manufactured | 1135.4 | 4 | 0 | 4 | 4541.6 | 0 | 4541.6
SiteIntrvw_00000762 | SITE_00511 | Primary | 2013 |  | Unknown | No | No | No | 0 |  | 0 |  | 0 |  | 0 |  | 0 |  | 2 |  | 0 |  | 0 |  | 2 |  | 2 |  | Manufactured | 1135.4 | 2 | 0 | 2 | 2270.8 | 0 | 2270.8
SiteIntrvw_00000763 | SITE_00512 | Primary | 2015 |  | Unknown | No | No | No | 0 |  | 0 |  | 0 |  | 0 |  | 0 |  | 0 |  | 2 |  | 1 |  | 2 |  | 2 |  | Manufactured | 1135.4 | 2 | 0 | 2 | 2270.8 | 0 | 2270.8
SiteIntrvw_00000764 | SITE_00513 | Primary | 2016 |  | Unknown | No | No | No | 0 |  | 0 |  | 0 |  | 0 |  | 0 |  | 0 |  | 2 |  | 1 |  | 2 |  | 2 |  | Manufactured | 1135.4 | 2 | 0 | 2 | 2270.8 | 0 | 2270.8
SiteIntrvw_00000765 | SITE_00514 | Primary | 2016 |  | Unknown | No | No | No | 0 |  | 1 |  | 0 |  | 0 |  | 2 |  | 0 |  | 0 |  | 1 |  | 3 |  | 2 |  | Manufactured | 1323.42 | 3 | 1 | 2 | 3970.26 | 1323.42 | 2646.84
SiteIntrvw_00000766 | SITE_00515 | Primary | 2015 |  | Unknown | No | No | No | 0 |  | 0 |  | 0 |  | 0 |  | 0 |  | 2 |  | 0 |  | 2 |  | 2 |  | 2 |  | Manufactured | 1135.4 | 2 | 0 | 2 | 2270.8 | 0 | 2270.8
SiteIntrvw_00000767 | SITE_00516 | Primary | 2014 |  | Unknown | No | No | No | 0 |  | 0 |  | 0 |  | 0 |  | 0 |  | 2 |  | 0 |  | 0 |  | 2 |  | 2 |  | Manufactured | 1323.42 | 2 | 0 | 2 | 2646.84 | 0 | 2646.84
SiteIntrvw_00000768 | SITE_00517 | Primary | 2016 |  | Unknown | No | No | No | 0 |  | 1 |  | 1 |  | 1 |  | 2 |  | 0 |  | 0 |  | 2 |  | 5 |  | 2 |  | Manufactured | 1323.42 | 5 | 1 | 4 | 6617.1 | 1323.42 | 5293.68
SiteIntrvw_00000769 | SITE_00518 | Primary | 2010 |  | Unknown | No | No | No | 0 |  | 0 |  | 0 |  | 0 |  | 1 |  | 1 |  | 0 |  | 0 |  | 2 |  | 2 |  | Multifamily Residence | 1307 | 2 | 0 | 2 | 2614 | 0 | 2614
SiteIntrvw_00000770 | SITE_00519 | Primary | 2005 |  | Unknown | No | No | No | 0 |  | 0 |  | 0 |  | 0 |  | 0 |  | 1 |  | 0 |  | 0 |  | 1 |  | 1 |  | Multifamily Residence | 819.89 | 1 | 0 | 1 | 819.89 | 0 | 819.89
SiteIntrvw_00000771 | SITE_00520 | Primary | 2016 |  | Unknown | Yes | Yes | No | 0 |  | 0 |  | 0 |  | 0 |  | 1 |  | 0 |  | 0 |  | 0 |  | 1 |  | 1 |  | Multifamily Residence | 819.89 | 1 | 0 | 1 | 819.89 | 0 | 819.89
SiteIntrvw_00000772 | SITE_00521 | Primary | 2015 |  | Unknown | Yes | Yes | No | 0 |  | 1 |  | 0 |  | 1 |  | 2 |  | 0 |  | 0 |  | 2 |  | 4 |  | 2 |  | Single Family | 1362.08 | 4 | 1 | 3 | 5448.32 | 1362.08 | 4086.24
SiteIntrvw_00000773 | SITE_00522 | Primary | 1999 |  | Unknown | No | No | No | 0 |  | 0 |  | 0 |  | 0 |  | 0 |  | 0 |  | 1 |  | 0 |  | 1 |  | 1 |  | Single Family | 1362.08 | 1 | 0 | 1 | 1362.08 | 0 | 1362.08
SiteIntrvw_00000774 | SITE_00523 | Primary | 2011 |  | Unknown | Yes | No | No | 0 |  | 0 |  | 0 |  | 0 |  | 1 |  | 0 |  | 2 |  | 1 |  | 3 |  | 3 |  | Multifamily Residence | 1307 | 3 | 0 | 3 | 3921 | 0 | 3921
SiteIntrvw_00000775 | SITE_00524 | Primary | 2016 |  | Unknown | Yes | Yes | No | 0 |  | 0 |  | 0 |  | 0 |  | 2 |  | 0 |  | 0 |  | 2 |  | 2 |  | 2 |  | Single Family | 2348.97 | 2 | 0 | 2 | 4697.94 | 0 | 4697.94
SiteIntrvw_00000776 | SITE_00525 | Primary | 2013 |  | Unknown | No | No | No | 0 |  | 0 |  | 0 |  | 0 |  | 0 |  | 0 |  | 1 |  | 0 |  | 1 |  | 1 |  | Multifamily Residence | 819.89 | 1 | 0 | 1 | 819.89 | 0 | 819.89
SiteIntrvw_00000777 | SITE_00526 | Primary | 2015 |  | Unknown | No | No | Yes | 0 |  | 0 |  | 0 |  | 0 |  | 0 |  | 1 |  | 0 |  | 0 |  | 1 |  | 1 |  | Multifamily Residence | 1307 | 1 | 0 | 1 | 1307 | 0 | 1307
SiteIntrvw_00000778 | SITE_00527 | Primary | 2017 |  | Unknown | Yes | Yes | No | 0 |  | 0 |  | 0 |  | 0 |  | 0 |  | 1 |  | 0 |  | 0 |  | 1 |  | 1 |  | Multifamily Residence | 1307 | 1 | 0 | 1 | 1307 | 0 | 1307
SiteIntrvw_00000779 | SITE_00528 | Primary | 2013 |  | Unknown | Yes | No | No | 0 |  | 0 |  | 0 |  | 3 |  | 0 |  | 2 |  | 0 |  | 1 |  | 5 |  | 2 |  | Single Family | 1362.08 | 5 | 0 | 5 | 6810.4 | 0 | 6810.4
SiteIntrvw_00000780 | SITE_00529 | Primary | 2015 |  | Unknown | No | No | No | 0 |  | 0 |  | 0 |  | 0 |  | 0 |  | 0 |  | 2 |  | 1 |  | 2 |  | 2 |  | Manufactured | 1323.42 | 2 | 0 | 2 | 2646.84 | 0 | 2646.84
SiteIntrvw_00000781 | SITE_00530 | Primary | 2011 |  | Unknown | Yes | No | No | 0 |  | 0 |  | 0 |  | 0 |  | 0 |  | 2 |  | 1 |  | 0 |  | 3 |  | 3 |  | Single Family | 1362.08 | 3 | 0 | 3 | 4086.24 | 0 | 4086.24
SiteIntrvw_00000782 | SITE_00531 | Primary | 2016 |  | Unknown | Yes | Unknown | Yes | 0 |  | 0 |  | 0 |  | 0 |  | 1 |  | 0 |  | 0 |  | 1 |  | 1 |  | 1 |  | Single Family | 1362.08 | 1 | 0 | 1 | 1362.08 | 0 | 1362.08
SiteIntrvw_00000783 | SITE_00532 | Primary | 2016 |  | Unknown | Yes | Yes | No | 0 |  | 0 |  | 0 |  | 0 |  | 0 |  | 0 |  | 1 |  | 0 |  | 1 |  | 1 |  | Single Family | 2348.97 | 1 | 0 | 1 | 2348.97 | 0 | 2348.97
SiteIntrvw_00001951 | SITE_00533 | Primary | 1974 |  | Unknown | No | No | No | 0 |  | 0 |  | 0 |  | 0 |  | 0 |  | 0 |  | 2 |  | 0 |  | 2 |  | 2 |  | Single Family | 2348.97 | 2 | 0 | 2 | 4697.94 | 0 | 4697.94
SiteIntrvw_00000784 | SITE_00534 | Primary | 2009 |  | Unknown | No | No | Unknown | 0 |  | 1 |  | 2 |  | 0 |  | 2 |  | 0 |  | 0 |  | 1 |  | 5 |  | 2 |  | Single Family | 1362.08 | 5 | 1 | 4 | 6810.4 | 1362.08 | 5448.32
SiteIntrvw_00000785 | SITE_00535 | Primary | 2002 |  | Unknown | No | No | No | 0 |  | 0 |  | 0 |  | 0 |  | 0 |  | 1 |  | 0 |  | 0 |  | 1 |  | 1 |  | Manufactured | 1135.4 | 1 | 0 | 1 | 1135.4 | 0 | 1135.4
SiteIntrvw_00000786 | SITE_00536 | Primary | 2012 |  | Unknown | No | No | No | 0 |  | 0 |  | 0 |  | 0 |  | 0 |  | 0 |  | 2 |  | 0 |  | 2 |  | 2 |  | Single Family | 2348.97 | 2 | 0 | 2 | 4697.94 | 0 | 4697.94
SiteIntrvw_00000787 | SITE_00537 | Primary | 2016 |  | Unknown | No | No | Yes | 0 |  | 1 |  | 2 |  | 1 |  | 2 |  | 0 |  | 0 |  | 2 |  | 6 |  | 2 |  | Single Family | 2348.97 | 6 | 1 | 5 | 14093.82 | 2348.97 | 11744.85
SiteIntrvw_00000788 | SITE_00538 | Primary | 1989 |  | Unknown | No | No | No | 0 |  | 0 |  | 0 |  | 0 |  | 0 |  | 1 |  | 1 |  | 0 |  | 2 |  | 2 |  | Single Family | 1362.08 | 2 | 0 | 2 | 2724.16 | 0 | 2724.16
SiteIntrvw_00000789 | SITE_00539 | Primary | 2016 |  | Unknown | Yes | Yes | No | 0 |  | 0 |  | 0 |  | 0 |  | 0 |  | 1 |  | 1 |  | 2 |  | 2 |  | 2 |  | Single Family | 1362.08 | 2 | 0 | 2 | 2724.16 | 0 | 2724.16
SiteIntrvw_00000790 | SITE_00540 | Primary | 2015 |  | Unknown | No | No | No | 0 |  | 0 |  | 0 |  | 0 |  | 2 |  | 0 |  | 0 |  | 2 |  | 2 |  | 2 |  | Single Family | 2348.97 | 2 | 0 | 2 | 4697.94 | 0 | 4697.94
SiteIntrvw_00000791 | SITE_00541 | Primary | 1966 |  | Unknown | No | No | No | 0 |  | 0 |  | 0 |  | 0 |  | 0 |  | 1 |  | 2 |  | 1 |  | 3 |  | 3 |  | Single Family | 1362.08 | 3 | 0 | 3 | 4086.24 | 0 | 4086.24
SiteIntrvw_00000792 | SITE_00542 | Primary | 1998 |  | Unknown | No | No | No | 0 |  | 0 |  | 0 |  | 0 |  | 0 |  | 0 |  | 1 |  | 0 |  | 1 |  | 1 |  | Single Family | 2348.97 | 1 | 0 | 1 | 2348.97 | 0 | 2348.97
SiteIntrvw_00000793 | SITE_00543 | Primary | 2016 |  | Unknown | Yes | No | No | 0 |  | 0 |  | 0 |  | 1 |  | 0 |  | 2 |  | 0 |  | 1 |  | 3 |  | 2 |  | Single Family | 2348.97 | 3 | 0 | 3 | 7046.91 | 0 | 7046.91
SiteIntrvw_00000794 | SITE_00544 | Primary | 2016 |  | Unknown | Yes | Yes | No | 0 |  | 0 |  | 2 |  | 1 |  | 2 |  | 0 |  | 2 |  | 0 |  | 7 |  | 4 |  | Single Family | 1362.08 | 7 | 0 | 7 | 9534.56 | 0 | 9534.56
SiteIntrvw_00000795 | SITE_00545 | Primary | 1976 |  | Unknown | Yes | Yes | No | 0 |  | 0 |  | 0 |  | 0 |  | 2 |  | 2 |  | 0 |  | 0 |  | 4 |  | 4 |  | Manufactured | 1323.42 | 4 | 0 | 4 | 5293.68 | 0 | 5293.68
SiteIntrvw_00000796 | SITE_00546 | Primary | 2012 |  | Unknown | No | No | No | 0 |  | 0 |  | 0 |  | 1 |  | 0 |  | 2 |  | 0 |  | 0 |  | 3 |  | 2 |  | Single Family | 1362.08 | 3 | 0 | 3 | 4086.24 | 0 | 4086.24
SiteIntrvw_00000797 | SITE_00547 | Primary | 2009 |  | Unknown | No | No | No | 0 |  | 0 |  | 0 |  | 0 |  | 0 |  | 0 |  | 2 |  | 0 |  | 2 |  | 2 |  | Single Family | 1362.08 | 2 | 0 | 2 | 2724.16 | 0 | 2724.16
SiteIntrvw_00000798 | SITE_00548 | Primary | 2008 |  | Unknown | No | No | No | 0 |  | 0 |  | 2 |  | 0 |  | 2 |  | 0 |  | 0 |  | 1 |  | 4 |  | 2 |  | Single Family | 1362.08 | 4 | 0 | 4 | 5448.32 | 0 | 5448.32
SiteIntrvw_00000799 | SITE_00549 | Primary | 2009 |  | Unknown | No | No | No | 0 |  | 0 |  | 2 |  | 0 |  | 0 |  | 2 |  | 0 |  | 2 |  | 4 |  | 2 |  | Single Family | 1362.08 | 4 | 0 | 4 | 5448.32 | 0 | 5448.32
SiteIntrvw_00000800 | SITE_00550 | Primary | 2013 |  | Unknown | No | Yes | No | 0 |  | 0 |  | 0 |  | 0 |  | 1 |  | 0 |  | 0 |  | 1 |  | 1 |  | 1 |  | Single Family | 1362.08 | 1 | 0 | 1 | 1362.08 | 0 | 1362.08
SiteIntrvw_00000801 | SITE_00551 | Primary | 2013 |  | Unknown | No | No | No | 0 |  | 0 |  | 0 |  | 0 |  | 0 |  | 2 |  | 0 |  | 0 |  | 2 |  | 2 |  | Single Family | 1362.08 | 2 | 0 | 2 | 2724.16 | 0 | 2724.16
SiteIntrvw_00000802 | SITE_00552 | Primary | 1999 |  | Unknown | No | No | No | 0 |  | 0 |  | 0 |  | 0 |  | 0 |  | 2 |  | 0 |  | 2 |  | 2 |  | 2 |  | Single Family | 1362.08 | 2 | 0 | 2 | 2724.16 | 0 | 2724.16
SiteIntrvw_00000803 | SITE_00553 | Primary | 1994 |  | Unknown | No | No | No | 0 |  | 0 |  | 0 |  | 0 |  | 0 |  | 0 |  | 2 |  | 1 |  | 2 |  | 2 |  | Single Family | 1362.08 | 2 | 0 | 2 | 2724.16 | 0 | 2724.16
SiteIntrvw_00000804 | SITE_00554 | Primary | 1998 |  | Unknown | No | No | No | 0 |  | 0 |  | 0 |  | 0 |  | 0 |  | 1 |  | 1 |  | 1 |  | 2 |  | 2 |  | Single Family | 2348.97 | 2 | 0 | 2 | 4697.94 | 0 | 4697.94
SiteIntrvw_00000805 | SITE_00555 | Primary | 2007 |  | Unknown | No | No | No | 0 |  | 0 |  | 0 |  | 0 |  | 0 |  | 1 |  | 1 |  | 0 |  | 2 |  | 2 |  | Single Family | 1362.08 | 2 | 0 | 2 | 2724.16 | 0 | 2724.16
SiteIntrvw_00000806 | SITE_00556 | Primary | 2007 |  | Unknown | No | No | No | 0 |  | 1 |  | 0 |  | 0 |  | 2 |  | 0 |  | 0 |  | 2 |  | 3 |  | 2 |  | Single Family | 1362.08 | 3 | 1 | 2 | 4086.24 | 1362.08 | 2724.16
SiteIntrvw_00000807 | SITE_00557 | Primary | 2004 |  | Unknown | No | No | No | 0 |  | 0 |  | 0 |  | 0 |  | 0 |  | 1 |  | 0 |  | 1 |  | 1 |  | 1 |  | Single Family | 1362.08 | 1 | 0 | 1 | 1362.08 | 0 | 1362.08
SiteIntrvw_00000808 | SITE_00558 | Primary | 2011 |  | Unknown | No | No | No | 0 |  | 0 |  | 0 |  | 1 |  | 0 |  | 2 |  | 0 |  | 2 |  | 3 |  | 2 |  | Manufactured | 1323.42 | 3 | 0 | 3 | 3970.26 | 0 | 3970.26
SiteIntrvw_00000809 | SITE_00559 | Primary | 2015 |  | Unknown | No | No | Yes | 0 |  | 0 |  | 0 |  | 0 |  | 2 |  | 0 |  | 0 |  | 2 |  | 2 |  | 2 |  | Manufactured | 1323.42 | 2 | 0 | 2 | 2646.84 | 0 | 2646.84
SiteIntrvw_00000810 | SITE_00560 | Primary | 2001 |  | Unknown | No | No | No | 0 |  | 0 |  | 0 |  | 1 |  | 0 |  | 1 |  | 0 |  | 1 |  | 2 |  | 1 |  | Single Family | 1362.08 | 2 | 0 | 2 | 2724.16 | 0 | 2724.16
SiteIntrvw_00000811 | SITE_00561 | Primary | 2015 |  | Unknown | No | No | No | 0 |  | 0 |  | 0 |  | 0 |  | 0 |  | 1 |  | 1 |  | 0 |  | 2 |  | 2 |  | Single Family | 2348.97 | 2 | 0 | 2 | 4697.94 | 0 | 4697.94
SiteIntrvw_00000812 | SITE_00562 | Primary | 1992 |  | Unknown | No | No | No | 0 |  | 0 |  | 0 |  | 0 |  | 0 |  | 1 |  | 1 |  | 1 |  | 2 |  | 2 |  | Single Family | 1362.08 | 2 | 0 | 2 | 2724.16 | 0 | 2724.16
SiteIntrvw_00000813 | SITE_00563 | Primary | 2011 |  | Unknown | No | No | No | 0 |  | 0 |  | 0 |  | 0 |  | 0 |  | 2 |  | 0 |  | 1 |  | 2 |  | 2 |  | Single Family | 1362.08 | 2 | 0 | 2 | 2724.16 | 0 | 2724.16
SiteIntrvw_00000814 | SITE_00564 | Primary | 1984 |  | Unknown | No | No | No | 0 |  | 0 |  | 0 |  | 0 |  | 0 |  | 0 |  | 2 |  | 0 |  | 2 |  | 2 |  | Single Family | 1362.08 | 2 | 0 | 2 | 2724.16 | 0 | 2724.16
SiteIntrvw_00000815 | SITE_00565 | Primary | 2017 |  | Unknown | No | No | No | 0 |  | 2 |  | 0 |  | 0 |  | 1 |  | 1 |  | 0 |  | 0 |  | 4 |  | 2 |  | Single Family | 1362.08 | 4 | 2 | 2 | 5448.32 | 2724.16 | 2724.16
SiteIntrvw_00000816 | SITE_00566 | Primary | 2008 |  | Unknown | No | No | No | 0 |  | 0 |  | 0 |  | 0 |  | 0 |  | 0 |  | 1 |  | 0 |  | 1 |  | 1 |  | Manufactured | 1323.42 | 1 | 0 | 1 | 1323.42 | 0 | 1323.42
SiteIntrvw_00000817 | SITE_00567 | Primary | 2010 |  | Unknown | No | No | No | 0 |  | 0 |  | 0 |  | 0 |  | 2 |  | 0 |  | 0 |  | 2 |  | 2 |  | 2 |  | Single Family | 1362.08 | 2 | 0 | 2 | 2724.16 | 0 | 2724.16
SiteIntrvw_00000818 | SITE_00568 | Primary | 2003 |  | Unknown | No | No | No | 0 |  | 0 |  | 0 |  | 0 |  | 0 |  | 0 |  | 2 |  | 0 |  | 2 |  | 2 |  | Single Family | 1362.08 | 2 | 0 | 2 | 2724.16 | 0 | 2724.16
SiteIntrvw_00000819 | SITE_00569 | Primary | 2008 |  | Unknown | Yes | No | No | 0 |  | 0 |  | 0 |  | 2 |  | 2 |  | 2 |  | 0 |  | 0 |  | 6 |  | 4 |  | Single Family | 1362.08 | 6 | 0 | 6 | 8172.48 | 0 | 8172.48
SiteIntrvw_00000820 | SITE_00570 | Primary | 2007 |  | Unknown | No | No | No | 0 |  | 0 |  | 0 |  | 0 |  | 0 |  | 0 |  | 2 |  | 0 |  | 2 |  | 2 |  | Single Family | 2348.97 | 2 | 0 | 2 | 4697.94 | 0 | 4697.94
SiteIntrvw_00000821 | SITE_00571 | Primary | 2009 |  | Unknown | No | No | No | 0 |  | 0 |  | 0 |  | 0 |  | 0 |  | 2 |  | 0 |  | 2 |  | 2 |  | 2 |  | Single Family | 2348.97 | 2 | 0 | 2 | 4697.94 | 0 | 4697.94
SiteIntrvw_00000822 | SITE_00572 | Primary | 2015 |  | Unknown | No | No | No | 0 |  | 0 |  | 2 |  | 0 |  | 2 |  | 0 |  | 0 |  | 2 |  | 4 |  | 2 |  | Single Family | 2348.97 | 4 | 0 | 4 | 9395.88 | 0 | 9395.88
SiteIntrvw_00000823 | SITE_00573 | Primary | 2004 |  | Unknown | No | No | No | 0 |  | 0 |  | 0 |  | 0 |  | 0 |  | 0 |  | 2 |  | 0 |  | 2 |  | 2 |  | Single Family | 1362.08 | 2 | 0 | 2 | 2724.16 | 0 | 2724.16
SiteIntrvw_00000824 | SITE_00574 | Primary | 2005 |  | Unknown | No | No | No | 0 |  | 0 |  | 0 |  | 0 |  | 0 |  | 0 |  | 2 |  | 0 |  | 2 |  | 2 |  | Single Family | 1362.08 | 2 | 0 | 2 | 2724.16 | 0 | 2724.16
SiteIntrvw_00000825 | SITE_00575 | Primary | 2015 |  | Unknown | No | No | No | 0 |  | 0 |  | 1 |  | 1 |  | 2 |  | 0 |  | 0 |  | 2 |  | 4 |  | 2 |  | Single Family | 2348.97 | 4 | 0 | 4 | 9395.88 | 0 | 9395.88
SiteIntrvw_00000826 | SITE_00576 | Primary | 1976 |  | Unknown | No | No | No | 0 |  | 0 |  | 0 |  | 0 |  | 0 |  | 0 |  | 2 |  | 0 |  | 2 |  | 2 |  | Single Family | 2348.97 | 2 | 0 | 2 | 4697.94 | 0 | 4697.94
SiteIntrvw_00000827 | SITE_00577 | Primary | 2011 |  | Unknown | No | No | No | 0 |  | 0 |  | 1 |  | 0 |  | 0 |  | 2 |  | 0 |  | 0 |  | 3 |  | 2 |  | Single Family | 1362.08 | 3 | 0 | 3 | 4086.24 | 0 | 4086.24
SiteIntrvw_00000828 | SITE_00578 | Primary | 2000 |  | Unknown | No | No | No | 0 |  | 0 |  | 0 |  | 1 |  | 0 |  | 1 |  | 0 |  | 0 |  | 2 |  | 1 |  | Manufactured | 1135.4 | 2 | 0 | 2 | 2270.8 | 0 | 2270.8
SiteIntrvw_00000829 | SITE_00579 | Primary | 2016 |  | Unknown | Yes | Yes | No | 0 |  | 2 |  | 1 |  | 0 |  | 2 |  | 0 |  | 0 |  | 0 |  | 5 |  | 2 |  | Single Family | 1362.08 | 5 | 2 | 3 | 6810.4 | 2724.16 | 4086.24
SiteIntrvw_00000830 | SITE_00580 | Primary | 2016 |  | Unknown | No | No | No | 0 |  | 0 |  | 0 |  | 0 |  | 0 |  | 1 |  | 0 |  | 1 |  | 1 |  | 1 |  | Single Family | 1362.08 | 1 | 0 | 1 | 1362.08 | 0 | 1362.08
SiteIntrvw_00000831 | SITE_00581 | Primary | 2010 |  | Unknown | No | No | No | 0 |  | 0 |  | 0 |  | 0 |  | 2 |  | 0 |  | 0 |  | 2 |  | 2 |  | 2 |  | Single Family | 1362.08 | 2 | 0 | 2 | 2724.16 | 0 | 2724.16
SiteIntrvw_00000832 | SITE_00582 | Primary | 2015 |  | Unknown | No | No | No | 0 |  | 0 |  | 0 |  | 0 |  | 0 |  | 0 |  | 2 |  | 0 |  | 2 |  | 2 |  | Single Family | 1362.08 | 2 | 0 | 2 | 2724.16 | 0 | 2724.16
SiteIntrvw_00000833 | SITE_00583 | Primary | 2012 |  | Unknown | No | No | No | 0 |  | 0 |  | 0 |  | 0 |  | 0 |  | 2 |  | 0 |  | 1 |  | 2 |  | 2 |  | Single Family | 1362.08 | 2 | 0 | 2 | 2724.16 | 0 | 2724.16
SiteIntrvw_00000834 | SITE_00584 | Primary | 2015 |  | Unknown | No | No | Yes | 0 |  | 0 |  | 1 |  | 1 |  | 2 |  | 0 |  | 0 |  | 1 |  | 4 |  | 2 |  | Single Family | 8874.09 | 4 | 0 | 4 | 35496.36 | 0 | 35496.36
SiteIntrvw_00000835 | SITE_00585 | Primary | 2007 |  | Unknown | No | No | No | 0 |  | 0 |  | 0 |  | 0 |  | 0 |  | 0 |  | 1 |  | 0 |  | 1 |  | 1 |  | Single Family | 2348.97 | 1 | 0 | 1 | 2348.97 | 0 | 2348.97
SiteIntrvw_00000836 | SITE_00587 | Primary | 2010 |  | Unknown | No | Yes | No | 0 |  | 0 |  | 0 |  | 0 |  | 0 |  | 0 |  | 2 |  | 2 |  | 2 |  | 2 |  | Single Family | 2348.97 | 2 | 0 | 2 | 4697.94 | 0 | 4697.94
SiteIntrvw_00000837 | SITE_00588 | Primary | 2015 |  | Unknown | No | No | Unknown | 0 |  | 0 |  | 0 |  | 0 |  | 0 |  | 0 |  | 2 |  | 1 |  | 2 |  | 2 |  | Manufactured | 1323.42 | 2 | 0 | 2 | 2646.84 | 0 | 2646.84
SiteIntrvw_00000838 | SITE_00589 | Primary | 2015 |  | Unknown | No | No | No | 0 |  | 0 |  | 0 |  | 0 |  | 0 |  | 0 |  | 2 |  | 0 |  | 2 |  | 2 |  | Single Family | 2348.97 | 2 | 0 | 2 | 4697.94 | 0 | 4697.94
SiteIntrvw_00000839 | SITE_00590 | Primary | 1993 |  | Unknown | No | No | No | 0 |  | 0 |  | 0 |  | 0 |  | 1 |  | 2 |  | 0 |  | 3 |  | 3 |  | 3 |  | Single Family | 1362.08 | 3 | 0 | 3 | 4086.24 | 0 | 4086.24
SiteIntrvw_00000840 | SITE_00591 | Primary | 2015 |  | Unknown | No | No | No | 0 |  | 0 |  | 0 |  | 0 |  | 0 |  | 1 |  | 0 |  | 0 |  | 1 |  | 1 |  | Single Family | 1362.08 | 1 | 0 | 1 | 1362.08 | 0 | 1362.08
SiteIntrvw_00000841 | SITE_00592 | Primary | 2007 |  | Unknown | No | No | No | 0 |  | 1 |  | 0 |  | 0 |  | 1 |  | 1 |  | 0 |  | 2 |  | 3 |  | 2 |  | Single Family | 1362.08 | 3 | 1 | 2 | 4086.24 | 1362.08 | 2724.16
SiteIntrvw_00000842 | SITE_00593 | Primary | 2016 |  | Unknown | Yes | Yes | No | 0 |  | 0 |  | 0 |  | 0 |  | 0 |  | 1 |  | 1 |  | 1 |  | 2 |  | 2 |  | Manufactured | 1323.42 | 2 | 0 | 2 | 2646.84 | 0 | 2646.84
SiteIntrvw_00000843 | SITE_00594 | Primary | 2011 |  | Unknown | No | Yes | No | 0 |  | 0 |  | 0 |  | 0 |  | 2 |  | 1 |  | 0 |  | 3 |  | 3 |  | 3 |  | Single Family | 1362.08 | 3 | 0 | 3 | 4086.24 | 0 | 4086.24
SiteIntrvw_00000844 | SITE_00595 | Primary | 2013 |  | Unknown | No | No | Unknown | 0 |  | 0 |  | 0 |  | 0 |  | 0 |  | 2 |  | 0 |  | 2 |  | 2 |  | 2 |  | Manufactured | 1323.42 | 2 | 0 | 2 | 2646.84 | 0 | 2646.84
SiteIntrvw_00000845 | SITE_00596 | Primary | 2005 |  | Unknown | Yes | Yes | No | 0 |  | 0 |  | 0 |  | 0 |  | 1 |  | 0 |  | 0 |  | 0 |  | 1 |  | 1 |  | Single Family | 1362.08 | 1 | 0 | 1 | 1362.08 | 0 | 1362.08
SiteIntrvw_00000846 | SITE_00597 | Primary | 2015 |  | Unknown | No | No | Unknown | 0 |  | 1 |  | 2 |  | 0 |  | 1 |  | 1 |  | 0 |  | 1 |  | 5 |  | 2 |  | Single Family | 1362.08 | 5 | 1 | 4 | 6810.4 | 1362.08 | 5448.32
SiteIntrvw_00000847 | SITE_00598 | Primary | 2004 |  | Unknown | No | No | No | 0 |  | 0 |  | 0 |  | 0 |  | 0 |  | 0 |  | 2 |  | 2 |  | 2 |  | 2 |  | Single Family | 2348.97 | 2 | 0 | 2 | 4697.94 | 0 | 4697.94
SiteIntrvw_00000848 | SITE_00599 | Primary | 1991 |  | Unknown | No | No | No | 0 |  | 0 |  | 0 |  | 0 |  | 0 |  | 1 |  | 0 |  | 0 |  | 1 |  | 1 |  | Manufactured | 1135.4 | 1 | 0 | 1 | 1135.4 | 0 | 1135.4
SiteIntrvw_00000849 | SITE_00600 | Primary | 2012 |  | Unknown | No | No | No | 0 |  | 0 |  | 0 |  | 0 |  | 0 |  | 0 |  | 1 |  | 0 |  | 1 |  | 1 |  | Single Family | 1362.08 | 1 | 0 | 1 | 1362.08 | 0 | 1362.08
SiteIntrvw_00000850 | SITE_00601 | Primary | 2014 |  | Unknown | No | No | No | 0 |  | 0 |  | 0 |  | 1 |  | 0 |  | 2 |  | 0 |  | 1 |  | 3 |  | 2 |  | Single Family | 1362.08 | 3 | 0 | 3 | 4086.24 | 0 | 4086.24
SiteIntrvw_00000851 | SITE_00602 | N/A | 1977 |  | Unknown | No | Yes | Yes | 0 |  | 0 |  | 0 |  | 0 |  | 0 |  | 2 |  | 0 |  | 0 |  | 2 |  | 2 |  | Single Family | 1362.08 | 2 | 0 | 2 | 2724.16 | 0 | 2724.16
SiteIntrvw_00000852 | SITE_00603 | Primary | 2015 |  | Unknown | No | No | No | 0 |  | 0 |  | 0 |  | 0 |  | 1 |  | 2 |  | 0 |  | 0 |  | 3 |  | 3 |  | Single Family | 1362.08 | 3 | 0 | 3 | 4086.24 | 0 | 4086.24
SiteIntrvw_00001952 | SITE_00604 | Primary | 2013 |  | Unknown | No | Yes | No | 0 |  | 0 |  | 0 |  | 0 |  | 0 |  | 2 |  | 0 |  | 0 |  | 2 |  | 2 |  | Single Family | 1362.08 | 2 | 0 | 2 | 2724.16 | 0 | 2724.16
SiteIntrvw_00000853 | SITE_00605 | Primary | 2005 |  | Unknown | No | No | No | 0 |  | 0 |  | 0 |  | 0 |  | 0 |  | 0 |  | 2 |  | 0 |  | 2 |  | 2 |  | Single Family | 1362.08 | 2 | 0 | 2 | 2724.16 | 0 | 2724.16
SiteIntrvw_00000854 | SITE_00606 | Primary | 2017 |  | Unknown | Yes | No | No | 1 |  | 1 |  | 0 |  | 0 |  | 2 |  | 0 |  | 0 |  | 1 |  | 4 |  | 2 |  | Single Family | 1362.08 | 4 | 2 | 2 | 5448.32 | 2724.16 | 2724.16
SiteIntrvw_00000855 | SITE_00607 | Primary | 2010 |  | Unknown | No | No | No | 0 |  | 0 |  | 0 |  | 0 |  | 0 |  | 0 |  | 1 |  | 0 |  | 1 |  | 1 |  | Single Family | 1362.08 | 1 | 0 | 1 | 1362.08 | 0 | 1362.08
SiteIntrvw_00000856 | SITE_00608 | Primary | 2016 |  | Unknown | No | No | No | 0 |  | 0 |  | 0 |  | 0 |  | 0 |  | 0 |  | 2 |  | 1 |  | 2 |  | 2 |  | Single Family | 1362.08 | 2 | 0 | 2 | 2724.16 | 0 | 2724.16
SiteIntrvw_00000857 | SITE_00609 | Primary | 2006 |  | Unknown | No | No | No | 0 |  | 0 |  | 0 |  | 0 |  | 0 |  | 0 |  | 2 |  | 1 |  | 2 |  | 2 |  | Single Family | 1362.08 | 2 | 0 | 2 | 2724.16 | 0 | 2724.16
SiteIntrvw_00000858 | SITE_00610 | Primary | 2014 |  | Unknown | Yes | No | No | 0 |  | 0 |  | 0 |  | 0 |  | 1 |  | 1 |  | 0 |  | 2 |  | 2 |  | 2 |  | Single Family | 1362.08 | 2 | 0 | 2 | 2724.16 | 0 | 2724.16
SiteIntrvw_00000859 | SITE_00611 | Primary | 2011 |  | Unknown | No | No | Yes | 0 |  | 0 |  | 0 |  | 0 |  | 0 |  | 0 |  | 1 |  | 0 |  | 1 |  | 1 |  | Single Family | 2348.97 | 1 | 0 | 1 | 2348.97 | 0 | 2348.97
SiteIntrvw_00000860 | SITE_00612 | Primary | 1974 |  | Unknown | No | Yes | No | 0 |  | 0 |  | 0 |  | 0 |  | 0 |  | 0 |  | 2 |  | 1 |  | 2 |  | 2 |  | Single Family | 1362.08 | 2 | 0 | 2 | 2724.16 | 0 | 2724.16
SiteIntrvw_00000861 | SITE_00613 | Primary | 2001 |  | Unknown | No | No | No | 0 |  | 0 |  | 0 |  | 0 |  | 0 |  | 1 |  | 1 |  | 0 |  | 2 |  | 2 |  | Single Family | 1362.08 | 2 | 0 | 2 | 2724.16 | 0 | 2724.16
SiteIntrvw_00000862 | SITE_00614 | Primary | 1983 |  | Unknown | No | No | No | 0 |  | 0 |  | 0 |  | 0 |  | 0 |  | 0 |  | 2 |  | 2 |  | 2 |  | 2 |  | Single Family | 1362.08 | 2 | 0 | 2 | 2724.16 | 0 | 2724.16
SiteIntrvw_00000863 | SITE_00615 | Primary | 2012 |  | Unknown | No | No | No | 0 |  | 0 |  | 0 |  | 0 |  | 0 |  | 0 |  | 2 |  | 0 |  | 2 |  | 2 |  | Single Family | 1362.08 | 2 | 0 | 2 | 2724.16 | 0 | 2724.16
SiteIntrvw_00000864 | SITE_00616 | Primary | 2009 |  | Unknown | No | Yes | No | 0 |  | 0 |  | 0 |  | 2 |  | 1 |  | 1 |  | 0 |  | 0 |  | 4 |  | 2 |  | Single Family | 1362.08 | 4 | 0 | 4 | 5448.32 | 0 | 5448.32
SiteIntrvw_00000865 | SITE_00617 | Primary | 2009 |  | Unknown | Yes | No | No | 0 |  | 0 |  | 0 |  | 2 |  | 1 |  | 1 |  | 0 |  | 3 |  | 4 |  | 2 |  | Single Family | 2348.97 | 4 | 0 | 4 | 9395.88 | 0 | 9395.88
SiteIntrvw_00000866 | SITE_00618 | Primary | 2006 |  | Unknown | No | No | No | 0 |  | 0 |  | 0 |  | 0 |  | 0 |  | 0 |  | 2 |  | 1 |  | 2 |  | 2 |  | Manufactured | 1323.42 | 2 | 0 | 2 | 2646.84 | 0 | 2646.84
SiteIntrvw_00000867 | SITE_00619 | Primary | 1996 |  | Unknown | No | No | No | 0 |  | 0 |  | 0 |  | 0 |  | 0 |  | 0 |  | 1 |  | 0 |  | 1 |  | 1 |  | Single Family | 2348.97 | 1 | 0 | 1 | 2348.97 | 0 | 2348.97
SiteIntrvw_00000868 | SITE_00620 | Primary | 2008 |  | Unknown | Yes | No | No | 0 |  | 0 |  | 0 |  | 1 |  | 0 |  | 0 |  | 2 |  | 0 |  | 3 |  | 2 |  | Single Family | 2348.97 | 3 | 0 | 3 | 7046.91 | 0 | 7046.91
SiteIntrvw_00000869 | SITE_00621 | Primary | 2007 |  | Unknown | No | No | No | 0 |  | 0 |  | 0 |  | 0 |  | 0 |  | 1 |  | 0 |  | 1 |  | 1 |  | 1 |  | Single Family | 2348.97 | 1 | 0 | 1 | 2348.97 | 0 | 2348.97
SiteIntrvw_00000870 | SITE_00622 | Primary | 2012 |  | Unknown | No | No | No | 0 |  | 0 |  | 0 |  | 0 |  | 0 |  | 0 |  | 2 |  | 0 |  | 2 |  | 2 |  | Single Family | 1362.08 | 2 | 0 | 2 | 2724.16 | 0 | 2724.16
SiteIntrvw_00000871 | SITE_00623 | Primary | 2000 |  | Unknown | No | No | No | 0 |  | 0 |  | 0 |  | 0 |  | 0 |  | 0 |  | 2 |  | 0 |  | 2 |  | 2 |  | Manufactured | 1135.4 | 2 | 0 | 2 | 2270.8 | 0 | 2270.8
SiteIntrvw_00000872 | SITE_00624 | Primary | 2012 |  | Unknown | No | No | No | 0 |  | 0 |  | 0 |  | 0 |  | 1 |  | 2 |  | 0 |  | 1 |  | 3 |  | 3 |  | Single Family | 2348.97 | 3 | 0 | 3 | 7046.91 | 0 | 7046.91
SiteIntrvw_00000873 | SITE_00625 | Primary | 1990 |  | Unknown | Yes | No | No | 0 |  | 0 |  | 0 |  | 0 |  | 2 |  | 1 |  | 0 |  | 3 |  | 3 |  | 3 |  | Manufactured | 1135.4 | 3 | 0 | 3 | 3406.2 | 0 | 3406.2
SiteIntrvw_00000874 | SITE_00626 | Primary | 1990 |  | Unknown | No | No | No | 0 |  | 0 |  | 0 |  | 0 |  | 0 |  | 0 |  | 2 |  | 0 |  | 2 |  | 2 |  | Single Family | 1362.08 | 2 | 0 | 2 | 2724.16 | 0 | 2724.16
SiteIntrvw_00000875 | SITE_00627 | Primary | 2014 |  | Unknown | No | No | No | 0 |  | 0 |  | 0 |  | 0 |  | 2 |  | 0 |  | 0 |  | 2 |  | 2 |  | 2 |  | Single Family | 1362.08 | 2 | 0 | 2 | 2724.16 | 0 | 2724.16
SiteIntrvw_00000876 | SITE_00628 | Primary | 2015 |  | Unknown | No | No | No | 0 |  | 0 |  | 0 |  | 0 |  | 0 |  | 0 |  | 2 |  | 0 |  | 2 |  | 2 |  | Manufactured | 1135.4 | 2 | 0 | 2 | 2270.8 | 0 | 2270.8
SiteIntrvw_00000877 | SITE_00629 | Primary | 1986 |  | Unknown | No | No | No | 0 |  | 0 |  | 0 |  | 0 |  | 0 |  | 1 |  | 1 |  | 1 |  | 2 |  | 2 |  | Single Family | 1362.08 | 2 | 0 | 2 | 2724.16 | 0 | 2724.16
SiteIntrvw_00000878 | SITE_00630 | Primary | 1993 |  | Unknown | No | Yes | No | 0 |  | 0 |  | 0 |  | 0 |  | 0 |  | 0 |  | 1 |  | 1 |  | 1 |  | 1 |  | Single Family | 1362.08 | 1 | 0 | 1 | 1362.08 | 0 | 1362.08
SiteIntrvw_00000879 | SITE_00631 | Primary | 2014 |  | Unknown | No | No | No | 0 |  | 2 |  | 0 |  | 0 |  | 2 |  | 0 |  | 0 |  | 2 |  | 4 |  | 2 |  | Single Family | 1362.08 | 4 | 2 | 2 | 5448.32 | 2724.16 | 2724.16
SiteIntrvw_00000880 | SITE_00632 | Primary | 2009 |  | Unknown | Yes | No | No | 0 |  | 0 |  | 0 |  | 1 |  | 1 |  | 2 |  | 0 |  | 3 |  | 4 |  | 3 |  | Single Family | 1362.08 | 4 | 0 | 4 | 5448.32 | 0 | 5448.32
SiteIntrvw_00000881 | SITE_00633 | Primary | 1998 |  | Unknown | No | No | Unknown | 0 |  | 0 |  | 0 |  | 0 |  | 0 |  | 0 |  | 2 |  | 0 |  | 2 |  | 2 |  | Single Family | 2348.97 | 2 | 0 | 2 | 4697.94 | 0 | 4697.94
SiteIntrvw_00000882 | SITE_00634 | Primary | 2014 |  | Unknown | No | Yes | No | 0 |  | 0 |  | 1 |  | 0 |  | 1 |  | 0 |  | 2 |  | 0 |  | 4 |  | 3 |  | Single Family | 1362.08 | 4 | 0 | 4 | 5448.32 | 0 | 5448.32
SiteIntrvw_00000883 | SITE_00635 | Primary | 2003 |  | Unknown | No | No | No | 0 |  | 0 |  | 0 |  | 0 |  | 1 |  | 0 |  | 1 |  | 1 |  | 2 |  | 2 |  | Single Family | 1362.08 | 2 | 0 | 2 | 2724.16 | 0 | 2724.16
SiteIntrvw_00000884 | SITE_00636 | Primary | 2001 |  | Unknown | No | No | No | 0 |  | 0 |  | 0 |  | 0 |  | 0 |  | 2 |  | 0 |  | 2 |  | 2 |  | 2 |  | Single Family | 2348.97 | 2 | 0 | 2 | 4697.94 | 0 | 4697.94
SiteIntrvw_00000885 | SITE_00637 | Primary | 2015 |  | Unknown | No | No | No | 0 |  | 1 |  | 2 |  | 0 |  | 2 |  | 0 |  | 0 |  | 1 |  | 5 |  | 2 |  | Single Family | 2348.97 | 5 | 1 | 4 | 11744.85 | 2348.97 | 9395.88
SiteIntrvw_00000886 | SITE_00638 | Primary | 2011 |  | Unknown | No | No | No | 0 |  | 0 |  | 0 |  | 0 |  | 0 |  | 0 |  | 2 |  | 0 |  | 2 |  | 2 |  | Single Family | 1362.08 | 2 | 0 | 2 | 2724.16 | 0 | 2724.16
SiteIntrvw_00000887 | SITE_00639 | Primary | 1999 |  | Unknown | Yes | No | No | 0 |  | 0 |  | 0 |  | 0 |  | 1 |  | 0 |  | 1 |  | 2 |  | 2 |  | 2 |  | Single Family | 1362.08 | 2 | 0 | 2 | 2724.16 | 0 | 2724.16
SiteIntrvw_00000888 | SITE_00640 | Primary | 2013 |  | Unknown | No | No | No | 0 |  | 0 |  | 0 |  | 0 |  | 0 |  | 1 |  | 1 |  | 2 |  | 2 |  | 2 |  | Single Family | 1362.08 | 2 | 0 | 2 | 2724.16 | 0 | 2724.16
SiteIntrvw_00000889 | SITE_00641 | Primary | 2006 |  | Unknown | No | No | Unknown | 0 |  | 0 |  | 0 |  | 2 |  | 0 |  | 2 |  | 0 |  | 2 |  | 4 |  | 2 |  | Single Family | 2348.97 | 4 | 0 | 4 | 9395.88 | 0 | 9395.88
SiteIntrvw_00000890 | SITE_00642 | Primary | 2010 |  | Unknown | No | No | No | 0 |  | 0 |  | 0 |  | 0 |  | 0 |  | 1 |  | 2 |  | 0 |  | 3 |  | 3 |  | Single Family | 1362.08 | 3 | 0 | 3 | 4086.24 | 0 | 4086.24
SiteIntrvw_00000891 | SITE_00643 | Primary | 2014 |  | Unknown | No | No | No | 0 |  | 1 |  | 1 |  | 0 |  | 2 |  | 0 |  | 0 |  | 1 |  | 4 |  | 2 |  | Single Family | 1362.08 | 4 | 1 | 3 | 5448.32 | 1362.08 | 4086.24
SiteIntrvw_00000892 | SITE_00644 | Primary | 2014 |  | Unknown | No | No | No | 0 |  | 0 |  | 0 |  | 0 |  | 3 |  | 0 |  | 0 |  | 2 |  | 3 |  | 3 |  | Single Family | 1362.08 | 3 | 0 | 3 | 4086.24 | 0 | 4086.24
SiteIntrvw_00002035 | SITE_00645 | Primary | 2015 |  | Unknown | No | No | No | 0 |  | 0 |  | 0 |  | 0 |  | 0 |  | 1 |  | 1 |  | 0 |  | 2 |  | 2 |  | Single Family | 2348.97 | 2 | 0 | 2 | 4697.94 | 0 | 4697.94
SiteIntrvw_00000893 | SITE_00646 | Primary | 2015 |  | Unknown | No | No | No | 0 |  | 0 |  | 0 |  | 0 |  | 0 |  | 0 |  | 1 |  | 0 |  | 1 |  | 1 |  | Manufactured | 1628.92 | 1 | 0 | 1 | 1628.92 | 0 | 1628.92
SiteIntrvw_00000894 | SITE_00647 | Primary | 2014 |  | Unknown | No | No | No | 0 |  | 0 |  | 0 |  | 0 |  | 0 |  | 0 |  | 2 |  | 0 |  | 2 |  | 2 |  | Manufactured | 1628.92 | 2 | 0 | 2 | 3257.84 | 0 | 3257.84
SiteIntrvw_00000895 | SITE_00648 | Primary | 2014 |  | Unknown | No | No | No | 0 |  | 0 |  | 0 |  | 0 |  | 1 |  | 0 |  | 0 |  | 1 |  | 1 |  | 1 |  | Manufactured | 1628.92 | 1 | 0 | 1 | 1628.92 | 0 | 1628.92
SiteIntrvw_00000896 | SITE_00649 | Primary | 2014 |  | Unknown | Yes | No | No | 0 |  | 0 |  | 0 |  | 0 |  | 2 |  | 0 |  | 0 |  | 0 |  | 2 |  | 2 |  | Manufactured | 1824.63 | 2 | 0 | 2 | 3649.26 | 0 | 3649.26
SiteIntrvw_00000897 | SITE_00650 | Primary | 2017 |  | Unknown | No | No | No | 0 |  | 0 |  | 0 |  | 2 |  | 3 |  | 0 |  | 0 |  | 0 |  | 5 |  | 3 |  | Manufactured | 1824.63 | 5 | 0 | 5 | 9123.15 | 0 | 9123.15
SiteIntrvw_00000898 | SITE_00651 | Primary | 2015 |  | Unknown | No | No | No | 0 |  | 0 |  | 0 |  | 0 |  | 0 |  | 2 |  | 0 |  | 1 |  | 2 |  | 2 |  | Manufactured | 1628.92 | 2 | 0 | 2 | 3257.84 | 0 | 3257.84
SiteIntrvw_00000899 | SITE_00652 | Primary | 2016 |  | Unknown | Yes | Yes | No | 0 |  | 0 |  | 0 |  | 0 |  | 0 |  | 0 |  | 1 |  | 1 |  | 1 |  | 1 |  | Manufactured | 1628.92 | 1 | 0 | 1 | 1628.92 | 0 | 1628.92
SiteIntrvw_00000900 | SITE_00653 | Primary | 2015 |  | Unknown | No | No | No | 0 |  | 0 |  | 0 |  | 0 |  | 0 |  | 0 |  | 1 |  | 1 |  | 1 |  | 1 |  | Manufactured | 1628.92 | 1 | 0 | 1 | 1628.92 | 0 | 1628.92
SiteIntrvw_00000901 | SITE_00654 | Primary | 2015 |  | Unknown | No | No | No | 0 |  | 0 |  | 1 |  | 0 |  | 2 |  | 0 |  | 0 |  | 1 |  | 3 |  | 2 |  | Manufactured | 975 | 3 | 0 | 3 | 2925 | 0 | 2925
SiteIntrvw_00000902 | SITE_00655 | Primary | 2015 |  | Unknown | No | No | No | 0 |  | 0 |  | 2 |  | 0 |  | 2 |  | 0 |  | 0 |  | 1 |  | 4 |  | 2 |  | Manufactured | 1628.92 | 4 | 0 | 4 | 6515.68 | 0 | 6515.68
SiteIntrvw_00000903 | SITE_00656 | Primary | 2015 |  | Unknown | No | No | No | 0 |  | 0 |  | 1 |  | 0 |  | 2 |  | 0 |  | 0 |  | 0 |  | 3 |  | 2 |  | Manufactured | 1628.92 | 3 | 0 | 3 | 4886.76 | 0 | 4886.76
SiteIntrvw_00000904 | SITE_00657 | Primary | 2015 |  | Unknown | No | No | No | 0 |  | 2 |  | 0 |  | 0 |  | 2 |  | 0 |  | 0 |  | 1 |  | 4 |  | 2 |  | Manufactured | 1628.92 | 4 | 2 | 2 | 6515.68 | 3257.84 | 3257.84
SiteIntrvw_00000905 | SITE_00658 | Primary | 2014 |  | Unknown | No | Yes | No | 0 |  | 0 |  | 0 |  | 0 |  | 0 |  | 0 |  | 1 |  | 0 |  | 1 |  | 1 |  | Manufactured | 1628.92 | 1 | 0 | 1 | 1628.92 | 0 | 1628.92
SiteIntrvw_00000906 | SITE_00659 | Primary | 2016 |  | Unknown | No | No | No | 0 |  | 0 |  | 0 |  | 0 |  | 2 |  | 0 |  | 0 |  | 2 |  | 2 |  | 2 |  | Single Family | 3931.6 | 2 | 0 | 2 | 7863.2 | 0 | 7863.2
SiteIntrvw_00000907 | SITE_00660 | Primary | 2015 |  | Unknown | No | Yes | No | 0 |  | 1 |  | 1 |  | 0 |  | 1 |  | 0 |  | 0 |  | 1 |  | 3 |  | 1 |  | Manufactured | 1628.92 | 3 | 1 | 2 | 4886.76 | 1628.92 | 3257.84
SiteIntrvw_00000908 | SITE_00661 | Primary | 2017 |  | Unknown | Yes | Yes | No | 0 |  | 0 |  | 0 |  | 2 |  | 2 |  | 0 |  | 0 |  | 1 |  | 4 |  | 2 |  | Manufactured | 1824.63 | 4 | 0 | 4 | 7298.52 | 0 | 7298.52
SiteIntrvw_00000909 | SITE_00662 | Primary | 2013 |  | Unknown | No | No | No | 0 |  | 0 |  | 2 |  | 0 |  | 2 |  | 0 |  | 0 |  | 1 |  | 4 |  | 2 |  | Single Family | 3805.5 | 4 | 0 | 4 | 15222 | 0 | 15222
SiteIntrvw_00000910 | SITE_00663 | Primary | 2015 |  | Unknown | No | No | No | 0 |  | 0 |  | 0 |  | 0 |  | 0 |  | 1 |  | 0 |  | 1 |  | 1 |  | 1 |  | Manufactured | 1628.92 | 1 | 0 | 1 | 1628.92 | 0 | 1628.92
SiteIntrvw_00000911 | SITE_00664 | Primary | 2015 |  | Unknown | No | Yes | No | 0 |  | 0 |  | 0 |  | 0 |  | 2 |  | 0 |  | 0 |  | 2 |  | 2 |  | 2 |  | Manufactured | 1628.92 | 2 | 0 | 2 | 3257.84 | 0 | 3257.84
SiteIntrvw_00000912 | SITE_00665 | Primary | 2013 |  | Unknown | No | No | No | 0 |  | 0 |  | 1 |  | 3 |  | 1 |  | 1 |  | 0 |  | 1 |  | 6 |  | 2 |  | Manufactured | 1628.92 | 6 | 0 | 6 | 9773.52 | 0 | 9773.52
SiteIntrvw_00000913 | SITE_00666 | Primary | 2015 |  | Unknown | No | No | No | 0 |  | 0 |  | 1 |  | 0 |  | 2 |  | 0 |  | 0 |  | 1 |  | 3 |  | 2 |  | Manufactured | 1628.92 | 3 | 0 | 3 | 4886.76 | 0 | 4886.76
SiteIntrvw_00000914 | SITE_00667 | Primary | 2015 |  | Unknown | No | No | No | 0 |  | 0 |  | 0 |  | 0 |  | 0 |  | 1 |  | 1 |  | 0 |  | 2 |  | 2 |  | Manufactured | 1628.92 | 2 | 0 | 2 | 3257.84 | 0 | 3257.84
SiteIntrvw_00000915 | SITE_00668 | Primary | 2013 |  | Unknown | No | No | No | 0 |  | 0 |  | 0 |  | 0 |  | 0 |  | 2 |  | 0 |  | 1 |  | 2 |  | 2 |  | Manufactured | 1628.92 | 2 | 0 | 2 | 3257.84 | 0 | 3257.84
SiteIntrvw_00000916 | SITE_00669 | Primary | 2016 |  | Unknown | No | No | No | 0 |  | 0 |  | 0 |  | 0 |  | 0 |  | 1 |  | 1 |  | 0 |  | 2 |  | 2 |  | Single Family | 3805.5 | 2 | 0 | 2 | 7611 | 0 | 7611
SiteIntrvw_00000917 | SITE_00670 | Primary | 2015 |  | Unknown | No | No | No | 0 |  | 0 |  | 0 |  | 1 |  | 0 |  | 1 |  | 0 |  | 1 |  | 2 |  | 1 |  | Multifamily Residence | 1819.67 | 2 | 0 | 2 | 3639.34 | 0 | 3639.34
SiteIntrvw_00000918 | SITE_00671 | Primary | 1973 |  | Unknown | Yes | Yes | No | 0 |  | 0 |  | 0 |  | 0 |  | 1 |  | 0 |  | 1 |  | 0 |  | 2 |  | 2 |  | Single Family | 3805.5 | 2 | 0 | 2 | 7611 | 0 | 7611
SiteIntrvw_00000919 | SITE_00672 | Primary | 2016 |  | Unknown | Yes | No | No | 0 |  | 0 |  | 0 |  | 0 |  | 2 |  | 0 |  | 0 |  | 0 |  | 2 |  | 2 |  | Multifamily Residence | 1819.67 | 2 | 0 | 2 | 3639.34 | 0 | 3639.34
SiteIntrvw_00000920 | SITE_00673 | Primary | 2014 |  | Unknown | No | No | No | 0 |  | 0 |  | 0 |  | 0 |  | 1 |  | 0 |  | 0 |  | 1 |  | 1 |  | 1 |  | Multifamily Residence | 1819.67 | 1 | 0 | 1 | 1819.67 | 0 | 1819.67
SiteIntrvw_00000921 | SITE_00674 | Primary | 2015 |  | Unknown | No | No | No | 0 |  | 0 |  | 0 |  | 0 |  | 0 |  | 0 |  | 1 |  | 0 |  | 1 |  | 1 |  | Multifamily Residence | 1819.67 | 1 | 0 | 1 | 1819.67 | 0 | 1819.67
SiteIntrvw_00000922 | SITE_00675 | Primary | 2014 |  | Unknown | No | No | Unknown | 0 |  | 0 |  | 7 |  | 0 |  | 2 |  | 0 |  | 0 |  | 2 |  | 9 |  | 2 |  | Single Family | 3805.5 | 9 | 0 | 9 | 34249.5 | 0 | 34249.5
SiteIntrvw_00000923 | SITE_00676 | Primary | 2015 |  | Unknown | No | No | No | 0 |  | 0 |  | 0 |  | 0 |  | 0 |  | 1 |  | 0 |  | 1 |  | 1 |  | 1 |  | Multifamily Residence | 1819.67 | 1 | 0 | 1 | 1819.67 | 0 | 1819.67
SiteIntrvw_00000924 | SITE_00677 | Primary | 2016 |  | Unknown | Yes | Unknown | No | 0 |  | 0 |  | 0 |  | 0 |  | 2 |  | 0 |  | 0 |  | 1 |  | 2 |  | 2 |  | Multifamily Residence | 687.85 | 2 | 0 | 2 | 1375.7 | 0 | 1375.7
SiteIntrvw_00000925 | SITE_00678 | Primary | 2013 |  | Unknown | No | No | No | 0 |  | 0 |  | 0 |  | 0 |  | 0 |  | 0 |  | 1 |  | 1 |  | 1 |  | 1 |  | Multifamily Residence | 1819.67 | 1 | 0 | 1 | 1819.67 | 0 | 1819.67
SiteIntrvw_00000926 | SITE_00679 | Primary | 2011 |  | Unknown | No | No | No | 0 |  | 0 |  | 1 |  | 0 |  | 2 |  | 0 |  | 0 |  | 1 |  | 3 |  | 2 |  | Multifamily Residence | 1819.67 | 3 | 0 | 3 | 5459.01 | 0 | 5459.01
SiteIntrvw_00000927 | SITE_00680 | Primary | 2012 |  | Unknown | No | No | No | 0 |  | 0 |  | 0 |  | 0 |  | 0 |  | 1 |  | 0 |  | 0 |  | 1 |  | 1 |  | Single Family | 3805.5 | 1 | 0 | 1 | 3805.5 | 0 | 3805.5
SiteIntrvw_00000928 | SITE_00681 | Primary | 2016 |  | Unknown | Yes | No | No | 0 |  | 0 |  | 0 |  | 0 |  | 0 |  | 2 |  | 0 |  | 0 |  | 2 |  | 2 |  | Multifamily Residence | 1819.67 | 2 | 0 | 2 | 3639.34 | 0 | 3639.34
SiteIntrvw_00000929 | SITE_00682 | Primary | 2013 |  | Unknown | No | No | No | 0 |  | 0 |  | 0 |  | 0 |  | 0 |  | 0 |  | 1 |  | 0 |  | 1 |  | 1 |  | Multifamily Residence | 1819.67 | 1 | 0 | 1 | 1819.67 | 0 | 1819.67
SiteIntrvw_00000930 | SITE_00683 | Primary | 2014 |  | Unknown | Yes | Yes | Unknown | 0 |  | 0 |  | 0 |  | 0 |  | 0 |  | 1 |  | 0 |  | 0 |  | 1 |  | 1 |  | Multifamily Residence | 1819.67 | 1 | 0 | 1 | 1819.67 | 0 | 1819.67
SiteIntrvw_00000931 | SITE_00684 | Primary | 2007 |  | Unknown | No | No | No | 0 |  | 0 |  | 0 |  | 0 |  | 0 |  | 1 |  | 0 |  | 0 |  | 1 |  | 1 |  | Multifamily Residence | 1819.67 | 1 | 0 | 1 | 1819.67 | 0 | 1819.67
SiteIntrvw_00000932 | SITE_00685 | Primary | 2015 |  | Unknown | No | No | Yes | 0 |  | 0 |  | 1 |  | 1 |  | 1 |  | 1 |  | 0 |  | 1 |  | 4 |  | 2 |  | Multifamily Residence | 1819.67 | 4 | 0 | 4 | 7278.68 | 0 | 7278.68
SiteIntrvw_00000933 | SITE_00686 | Primary | 2014 |  | Unknown | No | No | No | 0 |  | 0 |  | 0 |  | 0 |  | 1 |  | 0 |  | 0 |  | 1 |  | 1 |  | 1 |  | Multifamily Residence | 1819.67 | 1 | 0 | 1 | 1819.67 | 0 | 1819.67
SiteIntrvw_00000934 | SITE_00687 | Primary | 2003 |  | Unknown | No | No | No | 0 |  | 0 |  | 2 |  | 0 |  | 2 |  | 0 |  | 0 |  | 1 |  | 4 |  | 2 |  | Single Family | 3805.5 | 4 | 0 | 4 | 15222 | 0 | 15222
SiteIntrvw_00000935 | SITE_00688 | Primary | 2015 |  | Unknown | No | No | No | 0 |  | 0 |  | 0 |  | 0 |  | 0 |  | 1 |  | 0 |  | 0 |  | 1 |  | 1 |  | Multifamily Residence | 1819.67 | 1 | 0 | 1 | 1819.67 | 0 | 1819.67
SiteIntrvw_00000936 | SITE_00689 | Primary | 2016 |  | Unknown | Yes | No | Unknown | 0 |  | 0 |  | 0 |  | 0 |  | 0 |  | 1 |  | 0 |  | 0 |  | 1 |  | 1 |  | Multifamily Residence | 1819.67 | 1 | 0 | 1 | 1819.67 | 0 | 1819.67
SiteIntrvw_00000937 | SITE_00690 | Primary | 2016 |  | Unknown | No | No | No | 0 |  | 0 |  | 0 |  | 0 |  | 1 |  | 0 |  | 0 |  | 1 |  | 1 |  | 1 |  | Multifamily Residence | 687.85 | 1 | 0 | 1 | 687.85 | 0 | 687.85
SiteIntrvw_00000938 | SITE_00691 | Primary | 2015 |  | Unknown | No | Yes | No | 0 |  | 0 |  | 0 |  | 0 |  | 0 |  | 1 |  | 0 |  | 0 |  | 1 |  | 1 |  | Multifamily Residence | 1819.67 | 1 | 0 | 1 | 1819.67 | 0 | 1819.67
SiteIntrvw_00000939 | SITE_00692 | Primary | 2017 |  | Unknown | Yes | Yes | No | 0 |  | 0 |  | 0 |  | 0 |  | 2 |  | 0 |  | 0 |  | 1 |  | 2 |  | 2 |  | Single Family | 3805.5 | 2 | 0 | 2 | 7611 | 0 | 7611
SiteIntrvw_00000940 | SITE_00693 | Primary | 1997 |  | Unknown | No | Yes | No | 0 |  | 0 |  | 0 |  | 0 |  | 0 |  | 0 |  | 1 |  | 0 |  | 1 |  | 1 |  | Single Family | 3805.5 | 1 | 0 | 1 | 3805.5 | 0 | 3805.5
SiteIntrvw_00000941 | SITE_00694 | Primary | 2016 |  | Unknown | Yes | Yes | No | 0 |  | 0 |  | 0 |  | 0 |  | 1 |  | 1 |  | 0 |  | 2 |  | 2 |  | 2 |  | Single Family | 3931.6 | 2 | 0 | 2 | 7863.2 | 0 | 7863.2
SiteIntrvw_00000942 | SITE_00695 | Primary | 2016 |  | Unknown | Yes | No | No | 0 |  | 0 |  | 0 |  | 0 |  | 0 |  | 0 |  | 2 |  | 0 |  | 2 |  | 2 |  | Single Family | 3805.5 | 2 | 0 | 2 | 7611 | 0 | 7611
SiteIntrvw_00000943 | SITE_00696 | Primary | 2011 |  | Unknown | No | No | No | 1 |  | 2 |  | 0 |  | 0 |  | 2 |  | 0 |  | 0 |  | 2 |  | 5 |  | 2 |  | Single Family | 3805.5 | 5 | 3 | 2 | 19027.5 | 11416.5 | 7611
SiteIntrvw_00000944 | SITE_00697 | Primary | 2015 |  | Unknown | No | No | No | 0 |  | 0 |  | 0 |  | 1 |  | 2 |  | 0 |  | 0 |  | 3 |  | 3 |  | 2 |  | Single Family | 3805.5 | 3 | 0 | 3 | 11416.5 | 0 | 11416.5
SiteIntrvw_00000945 | SITE_00698 | Primary | 1999 |  | Unknown | No | No | No | 0 |  | 0 |  | 0 |  | 0 |  | 0 |  | 0 |  | 1 |  | 0 |  | 1 |  | 1 |  | Single Family | 3805.5 | 1 | 0 | 1 | 3805.5 | 0 | 3805.5
SiteIntrvw_00000946 | SITE_00699 | Primary | 2016 |  | Unknown | No | No | No | 0 |  | 3 |  | 1 |  | 0 |  | 2 |  | 0 |  | 0 |  | 1 |  | 6 |  | 2 |  | Single Family | 3805.5 | 6 | 3 | 3 | 22833 | 11416.5 | 11416.5
SiteIntrvw_00000947 | SITE_00700 | Primary | 2016 |  | Unknown | No | No | No | 0 |  | 0 |  | 0 |  | 0 |  | 0 |  | 1 |  | 0 |  | 0 |  | 1 |  | 1 |  | Single Family | 3805.5 | 1 | 0 | 1 | 3805.5 | 0 | 3805.5
SiteIntrvw_00000948 | SITE_00701 | Primary | 2009 |  | Unknown | No | No | No | 0 |  | 1 |  | 0 |  | 0 |  | 2 |  | 0 |  | 0 |  | 2 |  | 3 |  | 2 |  | Manufactured | 1824.63 | 3 | 1 | 2 | 5473.89 | 1824.63 | 3649.26
SiteIntrvw_00000949 | SITE_00702 | Primary | 2015 |  | Unknown | No | No | No | 1 |  | 0 |  | 1 |  | 0 |  | 2 |  | 0 |  | 0 |  | 1 |  | 4 |  | 2 |  | Single Family | 3805.5 | 4 | 1 | 3 | 15222 | 3805.5 | 11416.5
SiteIntrvw_00000950 | SITE_00703 | Primary | 2002 |  | Unknown | No | No | No | 0 |  | 0 |  | 0 |  | 0 |  | 0 |  | 0 |  | 2 |  | 0 |  | 2 |  | 2 |  | Single Family | 3931.6 | 2 | 0 | 2 | 7863.2 | 0 | 7863.2
SiteIntrvw_00000951 | SITE_00704 | Primary | 1996 |  | Unknown | No | No | No | 0 |  | 0 |  | 0 |  | 0 |  | 1 |  | 2 |  | 0 |  | 3 |  | 3 |  | 3 |  | Single Family | 3931.6 | 3 | 0 | 3 | 11794.8 | 0 | 11794.8
SiteIntrvw_00000952 | SITE_00705 | Primary | 2003 |  | Unknown | No | No | No | 0 |  | 0 |  | 0 |  | 1 |  | 0 |  | 2 |  | 0 |  | 0 |  | 3 |  | 2 |  | Single Family | 3805.5 | 3 | 0 | 3 | 11416.5 | 0 | 11416.5
SiteIntrvw_00000953 | SITE_00706 | Primary | 2014 |  | Unknown | No | No | No | 0 |  | 0 |  | 0 |  | 0 |  | 0 |  | 0 |  | 2 |  | 1 |  | 2 |  | 2 |  | Single Family | 3931.6 | 2 | 0 | 2 | 7863.2 | 0 | 7863.2
SiteIntrvw_00000954 | SITE_00707 | Primary | 2009 |  | Unknown | No | No | No | 0 |  | 0 |  | 0 |  | 0 |  | 0 |  | 0 |  | 1 |  | 0 |  | 1 |  | 1 |  | Single Family | 3805.5 | 1 | 0 | 1 | 3805.5 | 0 | 3805.5
SiteIntrvw_00000955 | SITE_00708 | Primary | 1998 |  | Unknown | No | No | No | 0 |  | 0 |  | 1 |  | 0 |  | 1 |  | 2 |  | 0 |  | 2 |  | 4 |  | 3 |  | Single Family | 3931.6 | 4 | 0 | 4 | 15726.4 | 0 | 15726.4
SiteIntrvw_00000956 | SITE_00709 | Primary | 1976 |  | Unknown | No | No | No | 0 |  | 0 |  | 0 |  | 0 |  | 0 |  | 1 |  | 1 |  | 0 |  | 2 |  | 2 |  | Single Family | 3931.6 | 2 | 0 | 2 | 7863.2 | 0 | 7863.2
SiteIntrvw_00000957 | SITE_00710 | Primary | 1999 |  | Unknown | Yes | Yes | No | 0 |  | 0 |  | 0 |  | 0 |  | 1 |  | 2 |  | 0 |  | 2 |  | 3 |  | 3 |  | Single Family | 3931.6 | 3 | 0 | 3 | 11794.8 | 0 | 11794.8
SiteIntrvw_00000958 | SITE_00711 | Primary | 2015 |  | Unknown | No | No | No | 0 |  | 0 |  | 0 |  | 0 |  | 0 |  | 0 |  | 2 |  | 0 |  | 2 |  | 2 |  | Single Family | 3931.6 | 2 | 0 | 2 | 7863.2 | 0 | 7863.2
SiteIntrvw_00000959 | SITE_00712 | Primary | 2012 |  | Unknown | No | No | No | 0 |  | 0 |  | 2 |  | 0 |  | 2 |  | 0 |  | 0 |  | 2 |  | 4 |  | 2 |  | Single Family | 3805.5 | 4 | 0 | 4 | 15222 | 0 | 15222
SiteIntrvw_00000960 | SITE_00713 | Primary | 2009 |  | Unknown | No | No | No | 0 |  | 0 |  | 0 |  | 0 |  | 0 |  | 0 |  | 2 |  | 0 |  | 2 |  | 2 |  | Single Family | 3805.5 | 2 | 0 | 2 | 7611 | 0 | 7611
SiteIntrvw_00000961 | SITE_00714 | Primary | 1999 |  | Unknown | No | No | No | 0 |  | 0 |  | 0 |  | 0 |  | 0 |  | 1 |  | 0 |  | 1 |  | 1 |  | 1 |  | Single Family | 3931.6 | 1 | 0 | 1 | 3931.6 | 0 | 3931.6
SiteIntrvw_00000962 | SITE_00715 | Primary | 1984 |  | Unknown | No | No | No | 0 |  | 0 |  | 0 |  | 0 |  | 0 |  | 0 |  | 1 |  | 0 |  | 1 |  | 1 |  | Single Family | 3805.5 | 1 | 0 | 1 | 3805.5 | 0 | 3805.5
SiteIntrvw_00000963 | SITE_00716 | Primary | 2008 |  | Unknown | No | No | No | 0 |  | 0 |  | 0 |  | 0 |  | 0 |  | 1 |  | 0 |  | 0 |  | 1 |  | 1 |  | Single Family | 3931.6 | 1 | 0 | 1 | 3931.6 | 0 | 3931.6
SiteIntrvw_00001953 | SITE_00717 | Primary | 2004 |  | Unknown | No | No | No | 0 |  | 0 |  | 0 |  | 0 |  | 0 |  | 0 |  | 2 |  | 0 |  | 2 |  | 2 |  | Manufactured | 1628.92 | 2 | 0 | 2 | 3257.84 | 0 | 3257.84
SiteIntrvw_00000964 | SITE_00718 | Primary | 2013 |  | Unknown | No | No | No | 1 |  | 0 |  | 0 |  | 0 |  | 3 |  | 0 |  | 0 |  | 2 |  | 4 |  | 3 |  | Multifamily Residence | 1819.67 | 4 | 1 | 3 | 7278.68 | 1819.67 | 5459.01
SiteIntrvw_00000965 | SITE_00719 | Primary | 2007 |  | Unknown | No | No | Yes | 1 |  | 3 |  | 1 |  | 0 |  | 2 |  | 0 |  | 0 |  | 0 |  | 7 |  | 2 |  | Single Family | 3931.6 | 7 | 4 | 3 | 27521.2 | 15726.4 | 11794.8
SiteIntrvw_00000966 | SITE_00720 | Primary | 1999 |  | Unknown | No | Yes | No | 0 |  | 0 |  | 0 |  | 0 |  | 0 |  | 1 |  | 1 |  | 0 |  | 2 |  | 2 |  | Single Family | 3805.5 | 2 | 0 | 2 | 7611 | 0 | 7611
SiteIntrvw_00000967 | SITE_00721 | Primary | 2015 |  | Unknown | No | No | No | 0 |  | 0 |  | 0 |  | 0 |  | 0 |  | 0 |  | 2 |  | 0 |  | 2 |  | 2 |  | Single Family | 3931.6 | 2 | 0 | 2 | 7863.2 | 0 | 7863.2
SiteIntrvw_00000968 | SITE_00722 | Primary | 1999 |  | Unknown | No | No | No | 0 |  | 0 |  | 0 |  | 0 |  | 2 |  | 1 |  | 0 |  | 3 |  | 3 |  | 3 |  | Single Family | 3931.6 | 3 | 0 | 3 | 11794.8 | 0 | 11794.8
SiteIntrvw_00000969 | SITE_00723 | Primary | 2001 |  | Unknown | No | No | No | 0 |  | 0 |  | 0 |  | 0 |  | 0 |  | 1 |  | 0 |  | 0 |  | 1 |  | 1 |  | Single Family | 3805.5 | 1 | 0 | 1 | 3805.5 | 0 | 3805.5
SiteIntrvw_00000970 | SITE_00724 | Primary | 2007 |  | Unknown | No | No | No | 0 |  | 0 |  | 0 |  | 2 |  | 1 |  | 1 |  | 0 |  | 1 |  | 4 |  | 2 |  | Single Family | 3805.5 | 4 | 0 | 4 | 15222 | 0 | 15222
SiteIntrvw_00000971 | SITE_00725 | Primary | 2014 |  | Unknown | Yes | Yes | Yes | 0 |  | 0 |  | 0 |  | 0 |  | 1 |  | 1 |  | 0 |  | 0 |  | 2 |  | 2 |  | Single Family | 3805.5 | 2 | 0 | 2 | 7611 | 0 | 7611
SiteIntrvw_00000972 | SITE_00726 | Primary | 1997 |  | Unknown | No | No | No | 0 |  | 0 |  | 0 |  | 0 |  | 0 |  | 1 |  | 0 |  | 1 |  | 1 |  | 1 |  | Manufactured | 1824.63 | 1 | 0 | 1 | 1824.63 | 0 | 1824.63
SiteIntrvw_00001954 | SITE_00727 | Primary | 2013 |  | Unknown | No | No | No | 0 |  | 0 |  | 0 |  | 0 |  | 0 |  | 0 |  | 1 |  | 0 |  | 1 |  | 1 |  | Single Family | 3931.6 | 1 | 0 | 1 | 3931.6 | 0 | 3931.6
SiteIntrvw_00000973 | SITE_00728 | Primary | 1997 |  | Unknown | No | No | No | 0 |  | 0 |  | 0 |  | 0 |  | 0 |  | 2 |  | 0 |  | 2 |  | 2 |  | 2 |  | Single Family | 3805.5 | 2 | 0 | 2 | 7611 | 0 | 7611
SiteIntrvw_00000974 | SITE_00729 | Primary | 2001 |  | Unknown | No | Yes | No | 0 |  | 0 |  | 0 |  | 0 |  | 0 |  | 1 |  | 0 |  | 0 |  | 1 |  | 1 |  | Single Family | 3805.5 | 1 | 0 | 1 | 3805.5 | 0 | 3805.5
SiteIntrvw_00000975 | SITE_00730 | Primary | 1990 |  | Unknown | No | No | No | 0 |  | 0 |  | 0 |  | 0 |  | 0 |  | 2 |  | 0 |  | 2 |  | 2 |  | 2 |  | Single Family | 3931.6 | 2 | 0 | 2 | 7863.2 | 0 | 7863.2
SiteIntrvw_00000976 | SITE_00731 | Primary | 2005 |  | Unknown | No | No | No | 0 |  | 0 |  | 0 |  | 0 |  | 0 |  | 0 |  | 2 |  | 0 |  | 2 |  | 2 |  | Single Family | 3931.6 | 2 | 0 | 2 | 7863.2 | 0 | 7863.2
SiteIntrvw_00000977 | SITE_00732 | Primary | 1993 |  | Unknown | No | No | No | 0 |  | 0 |  | 0 |  | 0 |  | 0 |  | 1 |  | 1 |  | 1 |  | 2 |  | 2 |  | Single Family | 3931.6 | 2 | 0 | 2 | 7863.2 | 0 | 7863.2
SiteIntrvw_00000978 | SITE_00733 | Primary | 1992 |  | Unknown | No | No | No | 0 |  | 0 |  | 0 |  | 0 |  | 0 |  | 2 |  | 0 |  | 1 |  | 2 |  | 2 |  | Single Family | 3805.5 | 2 | 0 | 2 | 7611 | 0 | 7611
SiteIntrvw_00002036 | SITE_00734 | Primary | 1986 |  | Unknown | No | Yes | No | 0 |  | 0 |  | 0 |  | 0 |  | 0 |  | 1 |  | 0 |  | 1 |  | 1 |  | 1 |  | Single Family | 3805.5 | 1 | 0 | 1 | 3805.5 | 0 | 3805.5
SiteIntrvw_00000979 | SITE_00735 | Primary | 2017 |  | Unknown | Yes | Yes | No | 0 |  | 0 |  | 1 |  | 0 |  | 1 |  | 0 |  | 0 |  | 1 |  | 2 |  | 1 |  | Single Family | 3805.5 | 2 | 0 | 2 | 7611 | 0 | 7611
SiteIntrvw_00000980 | SITE_00736 | Primary | 2012 |  | Unknown | No | Yes | No | 0 |  | 0 |  | 0 |  | 0 |  | 0 |  | 2 |  | 0 |  | 1 |  | 2 |  | 2 |  | Single Family | 3805.5 | 2 | 0 | 2 | 7611 | 0 | 7611
SiteIntrvw_00000981 | SITE_00737 | Primary | 2002 |  | Unknown | No | No | No | 0 |  | 0 |  | 0 |  | 0 |  | 1 |  | 1 |  | 0 |  | 2 |  | 2 |  | 2 |  | Single Family | 3805.5 | 2 | 0 | 2 | 7611 | 0 | 7611
SiteIntrvw_00000982 | SITE_00738 | Primary | 2014 |  | Unknown | No | No | No | 0 |  | 2 |  | 0 |  | 0 |  | 2 |  | 0 |  | 0 |  | 2 |  | 4 |  | 2 |  | Single Family | 3931.6 | 4 | 2 | 2 | 15726.4 | 7863.2 | 7863.2
SiteIntrvw_00000983 | SITE_00739 | Primary | 2010 |  | Unknown | No | Yes | No | 0 |  | 0 |  | 0 |  | 0 |  | 0 |  | 1 |  | 0 |  | 1 |  | 1 |  | 1 |  | Single Family | 3931.6 | 1 | 0 | 1 | 3931.6 | 0 | 3931.6
SiteIntrvw_00000984 | SITE_00740 | Primary | 2016 |  | Unknown | No | No | No | 0 |  | 0 |  | 0 |  | 2 |  | 0 |  | 1 |  | 0 |  | 3 |  | 3 |  | 1 |  | Single Family | 3931.6 | 3 | 0 | 3 | 11794.8 | 0 | 11794.8
SiteIntrvw_00000985 | SITE_00741 | Primary | 2010 |  | Unknown | No | No | No | 0 |  | 0 |  | 1 |  | 1 |  | 2 |  | 0 |  | 0 |  | 1 |  | 4 |  | 2 |  | Single Family | 3931.6 | 4 | 0 | 4 | 15726.4 | 0 | 15726.4
SiteIntrvw_00000986 | SITE_00742 | Primary | 2003 |  | Unknown | No | No | No | 0 |  | 0 |  | 0 |  | 0 |  | 0 |  | 1 |  | 0 |  | 0 |  | 1 |  | 1 |  | Single Family | 3805.5 | 1 | 0 | 1 | 3805.5 | 0 | 3805.5
SiteIntrvw_00000987 | SITE_00743 | Primary | 2014 |  | Unknown | No | No | No | 0 |  | 0 |  | 2 |  | 0 |  | 2 |  | 0 |  | 0 |  | 2 |  | 4 |  | 2 |  | Multifamily Residence | 687.85 | 4 | 0 | 4 | 2751.4 | 0 | 2751.4
SiteIntrvw_00000988 | SITE_00744 | Primary | 1996 |  | Unknown | No | No | No | 0 |  | 0 |  | 0 |  | 0 |  | 0 |  | 0 |  | 1 |  | 0 |  | 1 |  | 1 |  | Manufactured | 1628.92 | 1 | 0 | 1 | 1628.92 | 0 | 1628.92
SiteIntrvw_00000989 | SITE_00745 | Primary | 2003 |  | Unknown | No | No | No | 0 |  | 0 |  | 0 |  | 0 |  | 0 |  | 1 |  | 0 |  | 0 |  | 1 |  | 1 |  | Single Family | 3805.5 | 1 | 0 | 1 | 3805.5 | 0 | 3805.5
SiteIntrvw_00000990 | SITE_00746 | Primary | 1980 |  | Unknown | No | No | No | 0 |  | 0 |  | 0 |  | 0 |  | 0 |  | 0 |  | 2 |  | 0 |  | 2 |  | 2 |  | Single Family | 3805.5 | 2 | 0 | 2 | 7611 | 0 | 7611
SiteIntrvw_00000991 | SITE_00747 | Primary | 2016 |  | Unknown | Yes | Yes | No | 0 |  | 2 |  | 1 |  | 0 |  | 2 |  | 0 |  | 0 |  | 1 |  | 5 |  | 2 |  | Single Family | 3805.5 | 5 | 2 | 3 | 19027.5 | 7611 | 11416.5
SiteIntrvw_00002037 | SITE_00748 | Primary | 2001 |  | Unknown | No | No | No | 0 |  | 0 |  | 0 |  | 0 |  | 0 |  | 0 |  | 2 |  | 1 |  | 2 |  | 2 |  | Single Family | 3931.6 | 2 | 0 | 2 | 7863.2 | 0 | 7863.2
SiteIntrvw_00000992 | SITE_00749 | Primary | 2006 |  | Unknown | No | No | No | 0 |  | 0 |  | 0 |  | 0 |  | 0 |  | 0 |  | 2 |  | 0 |  | 2 |  | 2 |  | Single Family | 3805.5 | 2 | 0 | 2 | 7611 | 0 | 7611
SiteIntrvw_00000993 | SITE_00750 | Primary | 2003 |  | Unknown | No | No | No | 0 |  | 0 |  | 0 |  | 0 |  | 0 |  | 0 |  | 2 |  | 0 |  | 2 |  | 2 |  | Single Family | 3931.6 | 2 | 0 | 2 | 7863.2 | 0 | 7863.2
SiteIntrvw_00001955 | SITE_00751 | Primary | 1989 |  | Unknown | No | No | No | 0 |  | 0 |  | 0 |  | 0 |  | 0 |  | 2 |  | 0 |  | 1 |  | 2 |  | 2 |  | Single Family | 3805.5 | 2 | 0 | 2 | 7611 | 0 | 7611
SiteIntrvw_00000994 | SITE_00752 | Primary | 1968 |  | Unknown | No | No | No | 0 |  | 0 |  | 0 |  | 0 |  | 0 |  | 0 |  | 2 |  | 0 |  | 2 |  | 2 |  | Single Family | 3931.6 | 2 | 0 | 2 | 7863.2 | 0 | 7863.2
SiteIntrvw_00000995 | SITE_00753 | Primary | 2015 |  | Unknown | No | No | No | 1 |  | 1 |  | 0 |  | 0 |  | 2 |  | 0 |  | 0 |  | 1 |  | 4 |  | 2 |  | Single Family | 3805.5 | 4 | 2 | 2 | 15222 | 7611 | 7611
SiteIntrvw_00000996 | SITE_00754 | Primary | 2016 |  | Unknown | No | No | No | 0 |  | 0 |  | 0 |  | 0 |  | 0 |  | 2 |  | 0 |  | 0 |  | 2 |  | 2 |  | Single Family | 3931.6 | 2 | 0 | 2 | 7863.2 | 0 | 7863.2
SiteIntrvw_00001956 | SITE_00755 | Primary | 1964 |  | Unknown | No | No | No | 0 |  | 0 |  | 0 |  | 0 |  | 0 |  | 1 |  | 1 |  | 1 |  | 2 |  | 2 |  | Single Family | 3805.5 | 2 | 0 | 2 | 7611 | 0 | 7611
SiteIntrvw_00000997 | SITE_00756 | Primary | 2007 |  | Unknown | No | No | No | 0 |  | 0 |  | 0 |  | 0 |  | 0 |  | 0 |  | 2 |  | 0 |  | 2 |  | 2 |  | Single Family | 3931.6 | 2 | 0 | 2 | 7863.2 | 0 | 7863.2
SiteIntrvw_00000998 | SITE_00757 | Primary | 2010 |  | Unknown | No | No | No | 0 |  | 0 |  | 0 |  | 0 |  | 0 |  | 1 |  | 0 |  | 0 |  | 1 |  | 1 |  | Single Family | 3805.5 | 1 | 0 | 1 | 3805.5 | 0 | 3805.5
SiteIntrvw_00000999 | SITE_00758 | Primary | 2005 |  | Unknown | No | No | No | 0 |  | 0 |  | 0 |  | 2 |  | 2 |  | 0 |  | 0 |  | 1 |  | 4 |  | 2 |  | Single Family | 3805.5 | 4 | 0 | 4 | 15222 | 0 | 15222
SiteIntrvw_00001000 | SITE_00759 | Primary | 2015 |  | Unknown | No | No | No | 0 |  | 0 |  | 0 |  | 0 |  | 0 |  | 0 |  | 2 |  | 0 |  | 2 |  | 2 |  | Single Family | 3931.6 | 2 | 0 | 2 | 7863.2 | 0 | 7863.2
SiteIntrvw_00001001 | SITE_00760 | Primary | 1993 |  | Unknown | No | No | No | 0 |  | 0 |  | 0 |  | 0 |  | 0 |  | 1 |  | 0 |  | 0 |  | 1 |  | 1 |  | Single Family | 3805.5 | 1 | 0 | 1 | 3805.5 | 0 | 3805.5
SiteIntrvw_00001002 | SITE_00761 | Primary | 2016 |  | Unknown | No | No | No | 0 |  | 1 |  | 0 |  | 0 |  | 2 |  | 0 |  | 0 |  | 1 |  | 3 |  | 2 |  | Single Family | 3805.5 | 3 | 1 | 2 | 11416.5 | 3805.5 | 7611
SiteIntrvw_00001003 | SITE_00762 | Primary | 2011 |  | Unknown | No | No | No | 0 |  | 0 |  | 0 |  | 1 |  | 1 |  | 2 |  | 0 |  | 4 |  | 4 |  | 3 |  | Single Family | 3805.5 | 4 | 0 | 4 | 15222 | 0 | 15222
SiteIntrvw_00001004 | SITE_00763 | Primary | 1992 |  | Unknown | No | No | No | 0 |  | 0 |  | 0 |  | 1 |  | 1 |  | 2 |  | 0 |  | 2 |  | 4 |  | 3 |  | Single Family | 3805.5 | 4 | 0 | 4 | 15222 | 0 | 15222
SiteIntrvw_00001005 | SITE_00764 | Primary | 2016 |  | Unknown | No | No | No | 0 |  | 2 |  | 0 |  | 0 |  | 2 |  | 0 |  | 0 |  | 2 |  | 4 |  | 2 |  | Single Family | 3805.5 | 4 | 2 | 2 | 15222 | 7611 | 7611
SiteIntrvw_00001006 | SITE_00765 | Primary | 1993 |  | Unknown | Yes | Yes | No | 0 |  | 0 |  | 0 |  | 0 |  | 1 |  | 2 |  | 0 |  | 2 |  | 3 |  | 3 |  | Single Family | 3931.6 | 3 | 0 | 3 | 11794.8 | 0 | 11794.8
SiteIntrvw_00001007 | SITE_00766 | Primary | 2006 |  | Unknown | Yes | No | Unknown | 0 |  | 0 |  | 0 |  | 0 |  | 1 |  | 1 |  | 1 |  | 2 |  | 3 |  | 3 |  | Single Family | 3931.6 | 3 | 0 | 3 | 11794.8 | 0 | 11794.8
SiteIntrvw_00001008 | SITE_00767 | Primary | 2013 |  | Unknown | No | No | No | 0 |  | 0 |  | 0 |  | 0 |  | 0 |  | 1 |  | 0 |  | 0 |  | 1 |  | 1 |  | Single Family | 3805.5 | 1 | 0 | 1 | 3805.5 | 0 | 3805.5
SiteIntrvw_00001009 | SITE_00768 | Primary | 2012 |  | Unknown | No | No | No | 0 |  | 2 |  | 1 |  | 0 |  | 2 |  | 0 |  | 0 |  | 1 |  | 5 |  | 2 |  | Single Family | 3805.5 | 5 | 2 | 3 | 19027.5 | 7611 | 11416.5
SiteIntrvw_00001010 | SITE_00769 | Primary | 1981 |  | Unknown | No | No | No | 0 |  | 0 |  | 0 |  | 0 |  | 0 |  | 0 |  | 1 |  | 0 |  | 1 |  | 1 |  | Manufactured | 1824.63 | 1 | 0 | 1 | 1824.63 | 0 | 1824.63
SiteIntrvw_00001011 | SITE_00770 | Primary | 1996 |  | Unknown | No | No | No | 0 |  | 0 |  | 0 |  | 0 |  | 0 |  | 0 |  | 1 |  | 0 |  | 1 |  | 1 |  | Single Family | 3805.5 | 1 | 0 | 1 | 3805.5 | 0 | 3805.5
SiteIntrvw_00001012 | SITE_00771 | Primary | 2016 |  | Unknown | Yes | No | No | 0 |  | 0 |  | 0 |  | 0 |  | 2 |  | 0 |  | 0 |  | 2 |  | 2 |  | 2 |  | Single Family | 3805.5 | 2 | 0 | 2 | 7611 | 0 | 7611
SiteIntrvw_00001013 | SITE_00772 | Primary | 2016 |  | Unknown | No | No | No | 0 |  | 0 |  | 1 |  | 0 |  | 1 |  | 0 |  | 0 |  | 1 |  | 2 |  | 1 |  | Single Family | 3805.5 | 2 | 0 | 2 | 7611 | 0 | 7611
SiteIntrvw_00001014 | SITE_00773 | Primary | 2010 |  | Unknown | No | No | No | 0 |  | 0 |  | 0 |  | 0 |  | 0 |  | 1 |  | 1 |  | 0 |  | 2 |  | 2 |  | Single Family | 3805.5 | 2 | 0 | 2 | 7611 | 0 | 7611
SiteIntrvw_00001015 | SITE_00774 | Primary | 2006 |  | Unknown | No | No | No | 0 |  | 0 |  | 0 |  | 0 |  | 0 |  | 2 |  | 0 |  | 0 |  | 2 |  | 2 |  | Manufactured | 1628.92 | 2 | 0 | 2 | 3257.84 | 0 | 3257.84
SiteIntrvw_00001016 | SITE_00775 | Primary | 1997 |  | Unknown | No | No | No | 0 |  | 0 |  | 0 |  | 1 |  | 0 |  | 2 |  | 0 |  | 2 |  | 3 |  | 2 |  | Single Family | 3805.5 | 3 | 0 | 3 | 11416.5 | 0 | 11416.5
SiteIntrvw_00001017 | SITE_00776 | Primary | 1993 |  | Unknown | Yes | Yes | No | 0 |  | 0 |  | 0 |  | 0 |  | 0 |  | 2 |  | 0 |  | 0 |  | 2 |  | 2 |  | Single Family | 3931.6 | 2 | 0 | 2 | 7863.2 | 0 | 7863.2
SiteIntrvw_00001018 | SITE_00777 | Primary | 2008 |  | Unknown | Yes | No | No | 0 |  | 0 |  | 0 |  | 0 |  | 1 |  | 1 |  | 1 |  | 1 |  | 3 |  | 3 |  | Single Family | 3805.5 | 3 | 0 | 3 | 11416.5 | 0 | 11416.5
SiteIntrvw_00001019 | SITE_00778 | Primary | 2002 |  | Unknown | No | No | No | 0 |  | 0 |  | 0 |  | 0 |  | 0 |  | 1 |  | 0 |  | 0 |  | 1 |  | 1 |  | Single Family | 3805.5 | 1 | 0 | 1 | 3805.5 | 0 | 3805.5
SiteIntrvw_00001020 | SITE_00779 | Primary | 2010 |  | Unknown | No | No | No | 0 |  | 0 |  | 1 |  | 0 |  | 2 |  | 0 |  | 0 |  | 1 |  | 3 |  | 2 |  | Single Family | 3805.5 | 3 | 0 | 3 | 11416.5 | 0 | 11416.5
SiteIntrvw_00001021 | SITE_00780 | Primary | 1979 |  | Unknown | No | No | No | 0 |  | 0 |  | 0 |  | 0 |  | 0 |  | 0 |  | 2 |  | 0 |  | 2 |  | 2 |  | Single Family | 3805.5 | 2 | 0 | 2 | 7611 | 0 | 7611
SiteIntrvw_00001022 | SITE_00781 | Primary | 1995 |  | Unknown | No | No | No | 0 |  | 0 |  | 0 |  | 0 |  | 0 |  | 1 |  | 0 |  | 1 |  | 1 |  | 1 |  | Single Family | 3805.5 | 1 | 0 | 1 | 3805.5 | 0 | 3805.5
SiteIntrvw_00001023 | SITE_00782 | Primary | 2004 |  | Unknown | No | No | No | 0 |  | 0 |  | 0 |  | 0 |  | 0 |  | 1 |  | 0 |  | 1 |  | 1 |  | 1 |  | Single Family | 3805.5 | 1 | 0 | 1 | 3805.5 | 0 | 3805.5
SiteIntrvw_00001024 | SITE_00783 | Primary | 2014 |  | Unknown | No | No | No | 0 |  | 0 |  | 0 |  | 0 |  | 1 |  | 0 |  | 0 |  | 1 |  | 1 |  | 1 |  | Single Family | 3931.6 | 1 | 0 | 1 | 3931.6 | 0 | 3931.6
SiteIntrvw_00001025 | SITE_00784 | Primary | 2011 |  | Unknown | No | No | Unknown | 0 |  | 2 |  | 0 |  | 0 |  | 2 |  | 0 |  | 0 |  | 1 |  | 4 |  | 2 |  | Single Family | 3805.5 | 4 | 2 | 2 | 15222 | 7611 | 7611
SiteIntrvw_00001026 | SITE_00785 | Primary | 2008 |  | Unknown | No | No | No | 0 |  | 0 |  | 0 |  | 0 |  | 0 |  | 0 |  | 2 |  | 0 |  | 2 |  | 2 |  | Manufactured | 1628.92 | 2 | 0 | 2 | 3257.84 | 0 | 3257.84
SiteIntrvw_00001027 | SITE_00786 | Primary | 2004 |  | Unknown | No | No | No | 0 |  | 0 |  | 0 |  | 0 |  | 0 |  | 0 |  | 1 |  | 1 |  | 1 |  | 1 |  | Single Family | 3805.5 | 1 | 0 | 1 | 3805.5 | 0 | 3805.5
SiteIntrvw_00001028 | SITE_00787 | Primary | 2004 |  | Unknown | No | No | No | 0 |  | 0 |  | 0 |  | 0 |  | 1 |  | 2 |  | 0 |  | 1 |  | 3 |  | 3 |  | Single Family | 3931.6 | 3 | 0 | 3 | 11794.8 | 0 | 11794.8
SiteIntrvw_00001029 | SITE_00788 | Primary | 2011 |  | Unknown | No | No | No | 0 |  | 1 |  | 1 |  | 0 |  | 1 |  | 0 |  | 0 |  | 0 |  | 3 |  | 1 |  | Single Family | 3805.5 | 3 | 1 | 2 | 11416.5 | 3805.5 | 7611
SiteIntrvw_00001030 | SITE_00789 | Primary | 2016 |  | Unknown | No | Unknown | No | 0 |  | 1 |  | 0 |  | 0 |  | 2 |  | 0 |  | 0 |  | 1 |  | 3 |  | 2 |  | Single Family | 3931.6 | 3 | 1 | 2 | 11794.8 | 3931.6 | 7863.2
SiteIntrvw_00001031 | SITE_00790 | Primary | 1995 |  | Unknown | No | No | No | 0 |  | 0 |  | 0 |  | 0 |  | 0 |  | 2 |  | 0 |  | 0 |  | 2 |  | 2 |  | Single Family | 3805.5 | 2 | 0 | 2 | 7611 | 0 | 7611
SiteIntrvw_00001032 | SITE_00791 | Primary | 2008 |  | Unknown | No | No | No | 1 |  | 0 |  | 0 |  | 0 |  | 0 |  | 1 |  | 0 |  | 0 |  | 2 |  | 1 |  | Multifamily Residence | 2000.27 | 2 | 1 | 1 | 4000.54 | 2000.27 | 2000.27
SiteIntrvw_00001033 | SITE_00792 | Primary | 2014 |  | Unknown | Yes | Yes | No | 0 |  | 0 |  | 0 |  | 1 |  | 1 |  | 1 |  | 0 |  | 2 |  | 3 |  | 2 |  | Multifamily Residence | 2000.27 | 3 | 0 | 3 | 6000.81 | 0 | 6000.81
SiteIntrvw_00001034 | SITE_00793 | Primary | 2006 |  | Unknown | No | No | No | 0 |  | 0 |  | 0 |  | 0 |  | 0 |  | 0 |  | 1 |  | 0 |  | 1 |  | 1 |  | Multifamily Residence | 2000.27 | 1 | 0 | 1 | 2000.27 | 0 | 2000.27
SiteIntrvw_00001035 | SITE_00794 | Primary | 2011 |  | Unknown | No | No | No | 0 |  | 0 |  | 0 |  | 0 |  | 1 |  | 0 |  | 0 |  | 1 |  | 1 |  | 1 |  | Multifamily Residence | 2002.39 | 1 | 0 | 1 | 2002.39 | 0 | 2002.39
SiteIntrvw_00001036 | SITE_00795 | Primary | 2014 |  | Unknown | No | No | Yes | 0 |  | 0 |  | 2 |  | 0 |  | 2 |  | 0 |  | 0 |  | 1 |  | 4 |  | 2 |  | Multifamily Residence | 2000.27 | 4 | 0 | 4 | 8001.08 | 0 | 8001.08
SiteIntrvw_00001037 | SITE_00796 | Primary | 2016 |  | Unknown | Yes | Yes | No | 0 |  | 0 |  | 0 |  | 0 |  | 2 |  | 0 |  | 0 |  | 1 |  | 2 |  | 2 |  | Multifamily Residence | 2002.39 | 2 | 0 | 2 | 4004.78 | 0 | 4004.78
SiteIntrvw_00001038 | SITE_00797 | Primary | 2004 |  | Unknown | No | No | No | 0 |  | 0 |  | 0 |  | 0 |  | 1 |  | 0 |  | 0 |  | 1 |  | 1 |  | 1 |  | Multifamily Residence | 2000.27 | 1 | 0 | 1 | 2000.27 | 0 | 2000.27
SiteIntrvw_00001039 | SITE_00798 | Primary | 2016 |  | Unknown | Yes | Yes | Yes | 0 |  | 0 |  | 0 |  | 0 |  | 1 |  | 0 |  | 0 |  | 1 |  | 1 |  | 1 |  | Multifamily Residence | 2000.27 | 1 | 0 | 1 | 2000.27 | 0 | 2000.27
SiteIntrvw_00001040 | SITE_00799 | Primary | 1999 |  | Unknown | No | No | No | 0 |  | 0 |  | 0 |  | 0 |  | 0 |  | 0 |  | 1 |  | 1 |  | 1 |  | 1 |  | Multifamily Residence | 2000.27 | 1 | 0 | 1 | 2000.27 | 0 | 2000.27
SiteIntrvw_00001041 | SITE_00800 | Primary | 2013 |  | Unknown | No | No | No | 0 |  | 0 |  | 0 |  | 0 |  | 0 |  | 1 |  | 0 |  | 0 |  | 1 |  | 1 |  | Multifamily Residence | 2000.27 | 1 | 0 | 1 | 2000.27 | 0 | 2000.27
SiteIntrvw_00001042 | SITE_00801 | Primary | 2016 |  | Unknown | Yes | No | No | 0 |  | 0 |  | 0 |  | 0 |  | 1 |  | 0 |  | 0 |  | 1 |  | 1 |  | 1 |  | Multifamily Residence | 2000.27 | 1 | 0 | 1 | 2000.27 | 0 | 2000.27
SiteIntrvw_00001043 | SITE_00802 | Primary | 2013 |  | Unknown | No | No | No | 0 |  | 0 |  | 0 |  | 2 |  | 2 |  | 0 |  | 0 |  | 1 |  | 4 |  | 2 |  | Multifamily Residence | 2000.27 | 4 | 0 | 4 | 8001.08 | 0 | 8001.08
SiteIntrvw_00001044 | SITE_00803 | Primary | 2014 |  | Unknown | No | No | Yes | 0 |  | 0 |  | 0 |  | 0 |  | 0 |  | 1 |  | 0 |  | 0 |  | 1 |  | 1 |  | Multifamily Residence | 2000.27 | 1 | 0 | 1 | 2000.27 | 0 | 2000.27
SiteIntrvw_00001045 | SITE_00804 | Primary | 2015 |  | Unknown | No | No | Yes | 1 |  | 0 |  | 0 |  | 0 |  | 2 |  | 0 |  | 0 |  | 2 |  | 3 |  | 2 |  | Multifamily Residence | 2000.27 | 3 | 1 | 2 | 6000.81 | 2000.27 | 4000.54
SiteIntrvw_00002046 | SITE_00805 | Primary | 2016 |  | Unknown | Yes | No | No | 0 |  | 0 |  | 0 |  | 0 |  | 3 |  | 0 |  | 0 |  | 3 |  | 3 |  | 3 |  | Multifamily Residence | 2000.27 | 3 | 0 | 3 | 6000.81 | 0 | 6000.81
SiteIntrvw_00001046 | SITE_00806 | Primary | 2016 |  | Unknown | N/A | N/A | No | 0 |  | 0 |  | 0 |  | 0 |  | 2 |  | 0 |  | 0 |  | 2 |  | 2 |  | 2 |  | Single Family | 12576.67 | 2 | 0 | 2 | 25153.34 | 0 | 25153.34
SiteIntrvw_00001047 | SITE_00807 | Primary | 2013 |  | Unknown | No | No | No | 0 |  | 0 |  | 0 |  | 0 |  | 0 |  | 1 |  | 0 |  | 0 |  | 1 |  | 1 |  | Single Family | 12576.67 | 1 | 0 | 1 | 12576.67 | 0 | 12576.67
SiteIntrvw_00001048 | SITE_00808 | Primary | 1989 |  | Unknown | No | No | No | 0 |  | 0 |  | 0 |  | 0 |  | 0 |  | 0 |  | 1 |  | 1 |  | 1 |  | 1 |  | Multifamily Residence | 2000.27 | 1 | 0 | 1 | 2000.27 | 0 | 2000.27
SiteIntrvw_00001049 | SITE_00809 | Primary | 2006 |  | Unknown | Yes | No | No | 0 |  | 0 |  | 0 |  | 0 |  | 2 |  | 0 |  | 0 |  | 1 |  | 2 |  | 2 |  | Multifamily Residence | 2002.39 | 2 | 0 | 2 | 4004.78 | 0 | 4004.78
SiteIntrvw_00001050 | SITE_00810 | Primary | 2013 |  | Unknown | No | No | No | 0 |  | 0 |  | 0 |  | 0 |  | 1 |  | 0 |  | 0 |  | 0 |  | 1 |  | 1 |  | Multifamily Residence | 2000.27 | 1 | 0 | 1 | 2000.27 | 0 | 2000.27
SiteIntrvw_00001051 | SITE_00811 | Primary | 2016 |  | Unknown | Yes | No | Unknown | 0 |  | 0 |  | 0 |  | 1 |  | 1 |  | 0 |  | 0 |  | 2 |  | 2 |  | 1 |  | Multifamily Residence | 2000.27 | 2 | 0 | 2 | 4000.54 | 0 | 4000.54
SiteIntrvw_00001052 | SITE_00812 | Primary | 2008 |  | Unknown | Yes | No | No | 0 |  | 0 |  | 0 |  | 0 |  | 3 |  | 0 |  | 0 |  | 0 |  | 3 |  | 3 |  | Multifamily Residence | 2000.27 | 3 | 0 | 3 | 6000.81 | 0 | 6000.81
SiteIntrvw_00001053 | SITE_00813 | Primary | 2013 |  | Unknown | No | No | Unknown | 0 |  | 0 |  | 0 |  | 2 |  | 1 |  | 0 |  | 0 |  | 0 |  | 3 |  | 1 |  | Multifamily Residence | 2000.27 | 3 | 0 | 3 | 6000.81 | 0 | 6000.81
SiteIntrvw_00001054 | SITE_00814 | Primary | 2016 |  | Unknown | Yes | Yes | Yes | 1 |  | 1 |  | 0 |  | 0 |  | 2 |  | 0 |  | 0 |  | 1 |  | 4 |  | 2 |  | Multifamily Residence | 2000.27 | 4 | 2 | 2 | 8001.08 | 4000.54 | 4000.54
SiteIntrvw_00001055 | SITE_00815 | Primary | 2001 |  | Unknown | No | No | No | 0 |  | 0 |  | 0 |  | 0 |  | 2 |  | 0 |  | 0 |  | 2 |  | 2 |  | 2 |  | Multifamily Residence | 2000.27 | 2 | 0 | 2 | 4000.54 | 0 | 4000.54
SiteIntrvw_00001056 | SITE_00816 | Primary | 1992 |  | Unknown | No | No | No | 0 |  | 0 |  | 0 |  | 0 |  | 1 |  | 0 |  | 1 |  | 0 |  | 2 |  | 2 |  | Multifamily Residence | 2000.27 | 2 | 0 | 2 | 4000.54 | 0 | 4000.54
SiteIntrvw_00001057 | SITE_00817 | Primary | 2008 |  | Unknown | Yes | Yes | Yes | 0 |  | 0 |  | 0 |  | 0 |  | 0 |  | 0 |  | 1 |  | 1 |  | 1 |  | 1 |  | Multifamily Residence | 2103.18 | 1 | 0 | 1 | 2103.18 | 0 | 2103.18
SiteIntrvw_00001058 | SITE_00818 | Primary | 2016 |  | Unknown | No | No | No | 0 |  | 3 |  | 1 |  | 0 |  | 2 |  | 0 |  | 0 |  | 1 |  | 6 |  | 2 |  | Single Family | 1882.4 | 6 | 3 | 3 | 11294.4 | 5647.2 | 5647.2
SiteIntrvw_00001059 | SITE_00819 | Primary | 2013 |  | Unknown | No | No | No | 0 |  | 0 |  | 0 |  | 0 |  | 0 |  | 1 |  | 0 |  | 0 |  | 1 |  | 1 |  | Multifamily Residence | 214.04 | 1 | 0 | 1 | 214.04 | 0 | 214.04
SiteIntrvw_00001060 | SITE_00820 | Primary | 2006 |  | Unknown | No | No | No | 0 |  | 0 |  | 0 |  | 0 |  | 0 |  | 0 |  | 1 |  | 0 |  | 1 |  | 1 |  | Single Family | 1882.4 | 1 | 0 | 1 | 1882.4 | 0 | 1882.4
SiteIntrvw_00001061 | SITE_00821 | Primary | 2015 |  | Unknown | No | No | No | 0 |  | 0 |  | 0 |  | 0 |  | 0 |  | 1 |  | 0 |  | 0 |  | 1 |  | 1 |  | Single Family | 1882.4 | 1 | 0 | 1 | 1882.4 | 0 | 1882.4
SiteIntrvw_00001062 | SITE_00822 | Primary | 2015 |  | Unknown | No | No | No | 0 |  | 1 |  | 0 |  | 0 |  | 2 |  | 0 |  | 0 |  | 2 |  | 3 |  | 2 |  | Single Family | 1882.4 | 3 | 1 | 2 | 5647.2 | 1882.4 | 3764.8
SiteIntrvw_00001063 | SITE_00823 | Primary | 2010 |  | Unknown | Yes | No | No | 0 |  | 0 |  | 0 |  | 0 |  | 2 |  | 0 |  | 0 |  | 0 |  | 2 |  | 2 |  | Single Family | 1882.4 | 2 | 0 | 2 | 3764.8 | 0 | 3764.8
SiteIntrvw_00001064 | SITE_00824 | Primary | 1996 |  | Unknown | No | No | No | 0 |  | 0 |  | 0 |  | 0 |  | 2 |  | 0 |  | 0 |  | 2 |  | 2 |  | 2 |  | Multifamily Residence | 214.04 | 2 | 0 | 2 | 428.08 | 0 | 428.08
SiteIntrvw_00001065 | SITE_00825 | Primary | 2015 |  | Unknown | No | No | Yes | 1 |  | 0 |  | 0 |  | 0 |  | 2 |  | 0 |  | 0 |  | 1 |  | 3 |  | 2 |  | Single Family | 2661.5 | 3 | 1 | 2 | 7984.5 | 2661.5 | 5323
SiteIntrvw_00001957 | SITE_00826 | Primary | 2011 |  | Unknown | No | No | Yes | 0 |  | 0 |  | 0 |  | 0 |  | 0 |  | 0 |  | 1 |  | 0 |  | 1 |  | 1 |  | Multifamily Residence | 214.04 | 1 | 0 | 1 | 214.04 | 0 | 214.04
SiteIntrvw_00001066 | SITE_00827 | Primary | 2016 |  | Unknown | Yes | Unknown | No | 0 |  | 0 |  | 0 |  | 0 |  | 0 |  | 0 |  | 2 |  | 0 |  | 2 |  | 2 |  | Multifamily Residence | 214.04 | 2 | 0 | 2 | 428.08 | 0 | 428.08
SiteIntrvw_00001067 | SITE_00828 | Primary | 2016 |  | Unknown | Yes | Yes | Unknown | 0 |  | 0 |  | 0 |  | 0 |  | 2 |  | 0 |  | 0 |  | 2 |  | 2 |  | 2 |  | Multifamily Residence | 214.04 | 2 | 0 | 2 | 428.08 | 0 | 428.08
SiteIntrvw_00001068 | SITE_00829 | Primary | 2002 |  | Unknown | No | No | No | 0 |  | 0 |  | 0 |  | 0 |  | 0 |  | 0 |  | 1 |  | 0 |  | 1 |  | 1 |  | Multifamily Residence | 214.04 | 1 | 0 | 1 | 214.04 | 0 | 214.04
SiteIntrvw_00001069 | SITE_00830 | Primary | 2005 |  | Unknown | No | No | No | 0 |  | 0 |  | 0 |  | 0 |  | 0 |  | 0 |  | 1 |  | 0 |  | 1 |  | 1 |  | Multifamily Residence | 214.04 | 1 | 0 | 1 | 214.04 | 0 | 214.04
SiteIntrvw_00001070 | SITE_00831 | Primary | 2013 |  | Unknown | No | No | No | 0 |  | 0 |  | 0 |  | 0 |  | 1 |  | 0 |  | 0 |  | 1 |  | 1 |  | 1 |  | Single Family | 2661.5 | 1 | 0 | 1 | 2661.5 | 0 | 2661.5
SiteIntrvw_00001958 | SITE_00832 | Primary | 2000 |  | Unknown | No | No | No | 0 |  | 0 |  | 0 |  | 0 |  | 0 |  | 1 |  | 0 |  | 0 |  | 1 |  | 1 |  | Multifamily Residence | 214.04 | 1 | 0 | 1 | 214.04 | 0 | 214.04
SiteIntrvw_00001959 | SITE_00833 | Primary | 2017 |  | Unknown | Yes | Yes | No | 0 |  | 0 |  | 1 |  | 0 |  | 0 |  | 1 |  | 0 |  | 0 |  | 2 |  | 1 |  | Multifamily Residence | 214.04 | 2 | 0 | 2 | 428.08 | 0 | 428.08
SiteIntrvw_00001960 | SITE_00834 | Primary | 2012 |  | Unknown | No | No | No | 0 |  | 0 |  | 0 |  | 0 |  | 0 |  | 0 |  | 1 |  | 0 |  | 1 |  | 1 |  | Multifamily Residence | 214.04 | 1 | 0 | 1 | 214.04 | 0 | 214.04
SiteIntrvw_00001961 | SITE_00835 | Primary | 2015 |  | Unknown | No | No | No | 0 |  | 0 |  | 0 |  | 0 |  | 1 |  | 0 |  | 0 |  | 1 |  | 1 |  | 1 |  | Single Family | 2661.5 | 1 | 0 | 1 | 2661.5 | 0 | 2661.5
SiteIntrvw_00001071 | SITE_00836 | Primary | 2005 |  | Unknown | No | No | No | 0 |  | 0 |  | 0 |  | 0 |  | 0 |  | 1 |  | 0 |  | 1 |  | 1 |  | 1 |  | Multifamily Residence | 214.04 | 1 | 0 | 1 | 214.04 | 0 | 214.04
SiteIntrvw_00001962 | SITE_00837 | Primary | 2017 |  | Unknown | Yes | Unknown | No | 0 |  | 0 |  | 0 |  | 0 |  | 0 |  | 0 |  | 1 |  | 0 |  | 1 |  | 1 |  | Multifamily Residence | 214.04 | 1 | 0 | 1 | 214.04 | 0 | 214.04
SiteIntrvw_00001963 | SITE_00838 | Primary | 2012 |  | Unknown | No | No | No | 0 |  | 0 |  | 0 |  | 0 |  | 0 |  | 1 |  | 0 |  | 0 |  | 1 |  | 1 |  | Multifamily Residence | 214.04 | 1 | 0 | 1 | 214.04 | 0 | 214.04
SiteIntrvw_00001964 | SITE_00839 | Primary | 2016 |  | Unknown | Yes | Yes | No | 0 |  | 0 |  | 0 |  | 0 |  | 1 |  | 0 |  | 0 |  | 1 |  | 1 |  | 1 |  | Single Family | 2661.5 | 1 | 0 | 1 | 2661.5 | 0 | 2661.5
SiteIntrvw_00001965 | SITE_00840 | Primary | 2011 |  | Unknown | No | No | No | 0 |  | 0 |  | 0 |  | 0 |  | 0 |  | 0 |  | 1 |  | 0 |  | 1 |  | 1 |  | Multifamily Residence | 214.04 | 1 | 0 | 1 | 214.04 | 0 | 214.04
SiteIntrvw_00001966 | SITE_00841 | Primary | 2016 |  | Unknown | Yes | Yes | No | 0 |  | 0 |  | 0 |  | 0 |  | 1 |  | 0 |  | 0 |  | 1 |  | 1 |  | 1 |  | Single Family | 2661.5 | 1 | 0 | 1 | 2661.5 | 0 | 2661.5
SiteIntrvw_00001967 | SITE_00842 | Primary | 2017 |  | Unknown | Yes | Unknown | No | 0 |  | 0 |  | 0 |  | 0 |  | 1 |  | 0 |  | 0 |  | 1 |  | 1 |  | 1 |  | Multifamily Residence | 214.04 | 1 | 0 | 1 | 214.04 | 0 | 214.04
SiteIntrvw_00001968 | SITE_00843 | Primary | 2016 |  | Unknown | Yes | Unknown | No | 0 |  | 0 |  | 0 |  | 0 |  | 0 |  | 0 |  | 1 |  | 0 |  | 1 |  | 1 |  | Multifamily Residence | 214.04 | 1 | 0 | 1 | 214.04 | 0 | 214.04
SiteIntrvw_00001969 | SITE_00844 | Primary | 2015 |  | Unknown | No | No | No | 0 |  | 0 |  | 0 |  | 0 |  | 0 |  | 1 |  | 0 |  | 0 |  | 1 |  | 1 |  | Multifamily Residence | 214.04 | 1 | 0 | 1 | 214.04 | 0 | 214.04
SiteIntrvw_00001970 | SITE_00845 | Primary | 2017 |  | Unknown | Yes | No | No | 0 |  | 1 |  | 0 |  | 0 |  | 1 |  | 0 |  | 0 |  | 1 |  | 2 |  | 1 |  | Single Family | 2661.5 | 2 | 1 | 1 | 5323 | 2661.5 | 2661.5
SiteIntrvw_00001971 | SITE_00846 | Primary | 2014 |  | Unknown | No | No | No | 0 |  | 0 |  | 0 |  | 0 |  | 0 |  | 0 |  | 1 |  | 1 |  | 1 |  | 1 |  | Multifamily Residence | 214.04 | 1 | 0 | 1 | 214.04 | 0 | 214.04
SiteIntrvw_00001972 | SITE_00847 | Primary | 2017 |  | Unknown | Yes | Unknown | No | 0 |  | 2 |  | 0 |  | 0 |  | 2 |  | 0 |  | 0 |  | 2 |  | 4 |  | 2 |  | Multifamily Residence | 214.04 | 4 | 2 | 2 | 856.16 | 428.08 | 428.08
SiteIntrvw_00001973 | SITE_00848 | Primary | 2012 |  | Unknown | No | No | No | 0 |  | 0 |  | 0 |  | 0 |  | 0 |  | 0 |  | 1 |  | 0 |  | 1 |  | 1 |  | Multifamily Residence | 214.04 | 1 | 0 | 1 | 214.04 | 0 | 214.04
SiteIntrvw_00001974 | SITE_00849 | Primary | 2014 |  | Unknown | No | No | No | 0 |  | 0 |  | 0 |  | 0 |  | 0 |  | 2 |  | 0 |  | 2 |  | 2 |  | 2 |  | Multifamily Residence | 214.04 | 2 | 0 | 2 | 428.08 | 0 | 428.08
SiteIntrvw_00001975 | SITE_00850 | Primary | 2011 |  | Unknown | No | Yes | No | 0 |  | 0 |  | 0 |  | 0 |  | 0 |  | 1 |  | 0 |  | 1 |  | 1 |  | 1 |  | Manufactured | 765.84 | 1 | 0 | 1 | 765.84 | 0 | 765.84
SiteIntrvw_00001976 | SITE_00851 | Primary | 2016 |  | Unknown | Yes | Yes | Yes | 0 |  | 0 |  | 0 |  | 0 |  | 0 |  | 1 |  | 0 |  | 0 |  | 1 |  | 1 |  | Multifamily Residence | 214.04 | 1 | 0 | 1 | 214.04 | 0 | 214.04
SiteIntrvw_00001072 | SITE_00852 | Primary | 1994 |  | Unknown | No | No | No | 0 |  | 0 |  | 0 |  | 0 |  | 0 |  | 0 |  | 2 |  | 0 |  | 2 |  | 2 |  | Single Family | 2661.5 | 2 | 0 | 2 | 5323 | 0 | 5323
SiteIntrvw_00001073 | SITE_00853 | Primary | 1976 |  | Unknown | No | No | No | 0 |  | 0 |  | 0 |  | 0 |  | 0 |  | 1 |  | 1 |  | 1 |  | 2 |  | 2 |  | Single Family | 2661.5 | 2 | 0 | 2 | 5323 | 0 | 5323
SiteIntrvw_00001074 | SITE_00854 | Primary | 2002 |  | Unknown | No | No | No | 0 |  | 0 |  | 0 |  | 0 |  | 0 |  | 0 |  | 2 |  | 1 |  | 2 |  | 2 |  | Single Family | 2661.5 | 2 | 0 | 2 | 5323 | 0 | 5323
SiteIntrvw_00001075 | SITE_00855 | Primary | 1969 |  | Unknown | No | No | No | 0 |  | 0 |  | 0 |  | 0 |  | 0 |  | 0 |  | 2 |  | 0 |  | 2 |  | 2 |  | Single Family | 2661.5 | 2 | 0 | 2 | 5323 | 0 | 5323
SiteIntrvw_00001977 | SITE_00856 | Primary | 2001 |  | Unknown | No | No | No | 0 |  | 0 |  | 0 |  | 0 |  | 0 |  | 0 |  | 2 |  | 0 |  | 2 |  | 2 |  | Single Family | 2661.5 | 2 | 0 | 2 | 5323 | 0 | 5323
SiteIntrvw_00001978 | SITE_00857 | Primary | 2017 |  | Unknown | Yes | Yes | No | 0 |  | 0 |  | 1 |  | 1 |  | 2 |  | 0 |  | 0 |  | 1 |  | 4 |  | 2 |  | Single Family | 2661.5 | 4 | 0 | 4 | 10646 | 0 | 10646
SiteIntrvw_00001979 | SITE_00858 | Primary | 1998 |  | Unknown | No | No | No | 0 |  | 0 |  | 0 |  | 0 |  | 0 |  | 0 |  | 1 |  | 1 |  | 1 |  | 1 |  | Single Family | 2661.5 | 1 | 0 | 1 | 2661.5 | 0 | 2661.5
SiteIntrvw_00001980 | SITE_00859 | Primary | 2012 |  | Unknown | No | No | No | 0 |  | 0 |  | 0 |  | 0 |  | 2 |  | 0 |  | 0 |  | 2 |  | 2 |  | 2 |  | Single Family | 2661.5 | 2 | 0 | 2 | 5323 | 0 | 5323
SiteIntrvw_00001981 | SITE_00860 | Primary | 2005 |  | Unknown | No | No | No | 0 |  | 0 |  | 0 |  | 0 |  | 0 |  | 0 |  | 2 |  | 0 |  | 2 |  | 2 |  | Single Family | 2661.5 | 2 | 0 | 2 | 5323 | 0 | 5323
SiteIntrvw_00001982 | SITE_00861 | Primary | 2001 |  | Unknown | No | No | No | 0 |  | 0 |  | 0 |  | 0 |  | 0 |  | 0 |  | 1 |  | 0 |  | 1 |  | 1 |  | Single Family | 2661.5 | 1 | 0 | 1 | 2661.5 | 0 | 2661.5
SiteIntrvw_00000120 | SITE_00862 | Primary | 2007 |  | Unknown | No | No | No | 0 |  | 1 |  | 0 |  | 0 |  | 2 |  | 0 |  | 0 |  | 2 |  | 3 |  | 2 |  | Manufactured | 331.65 | 3 | 1 | 2 | 994.95 | 331.65 | 663.3
SiteIntrvw_00000121 | SITE_00863 | Primary | 2004 |  | Unknown | Yes | Yes | No | 0 |  | 0 |  | 2 |  | 1 |  | 2 |  | 1 |  | 0 |  | 3 |  | 6 |  | 3 |  | Manufactured | 331.65 | 6 | 0 | 6 | 1989.9 | 0 | 1989.9
SiteIntrvw_00000122 | SITE_00864 | Primary | 2013 |  | Unknown | No | No | No | 0 |  | 0 |  | 0 |  | 0 |  | 0 |  | 0 |  | 2 |  | 0 |  | 2 |  | 2 |  | Manufactured | 331.65 | 2 | 0 | 2 | 663.3 | 0 | 663.3
SiteIntrvw_00000123 | SITE_00865 | Primary | 2015 |  | Unknown | No | No | No | 0 |  | 0 |  | 0 |  | 0 |  | 0 |  | 0 |  | 1 |  | 0 |  | 1 |  | 1 |  | Manufactured | 331.65 | 1 | 0 | 1 | 331.65 | 0 | 331.65
SiteIntrvw_00000124 | SITE_00866 | Primary | 2014 |  | Unknown | No | No | No | 0 |  | 1 |  | 1 |  | 1 |  | 2 |  | 0 |  | 0 |  | 2 |  | 5 |  | 2 |  | Manufactured | 765.84 | 5 | 1 | 4 | 3829.2 | 765.84 | 3063.36
SiteIntrvw_00000125 | SITE_00867 | Primary | 2014 |  | Unknown | No | No | No | 0 |  | 0 |  | 0 |  | 0 |  | 0 |  | 0 |  | 2 |  | 1 |  | 2 |  | 2 |  | Manufactured | 331.65 | 2 | 0 | 2 | 663.3 | 0 | 663.3
SiteIntrvw_00000126 | SITE_00868 | Primary | 2013 |  | Unknown | No | No | No | 0 |  | 0 |  | 0 |  | 0 |  | 0 |  | 0 |  | 1 |  | 0 |  | 1 |  | 1 |  | Manufactured | 331.65 | 1 | 0 | 1 | 331.65 | 0 | 331.65
SiteIntrvw_00000127 | SITE_00869 | Primary | 2015 |  | Unknown | Yes | No | Yes | 0 |  | 0 |  | 0 |  | 2 |  | 1 |  | 2 |  | 0 |  | 1 |  | 5 |  | 3 |  | Manufactured | 765.84 | 5 | 0 | 5 | 3829.2 | 0 | 3829.2
SiteIntrvw_00000128 | SITE_00870 | Primary | 2009 |  | Unknown | No | No | No | 0 |  | 1 |  | 0 |  | 2 |  | 1 |  | 2 |  | 0 |  | 2 |  | 6 |  | 3 |  | Manufactured | 331.65 | 6 | 1 | 5 | 1989.9 | 331.65 | 1658.25
SiteIntrvw_00000129 | SITE_00871 | Primary | 1996 |  | Unknown | No | No | No | 0 |  | 0 |  | 0 |  | 0 |  | 0 |  | 0 |  | 1 |  | 0 |  | 1 |  | 1 |  | Manufactured | 765.84 | 1 | 0 | 1 | 765.84 | 0 | 765.84
SiteIntrvw_00000130 | SITE_00872 | Primary | 1994 |  | Unknown | No | No | No | 0 |  | 0 |  | 0 |  | 0 |  | 0 |  | 2 |  | 0 |  | 0 |  | 2 |  | 2 |  | Manufactured | 331.65 | 2 | 0 | 2 | 663.3 | 0 | 663.3
SiteIntrvw_00000131 | SITE_00873 | Primary | 1960 |  | Unknown | No | No | No | 0 |  | 0 |  | 0 |  | 0 |  | 0 |  | 0 |  | 1 |  | 0 |  | 1 |  | 1 |  | Manufactured | 765.84 | 1 | 0 | 1 | 765.84 | 0 | 765.84
SiteIntrvw_00000132 | SITE_00874 | Primary | 2007 |  | Unknown | No | Yes | No | 0 |  | 1 |  | 0 |  | 0 |  | 2 |  | 0 |  | 0 |  | 1 |  | 3 |  | 2 |  | Manufactured | 765.84 | 3 | 1 | 2 | 2297.52 | 765.84 | 1531.68
SiteIntrvw_00000133 | SITE_00875 | Primary | 2015 |  | Unknown | Yes | No | No | 0 |  | 1 |  | 1 |  | 4 |  | 2 |  | 0 |  | 0 |  | 0 |  | 8 |  | 2 |  | Manufactured | 331.65 | 8 | 1 | 7 | 2653.2 | 331.65 | 2321.55
SiteIntrvw_00000134 | SITE_00876 | Primary | 2007 |  | Unknown | No | No | No | 0 |  | 0 |  | 0 |  | 0 |  | 0 |  | 0 |  | 2 |  | 0 |  | 2 |  | 2 |  | Manufactured | 331.65 | 2 | 0 | 2 | 663.3 | 0 | 663.3
SiteIntrvw_00000135 | SITE_00877 | Primary | 2004 |  | Unknown | No | Yes | No | 0 |  | 0 |  | 0 |  | 0 |  | 0 |  | 2 |  | 0 |  | 1 |  | 2 |  | 2 |  | Manufactured | 331.65 | 2 | 0 | 2 | 663.3 | 0 | 663.3
SiteIntrvw_00000136 | SITE_00878 | Primary | 1996 |  | Unknown | No | Yes | No | 0 |  | 0 |  | 0 |  | 0 |  | 0 |  | 1 |  | 1 |  | 1 |  | 2 |  | 2 |  | Manufactured | 331.65 | 2 | 0 | 2 | 663.3 | 0 | 663.3
SiteIntrvw_00000137 | SITE_00879 | Primary | 1974 |  | Unknown | No | Yes | No | 0 |  | 0 |  | 0 |  | 0 |  | 0 |  | 0 |  | 2 |  | 0 |  | 2 |  | 2 |  | Manufactured | 331.65 | 2 | 0 | 2 | 663.3 | 0 | 663.3
SiteIntrvw_00000138 | SITE_00880 | Primary | 1989 |  | Unknown | No | No | No | 0 |  | 0 |  | 0 |  | 0 |  | 0 |  | 0 |  | 1 |  | 0 |  | 1 |  | 1 |  | Manufactured | 331.65 | 1 | 0 | 1 | 331.65 | 0 | 331.65
SiteIntrvw_00000139 | SITE_00881 | Primary | 2016 |  | Unknown | Yes | No | No | 0 |  | 0 |  | 0 |  | 2 |  | 3 |  | 0 |  | 0 |  | 2 |  | 5 |  | 3 |  | Manufactured | 331.65 | 5 | 0 | 5 | 1658.25 | 0 | 1658.25
SiteIntrvw_00000140 | SITE_00882 | Primary | 2015 |  | Unknown | No | No | Yes | 0 |  | 1 |  | 1 |  | 0 |  | 1 |  | 0 |  | 0 |  | 0 |  | 3 |  | 1 |  | Manufactured | 331.65 | 3 | 1 | 2 | 994.95 | 331.65 | 663.3
SiteIntrvw_00000141 | SITE_00883 | Primary | 1986 |  | Unknown | Yes | No | No | 0 |  | 0 |  | 0 |  | 0 |  | 1 |  | 2 |  | 0 |  | 0 |  | 3 |  | 3 |  | Manufactured | 331.65 | 3 | 0 | 3 | 994.95 | 0 | 994.95
SiteIntrvw_00000142 | SITE_00884 | Primary | 1985 |  | Unknown | No | No | No | 0 |  | 0 |  | 0 |  | 0 |  | 0 |  | 2 |  | 0 |  | 2 |  | 2 |  | 2 |  | Manufactured | 331.65 | 2 | 0 | 2 | 663.3 | 0 | 663.3
SiteIntrvw_00001076 | SITE_00885 | Primary | 2006 |  | Unknown | No | No | No | 0 |  | 0 |  | 0 |  | 0 |  | 0 |  | 1 |  | 0 |  | 1 |  | 1 |  | 1 |  | Manufactured | 331.65 | 1 | 0 | 1 | 331.65 | 0 | 331.65
SiteIntrvw_00000143 | SITE_00886 | Primary | 2009 |  | Unknown | No | No | No | 0 |  | 0 |  | 0 |  | 0 |  | 1 |  | 1 |  | 0 |  | 1 |  | 2 |  | 2 |  | Manufactured | 331.65 | 2 | 0 | 2 | 663.3 | 0 | 663.3
SiteIntrvw_00000144 | SITE_00887 | Primary | 2013 |  | Unknown | No | No | No | 0 |  | 0 |  | 0 |  | 0 |  | 0 |  | 1 |  | 0 |  | 1 |  | 1 |  | 1 |  | Manufactured | 331.65 | 1 | 0 | 1 | 331.65 | 0 | 331.65
SiteIntrvw_00000145 | SITE_00888 | Primary | 2014 |  | Unknown | No | No | No | 0 |  | 2 |  | 1 |  | 0 |  | 2 |  | 0 |  | 0 |  | 1 |  | 5 |  | 2 |  | Manufactured | 331.65 | 5 | 2 | 3 | 1658.25 | 663.3 | 994.95
SiteIntrvw_00000146 | SITE_00890 | Primary | 2008 |  | Unknown | No | No | No | 0 |  | 0 |  | 0 |  | 1 |  | 0 |  | 1 |  | 0 |  | 1 |  | 2 |  | 1 |  | Manufactured | 331.65 | 2 | 0 | 2 | 663.3 | 0 | 663.3
SiteIntrvw_00000147 | SITE_00891 | Primary | 2008 |  | Unknown | No | No | No | 0 |  | 0 |  | 0 |  | 0 |  | 0 |  | 0 |  | 2 |  | 0 |  | 2 |  | 2 |  | Manufactured | 331.65 | 2 | 0 | 2 | 663.3 | 0 | 663.3
SiteIntrvw_00000148 | SITE_00893 | Primary | 1995 |  | Unknown | No | No | No | 0 |  | 0 |  | 0 |  | 0 |  | 0 |  | 2 |  | 1 |  | 2 |  | 3 |  | 3 |  | Manufactured | 331.65 | 3 | 0 | 3 | 994.95 | 0 | 994.95
SiteIntrvw_00000149 | SITE_00894 | Primary | 2005 |  | Unknown | No | Yes | No | 0 |  | 0 |  | 0 |  | 0 |  | 0 |  | 1 |  | 0 |  | 1 |  | 1 |  | 1 |  | Manufactured | 331.65 | 1 | 0 | 1 | 331.65 | 0 | 331.65
SiteIntrvw_00000150 | SITE_00895 | Primary | 2016 |  | Unknown | No | Yes | No | 0 |  | 0 |  | 0 |  | 0 |  | 0 |  | 1 |  | 0 |  | 0 |  | 1 |  | 1 |  | Manufactured | 331.65 | 1 | 0 | 1 | 331.65 | 0 | 331.65
SiteIntrvw_00000151 | SITE_00896 | Primary | 2015 |  | Unknown | No | Yes | No | 0 |  | 1 |  | 1 |  | 0 |  | 2 |  | 1 |  | 0 |  | 2 |  | 5 |  | 3 |  | Single Family | 1882.4 | 5 | 1 | 4 | 9412 | 1882.4 | 7529.6
SiteIntrvw_00000152 | SITE_00897 | Primary | 2007 |  | Unknown | No | Yes | No | 0 |  | 0 |  | 1 |  | 2 |  | 1 |  | 0 |  | 0 |  | 1 |  | 4 |  | 1 |  | Single Family | 2661.5 | 4 | 0 | 4 | 10646 | 0 | 10646
SiteIntrvw_00000153 | SITE_00898 | Primary | 2010 |  | Unknown | No | No | No | 0 |  | 0 |  | 1 |  | 1 |  | 2 |  | 0 |  | 0 |  | 2 |  | 4 |  | 2 |  | Manufactured | 331.65 | 4 | 0 | 4 | 1326.6 | 0 | 1326.6
SiteIntrvw_00000154 | SITE_00899 | Primary | 1996 |  | Unknown | No | No | No | 0 |  | 0 |  | 0 |  | 0 |  | 0 |  | 0 |  | 2 |  | 1 |  | 2 |  | 2 |  | Manufactured | 331.65 | 2 | 0 | 2 | 663.3 | 0 | 663.3
SiteIntrvw_00000155 | SITE_00900 | Primary | 2015 |  | Unknown | Yes | No | No | 0 |  | 0 |  | 0 |  | 0 |  | 1 |  | 0 |  | 0 |  | 0 |  | 1 |  | 1 |  | Manufactured | 331.65 | 1 | 0 | 1 | 331.65 | 0 | 331.65
SiteIntrvw_00000156 | SITE_00901 | Primary | 2009 |  | Unknown | No | No | No | 0 |  | 0 |  | 0 |  | 0 |  | 0 |  | 2 |  | 0 |  | 2 |  | 2 |  | 2 |  | Manufactured | 765.84 | 2 | 0 | 2 | 1531.68 | 0 | 1531.68
SiteIntrvw_00000157 | SITE_00902 | Primary | 2014 |  | Unknown | No | No | No | 0 |  | 0 |  | 0 |  | 0 |  | 0 |  | 2 |  | 0 |  | 0 |  | 2 |  | 2 |  | Manufactured | 331.65 | 2 | 0 | 2 | 663.3 | 0 | 663.3
SiteIntrvw_00000158 | SITE_00903 | Primary | 2000 |  | Unknown | No | No | No | 0 |  | 0 |  | 0 |  | 0 |  | 0 |  | 0 |  | 2 |  | 2 |  | 2 |  | 2 |  | Manufactured | 331.65 | 2 | 0 | 2 | 663.3 | 0 | 663.3
SiteIntrvw_00001077 | SITE_00904 | Primary | 2015 |  | Unknown | No | No | Yes | 0 |  | 0 |  | 0 |  | 0 |  | 0 |  | 1 |  | 0 |  | 0 |  | 1 |  | 1 |  | Multifamily Residence | 2103.18 | 1 | 0 | 1 | 2103.18 | 0 | 2103.18
SiteIntrvw_00000159 | SITE_00905 | Primary | 2006 |  | Unknown | No | No | No | 0 |  | 0 |  | 0 |  | 0 |  | 0 |  | 0 |  | 2 |  | 0 |  | 2 |  | 2 |  | Manufactured | 765.84 | 2 | 0 | 2 | 1531.68 | 0 | 1531.68
SiteIntrvw_00000160 | SITE_00906 | Primary | 2007 |  | Unknown | No | Yes | No | 0 |  | 0 |  | 0 |  | 1 |  | 1 |  | 0 |  | 0 |  | 1 |  | 2 |  | 1 |  | Manufactured | 331.65 | 2 | 0 | 2 | 663.3 | 0 | 663.3
SiteIntrvw_00000161 | SITE_00907 | Primary | 2015 |  | Unknown | Yes | Yes | No | 0 |  | 0 |  | 0 |  | 1 |  | 1 |  | 0 |  | 0 |  | 0 |  | 2 |  | 1 |  | Manufactured | 331.65 | 2 | 0 | 2 | 663.3 | 0 | 663.3
SiteIntrvw_00000162 | SITE_00908 | Primary | 2007 |  | Unknown | No | No | No | 0 |  | 0 |  | 0 |  | 0 |  | 0 |  | 1 |  | 0 |  | 0 |  | 1 |  | 1 |  | Manufactured | 331.65 | 1 | 0 | 1 | 331.65 | 0 | 331.65
SiteIntrvw_00000163 | SITE_00909 | Primary | 2001 |  | Unknown | No | No | No | 0 |  | 0 |  | 0 |  | 0 |  | 0 |  | 1 |  | 1 |  | 0 |  | 2 |  | 2 |  | Manufactured | 331.65 | 2 | 0 | 2 | 663.3 | 0 | 663.3
SiteIntrvw_00000164 | SITE_00910 | Primary | 2001 |  | Unknown | Yes | No | No | 0 |  | 0 |  | 0 |  | 0 |  | 0 |  | 1 |  | 1 |  | 1 |  | 2 |  | 2 |  | Manufactured | 331.65 | 2 | 0 | 2 | 663.3 | 0 | 663.3
SiteIntrvw_00000165 | SITE_00911 | Primary | 2012 |  | Unknown | No | No | No | 0 |  | 0 |  | 0 |  | 0 |  | 0 |  | 0 |  | 1 |  | 0 |  | 1 |  | 1 |  | Manufactured | 331.65 | 1 | 0 | 1 | 331.65 | 0 | 331.65
SiteIntrvw_00000166 | SITE_00912 | Primary | 2004 |  | Unknown | No | No | No | 0 |  | 0 |  | 0 |  | 0 |  | 1 |  | 2 |  | 0 |  | 0 |  | 3 |  | 3 |  | Manufactured | 331.65 | 3 | 0 | 3 | 994.95 | 0 | 994.95
SiteIntrvw_00000167 | SITE_00913 | Secondary | 1997 |  | Unknown | No | No | No | 0 |  | 0 |  | 0 |  | 0 |  | 0 |  | 0 |  | 2 |  | 0 |  | 2 |  | 2 |  | Manufactured | 331.65 | 2 | 0 | 2 | 663.3 | 0 | 663.3
SiteIntrvw_00001078 | SITE_00914 | Primary | 2013 |  | Unknown | No | No | No | 0 |  | 0 |  | 0 |  | 0 |  | 0 |  | 0 |  | 2 |  | 0 |  | 2 |  | 2 |  | Manufactured | 331.65 | 2 | 0 | 2 | 663.3 | 0 | 663.3
SiteIntrvw_00000168 | SITE_00915 | Primary | 2006 |  | Unknown | No | No | No | 0 |  | 0 |  | 0 |  | 0 |  | 0 |  | 2 |  | 0 |  | 1 |  | 2 |  | 2 |  | Manufactured | 765.84 | 2 | 0 | 2 | 1531.68 | 0 | 1531.68
SiteIntrvw_00000169 | SITE_00916 | Primary | 2000 |  | Unknown | No | No | No | 0 |  | 0 |  | 0 |  | 0 |  | 0 |  | 1 |  | 1 |  | 1 |  | 2 |  | 2 |  | Manufactured | 331.65 | 2 | 0 | 2 | 663.3 | 0 | 663.3
SiteIntrvw_00000170 | SITE_00917 | Primary | 1976 |  | Unknown | No | No | No | 0 |  | 0 |  | 0 |  | 0 |  | 0 |  | 0 |  | 2 |  | 0 |  | 2 |  | 2 |  | Manufactured | 765.84 | 2 | 0 | 2 | 1531.68 | 0 | 1531.68
SiteIntrvw_00000171 | SITE_00918 | Primary | 1999 |  | Unknown | No | No | No | 0 |  | 0 |  | 0 |  | 0 |  | 0 |  | 2 |  | 0 |  | 2 |  | 2 |  | 2 |  | Manufactured | 765.84 | 2 | 0 | 2 | 1531.68 | 0 | 1531.68
SiteIntrvw_00000172 | SITE_00919 | Primary | 2008 |  | Unknown | No | No | No | 0 |  | 0 |  | 0 |  | 0 |  | 0 |  | 0 |  | 1 |  | 0 |  | 1 |  | 1 |  | Manufactured | 331.65 | 1 | 0 | 1 | 331.65 | 0 | 331.65
SiteIntrvw_00000173 | SITE_00920 | Primary | 1992 |  | Unknown | No | No | No | 0 |  | 0 |  | 0 |  | 0 |  | 0 |  | 2 |  | 0 |  | 0 |  | 2 |  | 2 |  | Manufactured | 331.65 | 2 | 0 | 2 | 663.3 | 0 | 663.3
SiteIntrvw_00000174 | SITE_00921 | Primary | 1999 |  | Unknown | No | Yes | No | 0 |  | 0 |  | 0 |  | 1 |  | 1 |  | 0 |  | 0 |  | 1 |  | 2 |  | 1 |  | Manufactured | 765.84 | 2 | 0 | 2 | 1531.68 | 0 | 1531.68
SiteIntrvw_00000175 | SITE_00922 | Primary | 1989 |  | Unknown | Yes | No | No | 0 |  | 0 |  | 0 |  | 0 |  | 0 |  | 0 |  | 2 |  | 1 |  | 2 |  | 2 |  | Single Family | 2661.5 | 2 | 0 | 2 | 5323 | 0 | 5323
SiteIntrvw_00000176 | SITE_00923 | Primary | 2000 |  | Unknown | No | No | No | 0 |  | 0 |  | 0 |  | 1 |  | 2 |  | 0 |  | 0 |  | 0 |  | 3 |  | 2 |  | Manufactured | 331.65 | 3 | 0 | 3 | 994.95 | 0 | 994.95
SiteIntrvw_00001079 | SITE_00924 | Primary | 1999 |  | Unknown | No | No | No | 0 |  | 0 |  | 0 |  | 0 |  | 2 |  | 0 |  | 0 |  | 2 |  | 2 |  | 2 |  | Manufactured | 331.65 | 2 | 0 | 2 | 663.3 | 0 | 663.3
SiteIntrvw_00000177 | SITE_00925 | Primary | 2011 |  | Unknown | No | No | No | 0 |  | 0 |  | 0 |  | 0 |  | 0 |  | 0 |  | 2 |  | 0 |  | 2 |  | 2 |  | Manufactured | 765.84 | 2 | 0 | 2 | 1531.68 | 0 | 1531.68
SiteIntrvw_00000178 | SITE_00926 | Temporary Outpost | 2015 |  | Unknown | No | No | No | 0 |  | 0 |  | 0 |  | 0 |  | 1 |  | 1 |  | 0 |  | 1 |  | 2 |  | 2 |  | Single Family | 2661.5 | 2 | 0 | 2 | 5323 | 0 | 5323
SiteIntrvw_00000179 | SITE_00927 | Primary | 1972 |  | Unknown | No | No | No | 0 |  | 0 |  | 0 |  | 0 |  | 0 |  | 0 |  | 1 |  | 0 |  | 1 |  | 1 |  | Manufactured | 331.65 | 1 | 0 | 1 | 331.65 | 0 | 331.65
SiteIntrvw_00000180 | SITE_00928 | Primary | 2000 |  | Unknown | No | No | No | 0 |  | 0 |  | 0 |  | 0 |  | 0 |  | 1 |  | 1 |  | 1 |  | 2 |  | 2 |  | Manufactured | 331.65 | 2 | 0 | 2 | 663.3 | 0 | 663.3
SiteIntrvw_00000181 | SITE_00929 | Primary | 2002 |  | Unknown | No | No | No | 0 |  | 0 |  | 0 |  | 0 |  | 0 |  | 2 |  | 0 |  | 2 |  | 2 |  | 2 |  | Manufactured | 765.84 | 2 | 0 | 2 | 1531.68 | 0 | 1531.68
SiteIntrvw_00000182 | SITE_00930 | Primary | 2005 |  | Unknown | No | No | No | 0 |  | 1 |  | 0 |  | 3 |  | 1 |  | 0 |  | 0 |  | 1 |  | 5 |  | 1 |  | Manufactured | 331.65 | 5 | 1 | 4 | 1658.25 | 331.65 | 1326.6
SiteIntrvw_00001080 | SITE_00931 | Primary | 2014 |  | Unknown | Yes | Yes | No | 0 |  | 0 |  | 0 |  | 0 |  | 3 |  | 0 |  | 0 |  | 3 |  | 3 |  | 3 |  | Manufactured | 331.65 | 3 | 0 | 3 | 994.95 | 0 | 994.95
SiteIntrvw_00000183 | SITE_00932 | Primary | 2006 |  | Unknown | No | No | No | 0 |  | 0 |  | 0 |  | 0 |  | 0 |  | 2 |  | 0 |  | 0 |  | 2 |  | 2 |  | Manufactured | 331.65 | 2 | 0 | 2 | 663.3 | 0 | 663.3
SiteIntrvw_00000184 | SITE_00933 | Primary | 2005 |  | Unknown | No | No | No | 0 |  | 0 |  | 0 |  | 0 |  | 0 |  | 0 |  | 1 |  | 1 |  | 1 |  | 1 |  | Single Family | 2661.5 | 1 | 0 | 1 | 2661.5 | 0 | 2661.5
SiteIntrvw_00000185 | SITE_00934 | Primary | 2005 |  | Unknown | No | No | No | 0 |  | 0 |  | 0 |  | 0 |  | 0 |  | 0 |  | 2 |  | 0 |  | 2 |  | 2 |  | Manufactured | 331.65 | 2 | 0 | 2 | 663.3 | 0 | 663.3
SiteIntrvw_00002008 | SITE_00935 | Primary | 1976 |  | Unknown | No | No | No | 0 |  | 0 |  | 0 |  | 0 |  | 0 |  | 0 |  | 1 |  | 0 |  | 1 |  | 1 |  | Manufactured | 331.65 | 1 | 0 | 1 | 331.65 | 0 | 331.65
SiteIntrvw_00000186 | SITE_00936 | Primary | 2001 |  | Unknown | No | No | No | 0 |  | 0 |  | 0 |  | 0 |  | 0 |  | 0 |  | 1 |  | 0 |  | 1 |  | 1 |  | Manufactured | 765.84 | 1 | 0 | 1 | 765.84 | 0 | 765.84
SiteIntrvw_00000187 | SITE_00937 | Primary | 2006 |  | Unknown | No | No | No | 0 |  | 0 |  | 0 |  | 0 |  | 0 |  | 0 |  | 1 |  | 0 |  | 1 |  | 1 |  | Manufactured | 331.65 | 1 | 0 | 1 | 331.65 | 0 | 331.65
SiteIntrvw_00000188 | SITE_00938 | Primary | 1994 |  | Unknown | No | No | No | 0 |  | 0 |  | 0 |  | 0 |  | 0 |  | 0 |  | 2 |  | 0 |  | 2 |  | 2 |  | Manufactured | 331.65 | 2 | 0 | 2 | 663.3 | 0 | 663.3
SiteIntrvw_00000189 | SITE_00939 | Primary | 2015 |  | Unknown | Yes | No | No | 0 |  | 0 |  | 0 |  | 0 |  | 1 |  | 0 |  | 0 |  | 0 |  | 1 |  | 1 |  | Manufactured | 765.84 | 1 | 0 | 1 | 765.84 | 0 | 765.84
SiteIntrvw_00000190 | SITE_00940 | Primary | 2004 |  | Unknown | No | No | No | 0 |  | 0 |  | 0 |  | 0 |  | 0 |  | 1 |  | 0 |  | 1 |  | 1 |  | 1 |  | Manufactured | 331.65 | 1 | 0 | 1 | 331.65 | 0 | 331.65
SiteIntrvw_00000191 | SITE_00941 | Primary | 2002 |  | Unknown | No | Yes | No | 0 |  | 0 |  | 0 |  | 0 |  | 0 |  | 1 |  | 0 |  | 1 |  | 1 |  | 1 |  | Manufactured | 331.65 | 1 | 0 | 1 | 331.65 | 0 | 331.65
SiteIntrvw_00000192 | SITE_00942 | Primary | 2013 |  | Unknown | No | No | No | 0 |  | 0 |  | 0 |  | 0 |  | 2 |  | 0 |  | 0 |  | 2 |  | 2 |  | 2 |  | Manufactured | 331.65 | 2 | 0 | 2 | 663.3 | 0 | 663.3
SiteIntrvw_00001081 | SITE_00943 | Primary | 2014 |  | Unknown | No | No | No | 0 |  | 0 |  | 0 |  | 0 |  | 0 |  | 0 |  | 1 |  | 0 |  | 1 |  | 1 |  | Multifamily Residence | 214.04 | 1 | 0 | 1 | 214.04 | 0 | 214.04
SiteIntrvw_00001082 | SITE_00944 | Primary | 2009 |  | Unknown | No | No | No | 0 |  | 0 |  | 0 |  | 0 |  | 0 |  | 0 |  | 1 |  | 0 |  | 1 |  | 1 |  | Multifamily Residence | 214.04 | 1 | 0 | 1 | 214.04 | 0 | 214.04
SiteIntrvw_00001083 | SITE_00945 | Primary | 2014 |  | Unknown | No | No | No | 0 |  | 0 |  | 0 |  | 0 |  | 0 |  | 1 |  | 0 |  | 0 |  | 1 |  | 1 |  | Multifamily Residence | 214.04 | 1 | 0 | 1 | 214.04 | 0 | 214.04
SiteIntrvw_00001084 | SITE_00946 | Primary | 2004 |  | Unknown | No | No | Yes | 0 |  | 0 |  | 0 |  | 0 |  | 0 |  | 1 |  | 0 |  | 0 |  | 1 |  | 1 |  | Multifamily Residence | 2103.18 | 1 | 0 | 1 | 2103.18 | 0 | 2103.18
SiteIntrvw_00000193 | SITE_00947 | Primary | 2005 |  | Unknown | No | No | No | 0 |  | 0 |  | 0 |  | 0 |  | 1 |  | 1 |  | 0 |  | 0 |  | 2 |  | 2 |  | Multifamily Residence | 2103.18 | 2 | 0 | 2 | 4206.36 | 0 | 4206.36
SiteIntrvw_00000194 | SITE_00948 | Primary | 2009 |  | Unknown | No | No | No | 0 |  | 0 |  | 0 |  | 0 |  | 0 |  | 0 |  | 1 |  | 0 |  | 1 |  | 1 |  | Multifamily Residence | 2103.18 | 1 | 0 | 1 | 2103.18 | 0 | 2103.18
SiteIntrvw_00001085 | SITE_00949 | Primary | 2001 |  | Unknown | No | No | No | 0 |  | 0 |  | 0 |  | 0 |  | 0 |  | 2 |  | 0 |  | 0 |  | 2 |  | 2 |  | Multifamily Residence | 2103.18 | 2 | 0 | 2 | 4206.36 | 0 | 4206.36
SiteIntrvw_00000195 | SITE_00950 | Primary | 2015 |  | Unknown | Yes | Yes | Yes | 0 |  | 0 |  | 0 |  | 0 |  | 1 |  | 0 |  | 0 |  | 0 |  | 1 |  | 1 |  | Multifamily Residence | 214.04 | 1 | 0 | 1 | 214.04 | 0 | 214.04
SiteIntrvw_00000196 | SITE_00951 | Primary | 2016 |  | Unknown | Yes | No | No | 0 |  | 0 |  | 0 |  | 0 |  | 0 |  | 1 |  | 0 |  | 0 |  | 1 |  | 1 |  | Multifamily Residence | 2103.18 | 1 | 0 | 1 | 2103.18 | 0 | 2103.18
SiteIntrvw_00000197 | SITE_00952 | Primary | 2011 |  | Unknown | No | No | No | 0 |  | 0 |  | 0 |  | 0 |  | 1 |  | 0 |  | 0 |  | 1 |  | 1 |  | 1 |  | Multifamily Residence | 2103.18 | 1 | 0 | 1 | 2103.18 | 0 | 2103.18
SiteIntrvw_00001086 | SITE_00953 | Primary | 2013 |  | Unknown | No | No | No | 0 |  | 0 |  | 0 |  | 0 |  | 1 |  | 0 |  | 0 |  | 1 |  | 1 |  | 1 |  | Multifamily Residence | 2103.18 | 1 | 0 | 1 | 2103.18 | 0 | 2103.18
SiteIntrvw_00001087 | SITE_00954 | Primary | 2004 |  | Unknown | Yes | Yes | No | 0 |  | 1 |  | 0 |  | 0 |  | 2 |  | 0 |  | 1 |  | 3 |  | 4 |  | 3 |  | Single Family | 1882.4 | 4 | 1 | 3 | 7529.6 | 1882.4 | 5647.2
SiteIntrvw_00001088 | SITE_00955 | Primary | 2011 |  | Unknown | No | No | Yes | 0 |  | 1 |  | 0 |  | 0 |  | 2 |  | 0 |  | 0 |  | 1 |  | 3 |  | 2 |  | Multifamily Residence | 2103.18 | 3 | 1 | 2 | 6309.54 | 2103.18 | 4206.36
SiteIntrvw_00001089 | SITE_00956 | Primary | 1996 |  | Unknown | No | No | No | 0 |  | 0 |  | 0 |  | 0 |  | 0 |  | 0 |  | 2 |  | 1 |  | 2 |  | 2 |  | Multifamily Residence | 2103.18 | 2 | 0 | 2 | 4206.36 | 0 | 4206.36
SiteIntrvw_00000198 | SITE_00957 | Primary | 2008 |  | Unknown | No | No | No | 0 |  | 0 |  | 0 |  | 0 |  | 1 |  | 1 |  | 0 |  | 2 |  | 2 |  | 2 |  | Single Family | 1882.4 | 2 | 0 | 2 | 3764.8 | 0 | 3764.8
SiteIntrvw_00000199 | SITE_00958 | Primary | 2013 |  | Unknown | No | No | No | 0 |  | 0 |  | 0 |  | 0 |  | 0 |  | 0 |  | 2 |  | 0 |  | 2 |  | 2 |  | Single Family | 1882.4 | 2 | 0 | 2 | 3764.8 | 0 | 3764.8
SiteIntrvw_00000200 | SITE_00959 | Primary | 2012 |  | Unknown | No | No | No | 0 |  | 0 |  | 0 |  | 2 |  | 2 |  | 0 |  | 0 |  | 2 |  | 4 |  | 2 |  | Single Family | 1882.4 | 4 | 0 | 4 | 7529.6 | 0 | 7529.6
SiteIntrvw_00000201 | SITE_00960 | Primary | 1981 |  | Unknown | No | No | No | 0 |  | 0 |  | 0 |  | 0 |  | 0 |  | 0 |  | 2 |  | 0 |  | 2 |  | 2 |  | Single Family | 1882.4 | 2 | 0 | 2 | 3764.8 | 0 | 3764.8
SiteIntrvw_00001090 | SITE_00961 | Primary | 2015 |  | Unknown | Yes | No | No | 0 |  | 0 |  | 0 |  | 0 |  | 2 |  | 0 |  | 0 |  | 2 |  | 2 |  | 2 |  | Single Family | 1882.4 | 2 | 0 | 2 | 3764.8 | 0 | 3764.8
SiteIntrvw_00001091 | SITE_00962 | Primary | 1984 |  | Unknown | No | No | No | 0 |  | 0 |  | 0 |  | 0 |  | 0 |  | 0 |  | 2 |  | 0 |  | 2 |  | 2 |  | Single Family | 1882.4 | 2 | 0 | 2 | 3764.8 | 0 | 3764.8
SiteIntrvw_00000202 | SITE_00963 | Primary | 1998 |  | Unknown | No | No | No | 0 |  | 0 |  | 0 |  | 2 |  | 0 |  | 1 |  | 0 |  | 1 |  | 3 |  | 1 |  | Single Family | 1882.4 | 3 | 0 | 3 | 5647.2 | 0 | 5647.2
SiteIntrvw_00000203 | SITE_00964 | Primary | 2003 |  | Unknown | Yes | No | No | 0 |  | 0 |  | 0 |  | 0 |  | 0 |  | 2 |  | 0 |  | 0 |  | 2 |  | 2 |  | Manufactured | 331.65 | 2 | 0 | 2 | 663.3 | 0 | 663.3
SiteIntrvw_00000204 | SITE_00965 | Primary | 1981 |  | Unknown | No | No | Yes | 0 |  | 0 |  | 0 |  | 0 |  | 0 |  | 2 |  | 0 |  | 2 |  | 2 |  | 2 |  | Single Family | 1882.4 | 2 | 0 | 2 | 3764.8 | 0 | 3764.8
SiteIntrvw_00000205 | SITE_00966 | Primary | 2015 |  | Unknown | Yes | Yes | No | 0 |  | 0 |  | 0 |  | 0 |  | 1 |  | 0 |  | 0 |  | 1 |  | 1 |  | 1 |  | Single Family | 1882.4 | 1 | 0 | 1 | 1882.4 | 0 | 1882.4
SiteIntrvw_00000206 | SITE_00967 | Primary | 2007 |  | Unknown | No | No | No | 0 |  | 0 |  | 1 |  | 0 |  | 1 |  | 0 |  | 0 |  | 1 |  | 2 |  | 1 |  | Single Family | 1882.4 | 2 | 0 | 2 | 3764.8 | 0 | 3764.8
SiteIntrvw_00000207 | SITE_00968 | Primary | 2006 |  | Unknown | No | No | No | 0 |  | 0 |  | 0 |  | 2 |  | 0 |  | 2 |  | 0 |  | 3 |  | 4 |  | 2 |  | Single Family | 1882.4 | 4 | 0 | 4 | 7529.6 | 0 | 7529.6
SiteIntrvw_00000208 | SITE_00969 | Primary | 2009 |  | Unknown | Yes | Yes | No | 0 |  | 0 |  | 0 |  | 1 |  | 1 |  | 2 |  | 0 |  | 3 |  | 4 |  | 3 |  | Single Family | 1882.4 | 4 | 0 | 4 | 7529.6 | 0 | 7529.6
SiteIntrvw_00000209 | SITE_00970 | Secondary | 2011 |  | Unknown | Yes | Yes | Yes | 0 |  | 0 |  | 0 |  | 0 |  | 0 |  | 0 |  | 1 |  | 1 |  | 1 |  | 1 |  | Single Family | 1882.4 | 1 | 0 | 1 | 1882.4 | 0 | 1882.4
SiteIntrvw_00000210 | SITE_00971 | Primary | 2014 |  | Unknown | No | No | No | 0 |  | 0 |  | 0 |  | 0 |  | 1 |  | 2 |  | 0 |  | 2 |  | 3 |  | 3 |  | Single Family | 1882.4 | 3 | 0 | 3 | 5647.2 | 0 | 5647.2
SiteIntrvw_00001092 | SITE_00972 | Primary | 2016 |  | Unknown | Yes | No | Yes | 0 |  | 2 |  | 0 |  | 1 |  | 3 |  | 0 |  | 0 |  | 2 |  | 6 |  | 3 |  | Single Family | 2661.5 | 6 | 2 | 4 | 15969 | 5323 | 10646
SiteIntrvw_00000211 | SITE_00973 | Primary | 2003 |  | Unknown | No | No | Yes | 0 |  | 0 |  | 0 |  | 0 |  | 0 |  | 2 |  | 0 |  | 1 |  | 2 |  | 2 |  | Single Family | 2661.5 | 2 | 0 | 2 | 5323 | 0 | 5323
SiteIntrvw_00001093 | SITE_00974 | Primary | 2015 |  | Unknown | No | No | No | 0 |  | 1 |  | 0 |  | 0 |  | 2 |  | 0 |  | 0 |  | 2 |  | 3 |  | 2 |  | Single Family | 1882.4 | 3 | 1 | 2 | 5647.2 | 1882.4 | 3764.8
SiteIntrvw_00000212 | SITE_00975 | Primary | 1981 |  | Unknown | No | No | No | 0 |  | 0 |  | 0 |  | 0 |  | 0 |  | 2 |  | 0 |  | 2 |  | 2 |  | 2 |  | Single Family | 1882.4 | 2 | 0 | 2 | 3764.8 | 0 | 3764.8
SiteIntrvw_00000213 | SITE_00976 | Primary | 1979 |  | Unknown | No | No | No | 0 |  | 0 |  | 0 |  | 0 |  | 0 |  | 0 |  | 2 |  | 2 |  | 2 |  | 2 |  | Single Family | 1882.4 | 2 | 0 | 2 | 3764.8 | 0 | 3764.8
SiteIntrvw_00000214 | SITE_00977 | Primary | 2014 |  | Unknown | No | No | No | 0 |  | 1 |  | 0 |  | 0 |  | 2 |  | 0 |  | 0 |  | 1 |  | 3 |  | 2 |  | Single Family | 1882.4 | 3 | 1 | 2 | 5647.2 | 1882.4 | 3764.8
SiteIntrvw_00000215 | SITE_00978 | Primary | 1980 |  | Unknown | No | No | No | 0 |  | 0 |  | 0 |  | 0 |  | 0 |  | 0 |  | 2 |  | 0 |  | 2 |  | 2 |  | Single Family | 1882.4 | 2 | 0 | 2 | 3764.8 | 0 | 3764.8
SiteIntrvw_00000216 | SITE_00979 | Primary | 2014 |  | Unknown | No | No | No | 0 |  | 0 |  | 0 |  | 0 |  | 0 |  | 2 |  | 0 |  | 0 |  | 2 |  | 2 |  | Single Family | 1882.4 | 2 | 0 | 2 | 3764.8 | 0 | 3764.8
SiteIntrvw_00000217 | SITE_00980 | Primary | 1968 |  | Unknown | No | No | No | 0 |  | 0 |  | 0 |  | 0 |  | 0 |  | 0 |  | 2 |  | 0 |  | 2 |  | 2 |  | Single Family | 1882.4 | 2 | 0 | 2 | 3764.8 | 0 | 3764.8
SiteIntrvw_00000218 | SITE_00981 | Primary | 2015 |  | Unknown | No | No | No | 0 |  | 0 |  | 0 |  | 0 |  | 2 |  | 0 |  | 0 |  | 2 |  | 2 |  | 2 |  | Single Family | 1882.4 | 2 | 0 | 2 | 3764.8 | 0 | 3764.8
SiteIntrvw_00000219 | SITE_00982 | Primary | 1997 |  | Unknown | No | No | No | 0 |  | 0 |  | 0 |  | 0 |  | 0 |  | 0 |  | 1 |  | 0 |  | 1 |  | 1 |  | Single Family | 1882.4 | 1 | 0 | 1 | 1882.4 | 0 | 1882.4
SiteIntrvw_00000220 | SITE_00983 | Primary | 2008 |  | Unknown | No | No | No | 0 |  | 1 |  | 1 |  | 0 |  | 2 |  | 0 |  | 0 |  | 2 |  | 4 |  | 2 |  | Single Family | 1882.4 | 4 | 1 | 3 | 7529.6 | 1882.4 | 5647.2
SiteIntrvw_00000221 | SITE_00984 | Primary | 2006 |  | Unknown | No | No | No | 0 |  | 0 |  | 2 |  | 1 |  | 2 |  | 0 |  | 0 |  | 2 |  | 5 |  | 2 |  | Manufactured | 765.84 | 5 | 0 | 5 | 3829.2 | 0 | 3829.2
SiteIntrvw_00000222 | SITE_00985 | Primary | 2001 |  | Unknown | No | No | No | 0 |  | 0 |  | 0 |  | 0 |  | 0 |  | 0 |  | 2 |  | 1 |  | 2 |  | 2 |  | Single Family | 1882.4 | 2 | 0 | 2 | 3764.8 | 0 | 3764.8
SiteIntrvw_00000223 | SITE_00986 | Primary | 2010 |  | Unknown | No | No | No | 0 |  | 0 |  | 0 |  | 0 |  | 0 |  | 1 |  | 1 |  | 1 |  | 2 |  | 2 |  | Single Family | 1882.4 | 2 | 0 | 2 | 3764.8 | 0 | 3764.8
SiteIntrvw_00000224 | SITE_00987 | Primary | 2015 |  | Unknown | No | No | Yes | 0 |  | 2 |  | 2 |  | 0 |  | 2 |  | 0 |  | 0 |  | 1 |  | 6 |  | 2 |  | Manufactured | 765.84 | 6 | 2 | 4 | 4595.04 | 1531.68 | 3063.36
SiteIntrvw_00000225 | SITE_00988 | Primary | 1986 |  | Unknown | No | No | No | 0 |  | 0 |  | 0 |  | 0 |  | 0 |  | 0 |  | 2 |  | 0 |  | 2 |  | 2 |  | Single Family | 1882.4 | 2 | 0 | 2 | 3764.8 | 0 | 3764.8
SiteIntrvw_00001094 | SITE_00989 | Primary | 1978 |  | Unknown | No | No | No | 0 |  | 0 |  | 0 |  | 0 |  | 0 |  | 0 |  | 2 |  | 0 |  | 2 |  | 2 |  | Single Family | 1882.4 | 2 | 0 | 2 | 3764.8 | 0 | 3764.8
SiteIntrvw_00000226 | SITE_00990 | Primary | 2000 |  | Unknown | No | No | No | 0 |  | 0 |  | 0 |  | 1 |  | 0 |  | 2 |  | 0 |  | 2 |  | 3 |  | 2 |  | Single Family | 1882.4 | 3 | 0 | 3 | 5647.2 | 0 | 5647.2
SiteIntrvw_00000227 | SITE_00992 | Primary | 1991 |  | Unknown | No | No | No | 0 |  | 0 |  | 0 |  | 0 |  | 0 |  | 0 |  | 1 |  | 0 |  | 1 |  | 1 |  | Single Family | 1882.4 | 1 | 0 | 1 | 1882.4 | 0 | 1882.4
SiteIntrvw_00000228 | SITE_00993 | Primary | 1999 |  | Unknown | No | No | No | 0 |  | 0 |  | 0 |  | 0 |  | 0 |  | 0 |  | 1 |  | 0 |  | 1 |  | 1 |  | Single Family | 1882.4 | 1 | 0 | 1 | 1882.4 | 0 | 1882.4
SiteIntrvw_00000229 | SITE_00994 | Primary | 1980 |  | Unknown | Yes | Yes | No | 0 |  | 0 |  | 0 |  | 0 |  | 0 |  | 0 |  | 1 |  | 0 |  | 1 |  | 1 |  | Single Family | 1882.4 | 1 | 0 | 1 | 1882.4 | 0 | 1882.4
SiteIntrvw_00000230 | SITE_00995 | Primary | 2005 |  | Unknown | No | No | No | 0 |  | 0 |  | 0 |  | 0 |  | 0 |  | 0 |  | 2 |  | 2 |  | 2 |  | 2 |  | Single Family | 1882.4 | 2 | 0 | 2 | 3764.8 | 0 | 3764.8
SiteIntrvw_00000231 | SITE_00996 | Primary | 2009 |  | Unknown | No | No | No | 0 |  | 0 |  | 0 |  | 0 |  | 0 |  | 1 |  | 0 |  | 0 |  | 1 |  | 1 |  | Single Family | 1882.4 | 1 | 0 | 1 | 1882.4 | 0 | 1882.4
SiteIntrvw_00000232 | SITE_00997 | Primary | 2012 |  | Unknown | No | No | No | 0 |  | 2 |  | 0 |  | 0 |  | 2 |  | 0 |  | 0 |  | 1 |  | 4 |  | 2 |  | Single Family | 1882.4 | 4 | 2 | 2 | 7529.6 | 3764.8 | 3764.8
SiteIntrvw_00000233 | SITE_00998 | Primary | 2015 |  | Unknown | No | No | No | 0 |  | 0 |  | 2 |  | 0 |  | 2 |  | 0 |  | 0 |  | 1 |  | 4 |  | 2 |  | Single Family | 1882.4 | 4 | 0 | 4 | 7529.6 | 0 | 7529.6
SiteIntrvw_00000234 | SITE_00999 | Primary | 1975 |  | Unknown | No | No | No | 0 |  | 0 |  | 0 |  | 0 |  | 0 |  | 0 |  | 2 |  | 0 |  | 2 |  | 2 |  | Single Family | 1882.4 | 2 | 0 | 2 | 3764.8 | 0 | 3764.8
SiteIntrvw_00000235 | SITE_01000 | Primary | 1980 |  | Unknown | No | No | No | 0 |  | 0 |  | 0 |  | 0 |  | 1 |  | 1 |  | 0 |  | 0 |  | 2 |  | 2 |  | Manufactured | 331.65 | 2 | 0 | 2 | 663.3 | 0 | 663.3
SiteIntrvw_00000236 | SITE_01001 | Primary | 2008 |  | Unknown | No | No | No | 0 |  | 0 |  | 0 |  | 0 |  | 2 |  | 0 |  | 0 |  | 2 |  | 2 |  | 2 |  | Single Family | 1882.4 | 2 | 0 | 2 | 3764.8 | 0 | 3764.8
SiteIntrvw_00000237 | SITE_01002 | Primary | 1998 |  | Unknown | No | No | No | 0 |  | 0 |  | 0 |  | 0 |  | 0 |  | 0 |  | 1 |  | 0 |  | 1 |  | 1 |  | Single Family | 1882.4 | 1 | 0 | 1 | 1882.4 | 0 | 1882.4
SiteIntrvw_00001095 | SITE_01003 | Primary | 2014 |  | Unknown | No | No | No | 0 |  | 0 |  | 0 |  | 0 |  | 4 |  | 0 |  | 0 |  | 0 |  | 4 |  | 4 |  | Single Family | 1882.4 | 4 | 0 | 4 | 7529.6 | 0 | 7529.6
SiteIntrvw_00000238 | SITE_01004 | Primary | 1990 |  | Unknown | No | No | No | 0 |  | 0 |  | 0 |  | 0 |  | 0 |  | 1 |  | 1 |  | 1 |  | 2 |  | 2 |  | Single Family | 1882.4 | 2 | 0 | 2 | 3764.8 | 0 | 3764.8
SiteIntrvw_00001096 | SITE_01005 | Primary | 2010 |  | Unknown | No | No | Yes | 0 |  | 0 |  | 0 |  | 0 |  | 0 |  | 1 |  | 0 |  | 0 |  | 1 |  | 1 |  | Manufactured | 331.65 | 1 | 0 | 1 | 331.65 | 0 | 331.65
SiteIntrvw_00000239 | SITE_01006 | Primary | 2013 |  | Unknown | No | No | No | 0 |  | 0 |  | 0 |  | 0 |  | 2 |  | 0 |  | 0 |  | 2 |  | 2 |  | 2 |  | Single Family | 2661.5 | 2 | 0 | 2 | 5323 | 0 | 5323
SiteIntrvw_00001097 | SITE_01007 | Primary | 1974 |  | Unknown | No | No | No | 0 |  | 0 |  | 0 |  | 0 |  | 0 |  | 0 |  | 2 |  | 0 |  | 2 |  | 2 |  | Single Family | 1882.4 | 2 | 0 | 2 | 3764.8 | 0 | 3764.8
SiteIntrvw_00001098 | SITE_01008 | Primary | 1987 |  | Unknown | No | No | No | 0 |  | 0 |  | 0 |  | 0 |  | 0 |  | 2 |  | 0 |  | 2 |  | 2 |  | 2 |  | Single Family | 2661.5 | 2 | 0 | 2 | 5323 | 0 | 5323
SiteIntrvw_00000240 | SITE_01009 | Primary | 2015 |  | Unknown | Yes | Yes | No | 0 |  | 2 |  | 0 |  | 0 |  | 1 |  | 1 |  | 0 |  | 1 |  | 4 |  | 2 |  | Manufactured | 331.65 | 4 | 2 | 2 | 1326.6 | 663.3 | 663.3
SiteIntrvw_00000241 | SITE_01010 | Primary | 2016 |  | Unknown | Yes | No | No | 1 |  | 0 |  | 0 |  | 0 |  | 2 |  | 0 |  | 0 |  | 2 |  | 3 |  | 2 |  | Single Family | 1882.4 | 3 | 1 | 2 | 5647.2 | 1882.4 | 3764.8
SiteIntrvw_00000242 | SITE_01011 | Primary | 1988 |  | Unknown | No | No | No | 0 |  | 0 |  | 0 |  | 0 |  | 1 |  | 0 |  | 2 |  | 2 |  | 3 |  | 3 |  | Single Family | 1882.4 | 3 | 0 | 3 | 5647.2 | 0 | 5647.2
SiteIntrvw_00000243 | SITE_01012 | Primary | 1994 |  | Unknown | No | No | No | 0 |  | 0 |  | 0 |  | 0 |  | 1 |  | 0 |  | 1 |  | 1 |  | 2 |  | 2 |  | Single Family | 2661.5 | 2 | 0 | 2 | 5323 | 0 | 5323
SiteIntrvw_00000244 | SITE_01013 | Primary | 2013 |  | Unknown | No | No | No | 0 |  | 0 |  | 0 |  | 0 |  | 2 |  | 0 |  | 0 |  | 0 |  | 2 |  | 2 |  | Single Family | 1882.4 | 2 | 0 | 2 | 3764.8 | 0 | 3764.8
SiteIntrvw_00000245 | SITE_01014 | Primary | 1975 |  | Unknown | No | No | Yes | 0 |  | 0 |  | 0 |  | 0 |  | 0 |  | 0 |  | 2 |  | 0 |  | 2 |  | 2 |  | Single Family | 1882.4 | 2 | 0 | 2 | 3764.8 | 0 | 3764.8
SiteIntrvw_00001099 | SITE_01015 | Primary | 2006 |  | Unknown | No | Yes | Unknown | 0 |  | 0 |  | 0 |  | 0 |  | 0 |  | 1 |  | 0 |  | 1 |  | 1 |  | 1 |  | Single Family | 1882.4 | 1 | 0 | 1 | 1882.4 | 0 | 1882.4
SiteIntrvw_00000246 | SITE_01016 | Primary | 1987 |  | Unknown | No | No | No | 0 |  | 0 |  | 0 |  | 0 |  | 0 |  | 2 |  | 0 |  | 1 |  | 2 |  | 2 |  | Single Family | 1882.4 | 2 | 0 | 2 | 3764.8 | 0 | 3764.8
SiteIntrvw_00001100 | SITE_01017 | Primary | 2006 |  | Unknown | No | No | No | 0 |  | 0 |  | 1 |  | 0 |  | 2 |  | 0 |  | 0 |  | 2 |  | 3 |  | 2 |  | Single Family | 1882.4 | 3 | 0 | 3 | 5647.2 | 0 | 5647.2
SiteIntrvw_00000247 | SITE_01018 | Primary | 2011 |  | Unknown | No | No | No | 0 |  | 0 |  | 0 |  | 0 |  | 1 |  | 0 |  | 0 |  | 1 |  | 1 |  | 1 |  | Single Family | 1882.4 | 1 | 0 | 1 | 1882.4 | 0 | 1882.4
SiteIntrvw_00000248 | SITE_01019 | Primary | 2004 |  | Unknown | Yes | No | No | 1 |  | 0 |  | 0 |  | 0 |  | 2 |  | 2 |  | 0 |  | 2 |  | 5 |  | 4 |  | Single Family | 1882.4 | 5 | 1 | 4 | 9412 | 1882.4 | 7529.6
SiteIntrvw_00000249 | SITE_01020 | Primary | 2013 |  | Unknown | No | No | No | 0 |  | 0 |  | 0 |  | 0 |  | 0 |  | 1 |  | 0 |  | 1 |  | 1 |  | 1 |  | Single Family | 1882.4 | 1 | 0 | 1 | 1882.4 | 0 | 1882.4
SiteIntrvw_00000250 | SITE_01021 | Primary | 1996 |  | Unknown | No | No | No | 0 |  | 0 |  | 0 |  | 0 |  | 0 |  | 2 |  | 0 |  | 2 |  | 2 |  | 2 |  | Single Family | 1882.4 | 2 | 0 | 2 | 3764.8 | 0 | 3764.8
SiteIntrvw_00000251 | SITE_01022 | Primary | 2000 |  | Unknown | No | Yes | No | 0 |  | 0 |  | 0 |  | 0 |  | 1 |  | 1 |  | 0 |  | 2 |  | 2 |  | 2 |  | Single Family | 1882.4 | 2 | 0 | 2 | 3764.8 | 0 | 3764.8
SiteIntrvw_00000252 | SITE_01023 | Primary | 2014 |  | Unknown | No | No | No | 0 |  | 0 |  | 0 |  | 0 |  | 0 |  | 0 |  | 1 |  | 1 |  | 1 |  | 1 |  | Single Family | 2661.5 | 1 | 0 | 1 | 2661.5 | 0 | 2661.5
SiteIntrvw_00000253 | SITE_01024 | Primary | 2012 |  | Unknown | No | No | No | 0 |  | 0 |  | 0 |  | 0 |  | 0 |  | 2 |  | 0 |  | 2 |  | 2 |  | 2 |  | Single Family | 1882.4 | 2 | 0 | 2 | 3764.8 | 0 | 3764.8
SiteIntrvw_00001101 | SITE_01025 | Primary | 2004 |  | Unknown | No | No | No | 0 |  | 1 |  | 1 |  | 0 |  | 2 |  | 0 |  | 0 |  | 1 |  | 4 |  | 2 |  | Single Family | 1882.4 | 4 | 1 | 3 | 7529.6 | 1882.4 | 5647.2
SiteIntrvw_00000254 | SITE_01026 | Primary | 1993 |  | Unknown | No | No | No | 0 |  | 0 |  | 0 |  | 0 |  | 0 |  | 0 |  | 2 |  | 0 |  | 2 |  | 2 |  | Manufactured | 331.65 | 2 | 0 | 2 | 663.3 | 0 | 663.3
SiteIntrvw_00001102 | SITE_01027 | Primary | 2012 |  | Unknown | No | No | No | 0 |  | 0 |  | 0 |  | 0 |  | 0 |  | 0 |  | 2 |  | 0 |  | 2 |  | 2 |  | Single Family | 2661.5 | 2 | 0 | 2 | 5323 | 0 | 5323
SiteIntrvw_00001103 | SITE_01028 | Primary | 2015 |  | Unknown | N/A | N/A | No | 0 |  | 0 |  | 0 |  | 0 |  | 1 |  | 0 |  | 0 |  | 1 |  | 1 |  | 1 |  | Single Family | 1882.4 | 1 | 0 | 1 | 1882.4 | 0 | 1882.4
SiteIntrvw_00000255 | SITE_01029 | Primary | 2010 |  | Unknown | No | No | No | 1 |  | 0 |  | 2 |  | 0 |  | 1 |  | 1 |  | 0 |  | 2 |  | 5 |  | 2 |  | Single Family | 2661.5 | 5 | 1 | 4 | 13307.5 | 2661.5 | 10646
SiteIntrvw_00000256 | SITE_01030 | Primary | 2007 |  | Unknown | No | No | No | 0 |  | 0 |  | 0 |  | 3 |  | 0 |  | 2 |  | 0 |  | 3 |  | 5 |  | 2 |  | Single Family | 2661.5 | 5 | 0 | 5 | 13307.5 | 0 | 13307.5
SiteIntrvw_00000257 | SITE_01031 | Primary | 1993 |  | Unknown | No | No | Yes | 0 |  | 0 |  | 0 |  | 0 |  | 0 |  | 0 |  | 1 |  | 0 |  | 1 |  | 1 |  | Manufactured | 331.65 | 1 | 0 | 1 | 331.65 | 0 | 331.65
SiteIntrvw_00000258 | SITE_01032 | Primary | 2005 |  | Unknown | No | No | No | 0 |  | 0 |  | 0 |  | 0 |  | 0 |  | 0 |  | 2 |  | 1 |  | 2 |  | 2 |  | Single Family | 1882.4 | 2 | 0 | 2 | 3764.8 | 0 | 3764.8
SiteIntrvw_00001104 | SITE_01033 | Primary | 1995 |  | Unknown | No | No | No | 0 |  | 0 |  | 0 |  | 0 |  | 0 |  | 1 |  | 0 |  | 1 |  | 1 |  | 1 |  | Single Family | 2661.5 | 1 | 0 | 1 | 2661.5 | 0 | 2661.5
SiteIntrvw_00001105 | SITE_01034 | Primary | 2015 |  | Unknown | Yes | Yes | No | 0 |  | 0 |  | 2 |  | 1 |  | 1 |  | 0 |  | 0 |  | 1 |  | 4 |  | 1 |  | Single Family | 1882.4 | 4 | 0 | 4 | 7529.6 | 0 | 7529.6
SiteIntrvw_00000259 | SITE_01035 | Primary | 2011 |  | Unknown | No | No | No | 0 |  | 0 |  | 0 |  | 0 |  | 0 |  | 1 |  | 0 |  | 0 |  | 1 |  | 1 |  | Single Family | 1882.4 | 1 | 0 | 1 | 1882.4 | 0 | 1882.4
SiteIntrvw_00000260 | SITE_01036 | Primary | 2016 |  | Unknown | Yes | Yes | No | 0 |  | 0 |  | 0 |  | 0 |  | 1 |  | 0 |  | 0 |  | 1 |  | 1 |  | 1 |  | Single Family | 1882.4 | 1 | 0 | 1 | 1882.4 | 0 | 1882.4
SiteIntrvw_00000261 | SITE_01037 | Primary | 1996 |  | Unknown | No | No | No | 0 |  | 0 |  | 0 |  | 0 |  | 0 |  | 2 |  | 0 |  | 1 |  | 2 |  | 2 |  | Single Family | 2661.5 | 2 | 0 | 2 | 5323 | 0 | 5323
SiteIntrvw_00000262 | SITE_01038 | Primary | 1993 |  | Unknown | No | No | No | 0 |  | 0 |  | 0 |  | 0 |  | 0 |  | 1 |  | 0 |  | 1 |  | 1 |  | 1 |  | Single Family | 1882.4 | 1 | 0 | 1 | 1882.4 | 0 | 1882.4
SiteIntrvw_00000263 | SITE_01039 | Primary | 2011 |  | Unknown | No | No | No | 0 |  | 0 |  | 0 |  | 0 |  | 0 |  | 1 |  | 0 |  | 1 |  | 1 |  | 1 |  | Single Family | 1882.4 | 1 | 0 | 1 | 1882.4 | 0 | 1882.4
SiteIntrvw_00000264 | SITE_01040 | Primary | 1998 |  | Unknown | No | No | No | 0 |  | 0 |  | 0 |  | 0 |  | 0 |  | 0 |  | 2 |  | 0 |  | 2 |  | 2 |  | Manufactured | 765.84 | 2 | 0 | 2 | 1531.68 | 0 | 1531.68
SiteIntrvw_00001106 | SITE_01041 | Primary | 2015 |  | Unknown | Yes | Yes | No | 0 |  | 0 |  | 0 |  | 0 |  | 0 |  | 0 |  | 1 |  | 0 |  | 1 |  | 1 |  | Single Family | 1882.4 | 1 | 0 | 1 | 1882.4 | 0 | 1882.4
SiteIntrvw_00000265 | SITE_01042 | Primary | 1988 |  | Unknown | No | No | No | 0 |  | 0 |  | 0 |  | 0 |  | 1 |  | 2 |  | 0 |  | 3 |  | 3 |  | 3 |  | Single Family | 1882.4 | 3 | 0 | 3 | 5647.2 | 0 | 5647.2
SiteIntrvw_00001916 | SITE_01043 | Primary | 2000 |  | Unknown | No | No | No | 0 |  | 0 |  | 0 |  | 1 |  | 0 |  | 2 |  | 0 |  | 0 |  | 3 |  | 2 |  | Single Family | 1882.4 | 3 | 0 | 3 | 5647.2 | 0 | 5647.2
SiteIntrvw_00001107 | SITE_01044 | Primary | 2015 |  | Unknown | No | No | No | 0 |  | 0 |  | 0 |  | 0 |  | 0 |  | 1 |  | 0 |  | 0 |  | 1 |  | 1 |  | Single Family | 1882.4 | 1 | 0 | 1 | 1882.4 | 0 | 1882.4
SiteIntrvw_00000266 | SITE_01045 | Primary | 2011 |  | Unknown | No | Yes | No | 0 |  | 0 |  | 0 |  | 1 |  | 1 |  | 1 |  | 0 |  | 2 |  | 3 |  | 2 |  | Single Family | 2661.5 | 3 | 0 | 3 | 7984.5 | 0 | 7984.5
SiteIntrvw_00000267 | SITE_01046 | Primary | 2011 |  | Unknown | No | No | No | 0 |  | 1 |  | 0 |  | 0 |  | 2 |  | 0 |  | 0 |  | 0 |  | 3 |  | 2 |  | Single Family | 2661.5 | 3 | 1 | 2 | 7984.5 | 2661.5 | 5323
SiteIntrvw_00001108 | SITE_01047 | Primary | 2016 |  | Unknown | No | No | No | 0 |  | 1 |  | 0 |  | 0 |  | 2 |  | 0 |  | 0 |  | 2 |  | 3 |  | 2 |  | Single Family | 1882.4 | 3 | 1 | 2 | 5647.2 | 1882.4 | 3764.8
SiteIntrvw_00001109 | SITE_01048 | Primary | 2015 |  | Unknown | No | No | No | 0 |  | 0 |  | 0 |  | 0 |  | 1 |  | 0 |  | 0 |  | 0 |  | 1 |  | 1 |  | Single Family | 1882.4 | 1 | 0 | 1 | 1882.4 | 0 | 1882.4
SiteIntrvw_00000268 | SITE_01049 | Primary | 2007 |  | Unknown | Yes | Yes | No | 0 |  | 0 |  | 0 |  | 1 |  | 1 |  | 2 |  | 0 |  | 4 |  | 4 |  | 3 |  | Single Family | 1882.4 | 4 | 0 | 4 | 7529.6 | 0 | 7529.6
SiteIntrvw_00001110 | SITE_01050 | Primary | 1987 |  | Unknown | Yes | Yes | No | 0 |  | 0 |  | 0 |  | 0 |  | 1 |  | 1 |  | 0 |  | 1 |  | 2 |  | 2 |  | Single Family | 1882.4 | 2 | 0 | 2 | 3764.8 | 0 | 3764.8
SiteIntrvw_00001111 | SITE_01051 | Primary | 1986 |  | Unknown | No | No | No | 0 |  | 0 |  | 0 |  | 0 |  | 0 |  | 2 |  | 0 |  | 1 |  | 2 |  | 2 |  | Single Family | 1882.4 | 2 | 0 | 2 | 3764.8 | 0 | 3764.8
SiteIntrvw_00000269 | SITE_01052 | Primary | 2005 |  | Unknown | No | No | No | 0 |  | 0 |  | 0 |  | 0 |  | 0 |  | 2 |  | 0 |  | 2 |  | 2 |  | 2 |  | Single Family | 1882.4 | 2 | 0 | 2 | 3764.8 | 0 | 3764.8
SiteIntrvw_00000270 | SITE_01053 | Primary | 2008 |  | Unknown | No | No | No | 0 |  | 0 |  | 0 |  | 0 |  | 2 |  | 0 |  | 0 |  | 2 |  | 2 |  | 2 |  | Single Family | 2661.5 | 2 | 0 | 2 | 5323 | 0 | 5323
SiteIntrvw_00000271 | SITE_01054 | Primary | 2016 |  | Unknown | Yes | Yes | No | 0 |  | 0 |  | 1 |  | 0 |  | 0 |  | 1 |  | 0 |  | 1 |  | 2 |  | 1 |  | Multifamily Residence | 214.04 | 2 | 0 | 2 | 428.08 | 0 | 428.08
SiteIntrvw_00000272 | SITE_01055 | Primary | 1991 |  | Unknown | No | No | No | 0 |  | 0 |  | 0 |  | 0 |  | 0 |  | 0 |  | 1 |  | 0 |  | 1 |  | 1 |  | Single Family | 1882.4 | 1 | 0 | 1 | 1882.4 | 0 | 1882.4
SiteIntrvw_00000273 | SITE_01056 | Primary | 1985 |  | Unknown | No | No | No | 0 |  | 0 |  | 0 |  | 0 |  | 1 |  | 1 |  | 1 |  | 1 |  | 3 |  | 3 |  | Single Family | 1882.4 | 3 | 0 | 3 | 5647.2 | 0 | 5647.2
SiteIntrvw_00001112 | SITE_01057 | Primary | 1985 |  | Unknown | No | No | No | 0 |  | 0 |  | 0 |  | 0 |  | 0 |  | 0 |  | 1 |  | 1 |  | 1 |  | 1 |  | Single Family | 1882.4 | 1 | 0 | 1 | 1882.4 | 0 | 1882.4
SiteIntrvw_00001113 | SITE_01058 | Primary | 2016 |  | Unknown | Yes | Yes | No | 0 |  | 0 |  | 0 |  | 0 |  | 0 |  | 2 |  | 0 |  | 0 |  | 2 |  | 2 |  | Single Family | 1882.4 | 2 | 0 | 2 | 3764.8 | 0 | 3764.8
SiteIntrvw_00000274 | SITE_01059 | Primary | 1987 |  | Unknown | No | No | No | 0 |  | 0 |  | 0 |  | 0 |  | 0 |  | 2 |  | 0 |  | 1 |  | 2 |  | 2 |  | Single Family | 1882.4 | 2 | 0 | 2 | 3764.8 | 0 | 3764.8
SiteIntrvw_00001114 | SITE_01060 | Primary | 2015 |  | Unknown | No | No | No | 0 |  | 0 |  | 0 |  | 0 |  | 0 |  | 0 |  | 1 |  | 0 |  | 1 |  | 1 |  | Single Family | 1882.4 | 1 | 0 | 1 | 1882.4 | 0 | 1882.4
SiteIntrvw_00001115 | SITE_01061 | Primary | 1996 |  | Unknown | Yes | Yes | No | 0 |  | 0 |  | 0 |  | 0 |  | 0 |  | 2 |  | 0 |  | 2 |  | 2 |  | 2 |  | Single Family | 1882.4 | 2 | 0 | 2 | 3764.8 | 0 | 3764.8
SiteIntrvw_00000275 | SITE_01062 | Primary | 1994 |  | Unknown | No | No | No | 0 |  | 0 |  | 0 |  | 0 |  | 0 |  | 2 |  | 0 |  | 1 |  | 2 |  | 2 |  | Single Family | 1882.4 | 2 | 0 | 2 | 3764.8 | 0 | 3764.8
SiteIntrvw_00001116 | SITE_01063 | Primary | 1998 |  | Unknown | No | No | No | 0 |  | 0 |  | 0 |  | 0 |  | 2 |  | 0 |  | 0 |  | 2 |  | 2 |  | 2 |  | Single Family | 1882.4 | 2 | 0 | 2 | 3764.8 | 0 | 3764.8
SiteIntrvw_00000276 | SITE_01064 | Primary | 2003 |  | Unknown | No | No | No | 0 |  | 0 |  | 0 |  | 0 |  | 0 |  | 0 |  | 2 |  | 0 |  | 2 |  | 2 |  | Single Family | 2661.5 | 2 | 0 | 2 | 5323 | 0 | 5323
SiteIntrvw_00001117 | SITE_01065 | Primary | 2004 |  | Unknown | No | No | No | 0 |  | 1 |  | 1 |  | 0 |  | 1 |  | 1 |  | 0 |  | 0 |  | 4 |  | 2 |  | Single Family | 1882.4 | 4 | 1 | 3 | 7529.6 | 1882.4 | 5647.2
SiteIntrvw_00000277 | SITE_01066 | Primary | 2010 |  | Unknown | No | No | No | 0 |  | 0 |  | 0 |  | 0 |  | 0 |  | 2 |  | 0 |  | 1 |  | 2 |  | 2 |  | Single Family | 1882.4 | 2 | 0 | 2 | 3764.8 | 0 | 3764.8
SiteIntrvw_00001118 | SITE_01067 | Primary | 1986 |  | Unknown | No | No | No | 0 |  | 0 |  | 0 |  | 0 |  | 0 |  | 1 |  | 1 |  | 2 |  | 2 |  | 2 |  | Single Family | 2661.5 | 2 | 0 | 2 | 5323 | 0 | 5323
SiteIntrvw_00000278 | SITE_01068 | Primary | 2006 |  | Unknown | No | No | No | 0 |  | 0 |  | 0 |  | 0 |  | 0 |  | 1 |  | 0 |  | 0 |  | 1 |  | 1 |  | Single Family | 1882.4 | 1 | 0 | 1 | 1882.4 | 0 | 1882.4
SiteIntrvw_00000279 | SITE_01069 | Primary | 1995 |  | Unknown | No | No | No | 0 |  | 0 |  | 0 |  | 0 |  | 0 |  | 0 |  | 2 |  | 0 |  | 2 |  | 2 |  | Manufactured | 331.65 | 2 | 0 | 2 | 663.3 | 0 | 663.3
SiteIntrvw_00001119 | SITE_01070 | Primary | 2015 |  | Unknown | Yes | Yes | No | 0 |  | 0 |  | 0 |  | 0 |  | 1 |  | 1 |  | 0 |  | 2 |  | 2 |  | 2 |  | Single Family | 1882.4 | 2 | 0 | 2 | 3764.8 | 0 | 3764.8
SiteIntrvw_00001120 | SITE_01071 | Primary | 1992 |  | Unknown | No | No | No | 0 |  | 0 |  | 0 |  | 0 |  | 0 |  | 2 |  | 0 |  | 1 |  | 2 |  | 2 |  | Single Family | 3801.52 | 2 | 0 | 2 | 7603.04 | 0 | 7603.04
SiteIntrvw_00001121 | SITE_01072 | Primary | 2012 |  | Unknown | No | No | No | 0 |  | 0 |  | 1 |  | 1 |  | 1 |  | 0 |  | 0 |  | 1 |  | 3 |  | 1 |  | Single Family | 3801.52 | 3 | 0 | 3 | 11404.56 | 0 | 11404.56
SiteIntrvw_00001122 | SITE_01073 | Primary | 2006 |  | Unknown | No | No | No | 0 |  | 0 |  | 0 |  | 0 |  | 0 |  | 0 |  | 2 |  | 0 |  | 2 |  | 2 |  | Single Family | 3801.52 | 2 | 0 | 2 | 7603.04 | 0 | 7603.04
SiteIntrvw_00001123 | SITE_01074 | Primary | 2015 |  | Unknown | No | No | No | 0 |  | 0 |  | 0 |  | 0 |  | 0 |  | 4 |  | 0 |  | 3 |  | 4 |  | 4 |  | Single Family | 3801.52 | 4 | 0 | 4 | 15206.08 | 0 | 15206.08
SiteIntrvw_00001124 | SITE_01075 | Primary | 2003 |  | Unknown | No | No | No | 0 |  | 0 |  | 1 |  | 1 |  | 3 |  | 0 |  | 0 |  | 3 |  | 5 |  | 3 |  | Single Family | 3801.52 | 5 | 0 | 5 | 19007.6 | 0 | 19007.6
SiteIntrvw_00001125 | SITE_01076 | Primary | 2012 |  | Unknown | Yes | Yes | No | 0 |  | 0 |  | 0 |  | 0 |  | 2 |  | 0 |  | 0 |  | 2 |  | 2 |  | 2 |  | Single Family | 3801.52 | 2 | 0 | 2 | 7603.04 | 0 | 7603.04
SiteIntrvw_00001126 | SITE_01077 | Primary | 2006 |  | Unknown | No | No | No | 0 |  | 0 |  | 0 |  | 2 |  | 0 |  | 2 |  | 1 |  | 1 |  | 5 |  | 3 |  | Single Family | 3801.52 | 5 | 0 | 5 | 19007.6 | 0 | 19007.6
SiteIntrvw_00001127 | SITE_01078 | Primary | 2016 |  | Unknown | Yes | No | No | 0 |  | 0 |  | 0 |  | 0 |  | 1 |  | 1 |  | 0 |  | 1 |  | 2 |  | 2 |  | Single Family | 3801.52 | 2 | 0 | 2 | 7603.04 | 0 | 7603.04
SiteIntrvw_00001128 | SITE_01079 | Primary | 2010 |  | Unknown | No | No | No | 0 |  | 0 |  | 2 |  | 1 |  | 2 |  | 0 |  | 0 |  | 2 |  | 5 |  | 2 |  | Manufactured | 997.59 | 5 | 0 | 5 | 4987.95 | 0 | 4987.95
SiteIntrvw_00001129 | SITE_01080 | Primary | 1986 |  | Unknown | No | No | No | 0 |  | 0 |  | 0 |  | 0 |  | 0 |  | 0 |  | 2 |  | 0 |  | 2 |  | 2 |  | Single Family | 3801.52 | 2 | 0 | 2 | 7603.04 | 0 | 7603.04
SiteIntrvw_00001130 | SITE_01081 | Primary | 2001 |  | Unknown | Yes | No | No | 0 |  | 0 |  | 0 |  | 0 |  | 1 |  | 2 |  | 0 |  | 0 |  | 3 |  | 3 |  | Single Family | 3801.52 | 3 | 0 | 3 | 11404.56 | 0 | 11404.56
SiteIntrvw_00001131 | SITE_01082 | Primary | 2016 |  | Unknown | Yes | Yes | No | 0 |  | 0 |  | 0 |  | 0 |  | 2 |  | 0 |  | 0 |  | 2 |  | 2 |  | 2 |  | Single Family | 3801.52 | 2 | 0 | 2 | 7603.04 | 0 | 7603.04
SiteIntrvw_00001132 | SITE_01083 | Primary | 2016 |  | Unknown | N/A | N/A | No | 0 |  | 0 |  | 2 |  | 0 |  | 2 |  | 1 |  | 0 |  | 2 |  | 5 |  | 3 |  | Single Family | 3801.52 | 5 | 0 | 5 | 19007.6 | 0 | 19007.6
SiteIntrvw_00001133 | SITE_01084 | Primary | 2002 |  | Unknown | No | No | No | 0 |  | 0 |  | 0 |  | 0 |  | 0 |  | 1 |  | 1 |  | 1 |  | 2 |  | 2 |  | Single Family | 3801.52 | 2 | 0 | 2 | 7603.04 | 0 | 7603.04
SiteIntrvw_00001134 | SITE_01085 | Primary | 2006 |  | Unknown | No | No | No | 0 |  | 0 |  | 0 |  | 2 |  | 1 |  | 1 |  | 0 |  | 1 |  | 4 |  | 2 |  | Single Family | 3801.52 | 4 | 0 | 4 | 15206.08 | 0 | 15206.08
SiteIntrvw_00001135 | SITE_01086 | Primary | 2001 |  | Unknown | No | No | No | 0 |  | 0 |  | 0 |  | 0 |  | 0 |  | 0 |  | 1 |  | 0 |  | 1 |  | 1 |  | Single Family | 3801.52 | 1 | 0 | 1 | 3801.52 | 0 | 3801.52
SiteIntrvw_00001136 | SITE_01087 | Primary | 1973 |  | Unknown | No | Yes | No | 0 |  | 0 |  | 0 |  | 0 |  | 0 |  | 0 |  | 1 |  | 0 |  | 1 |  | 1 |  | Single Family | 3801.52 | 1 | 0 | 1 | 3801.52 | 0 | 3801.52
SiteIntrvw_00001137 | SITE_01088 | Primary | 2006 |  | Unknown | No | No | No | 0 |  | 0 |  | 0 |  | 0 |  | 0 |  | 1 |  | 1 |  | 1 |  | 2 |  | 2 |  | Single Family | 3801.52 | 2 | 0 | 2 | 7603.04 | 0 | 7603.04
SiteIntrvw_00001138 | SITE_01089 | Primary | 2008 |  | Unknown | Yes | No | No | 0 |  | 0 |  | 0 |  | 2 |  | 1 |  | 2 |  | 0 |  | 2 |  | 5 |  | 3 |  | Single Family | 3801.52 | 5 | 0 | 5 | 19007.6 | 0 | 19007.6
SiteIntrvw_00001139 | SITE_01090 | Primary | 2007 |  | Unknown | No | No | No | 0 |  | 0 |  | 0 |  | 0 |  | 0 |  | 0 |  | 1 |  | 0 |  | 1 |  | 1 |  | Single Family | 3801.52 | 1 | 0 | 1 | 3801.52 | 0 | 3801.52
SiteIntrvw_00001140 | SITE_01091 | Primary | 1989 |  | Unknown | No | No | No | 0 |  | 0 |  | 0 |  | 0 |  | 1 |  | 2 |  | 1 |  | 2 |  | 4 |  | 4 |  | Single Family | 3801.52 | 4 | 0 | 4 | 15206.08 | 0 | 15206.08
SiteIntrvw_00001141 | SITE_01092 | Primary | 1976 |  | Unknown | No | No | No | 0 |  | 0 |  | 0 |  | 0 |  | 0 |  | 2 |  | 0 |  | 1 |  | 2 |  | 2 |  | Single Family | 3801.52 | 2 | 0 | 2 | 7603.04 | 0 | 7603.04
SiteIntrvw_00001142 | SITE_01093 | Primary | 2005 |  | Unknown | No | No | No | 0 |  | 0 |  | 0 |  | 0 |  | 0 |  | 2 |  | 0 |  | 1 |  | 2 |  | 2 |  | Single Family | 3801.52 | 2 | 0 | 2 | 7603.04 | 0 | 7603.04
SiteIntrvw_00001143 | SITE_01094 | Primary | 2013 |  | Unknown | No | No | Unknown | 0 |  | 2 |  | 0 |  | 0 |  | 2 |  | 0 |  | 0 |  | 2 |  | 4 |  | 2 |  | Single Family | 3801.52 | 4 | 2 | 2 | 15206.08 | 7603.04 | 7603.04
SiteIntrvw_00001144 | SITE_01095 | Primary | 1998 |  | Unknown | No | No | No | 0 |  | 0 |  | 0 |  | 1 |  | 0 |  | 1 |  | 0 |  | 2 |  | 2 |  | 1 |  | Single Family | 3801.52 | 2 | 0 | 2 | 7603.04 | 0 | 7603.04
SiteIntrvw_00001145 | SITE_01096 | Primary | 2014 |  | Unknown | No | No | No | 0 |  | 0 |  | 0 |  | 0 |  | 0 |  | 0 |  | 2 |  | 2 |  | 2 |  | 2 |  | Single Family | 3801.52 | 2 | 0 | 2 | 7603.04 | 0 | 7603.04
SiteIntrvw_00001146 | SITE_01097 | Primary | 1997 |  | Unknown | Yes | Yes | No | 0 |  | 0 |  | 0 |  | 0 |  | 1 |  | 2 |  | 0 |  | 1 |  | 3 |  | 3 |  | Single Family | 3801.52 | 3 | 0 | 3 | 11404.56 | 0 | 11404.56
SiteIntrvw_00001147 | SITE_01098 | Primary | 1994 |  | Unknown | No | No | No | 0 |  | 0 |  | 0 |  | 0 |  | 0 |  | 2 |  | 0 |  | 0 |  | 2 |  | 2 |  | Single Family | 3801.52 | 2 | 0 | 2 | 7603.04 | 0 | 7603.04
SiteIntrvw_00001148 | SITE_01099 | Primary | 2010 |  | Unknown | No | No | No | 0 |  | 0 |  | 0 |  | 0 |  | 0 |  | 1 |  | 1 |  | 1 |  | 2 |  | 2 |  | Single Family | 3801.52 | 2 | 0 | 2 | 7603.04 | 0 | 7603.04
SiteIntrvw_00001149 | SITE_01100 | Primary | 2013 |  | Unknown | No | No | No | 1 |  | 1 |  | 0 |  | 0 |  | 2 |  | 0 |  | 0 |  | 1 |  | 4 |  | 2 |  | Single Family | 3801.52 | 4 | 2 | 2 | 15206.08 | 7603.04 | 7603.04
SiteIntrvw_00001150 | SITE_01101 | Primary | 2001 |  | Unknown | No | No | No | 0 |  | 0 |  | 0 |  | 0 |  | 0 |  | 2 |  | 0 |  | 2 |  | 2 |  | 2 |  | Single Family | 3801.52 | 2 | 0 | 2 | 7603.04 | 0 | 7603.04
SiteIntrvw_00001151 | SITE_01102 | Primary | 2012 |  | Unknown | No | No | No | 0 |  | 1 |  | 0 |  | 1 |  | 2 |  | 0 |  | 0 |  | 2 |  | 4 |  | 2 |  | Single Family | 3801.52 | 4 | 1 | 3 | 15206.08 | 3801.52 | 11404.56
SiteIntrvw_00001152 | SITE_01103 | Primary | 2014 |  | Unknown | No | No | No | 0 |  | 0 |  | 1 |  | 2 |  | 2 |  | 0 |  | 0 |  | 1 |  | 5 |  | 2 |  | Multifamily Residence | 630.9 | 5 | 0 | 5 | 3154.5 | 0 | 3154.5
SiteIntrvw_00001153 | SITE_01104 | Primary | 2013 |  | Unknown | No | No | Unknown | 0 |  | 0 |  | 0 |  | 0 |  | 2 |  | 0 |  | 0 |  | 2 |  | 2 |  | 2 |  | Multifamily Residence | 2383.66 | 2 | 0 | 2 | 4767.32 | 0 | 4767.32
SiteIntrvw_00001154 | SITE_01105 | Primary | 1987 |  | Unknown | No | No | No | 0 |  | 0 |  | 0 |  | 0 |  | 0 |  | 0 |  | 2 |  | 0 |  | 2 |  | 2 |  | Multifamily Residence | 2383.66 | 2 | 0 | 2 | 4767.32 | 0 | 4767.32
SiteIntrvw_00001155 | SITE_01106 | Primary | 2016 |  | Unknown | Yes | No | No | 0 |  | 0 |  | 0 |  | 0 |  | 1 |  | 0 |  | 0 |  | 1 |  | 1 |  | 1 |  | Multifamily Residence | 2002.11 | 1 | 0 | 1 | 2002.11 | 0 | 2002.11
SiteIntrvw_00001156 | SITE_01107 | Primary | 2015 |  | Unknown | No | No | No | 0 |  | 0 |  | 0 |  | 0 |  | 2 |  | 0 |  | 0 |  | 2 |  | 2 |  | 2 |  | Multifamily Residence | 2383.66 | 2 | 0 | 2 | 4767.32 | 0 | 4767.32
SiteIntrvw_00001157 | SITE_01108 | Primary | 2014 |  | Unknown | No | No | No | 0 |  | 0 |  | 0 |  | 0 |  | 1 |  | 0 |  | 0 |  | 0 |  | 1 |  | 1 |  | Multifamily Residence | 630.9 | 1 | 0 | 1 | 630.9 | 0 | 630.9
SiteIntrvw_00001158 | SITE_01110 | Primary | 2004 |  | Unknown | No | No | No | 0 |  | 0 |  | 0 |  | 0 |  | 0 |  | 0 |  | 1 |  | 1 |  | 1 |  | 1 |  | Multifamily Residence | 630.9 | 1 | 0 | 1 | 630.9 | 0 | 630.9
SiteIntrvw_00001159 | SITE_01111 | Primary | 2015 |  | Unknown | No | Yes | No | 0 |  | 0 |  | 0 |  | 1 |  | 0 |  | 1 |  | 0 |  | 1 |  | 2 |  | 1 |  | Multifamily Residence | 2383.66 | 2 | 0 | 2 | 4767.32 | 0 | 4767.32
SiteIntrvw_00001160 | SITE_01112 | Primary | 2015 |  | Unknown | No | No | Yes | 0 |  | 0 |  | 0 |  | 0 |  | 2 |  | 0 |  | 0 |  | 2 |  | 2 |  | 2 |  | Multifamily Residence | 2383.66 | 2 | 0 | 2 | 4767.32 | 0 | 4767.32
SiteIntrvw_00001161 | SITE_01113 | Primary | 2016 |  | Unknown | No | No | Yes | 1 |  | 0 |  | 0 |  | 0 |  | 2 |  | 0 |  | 0 |  | 1 |  | 3 |  | 2 |  | Multifamily Residence | 2383.66 | 3 | 1 | 2 | 7150.98 | 2383.66 | 4767.32
SiteIntrvw_00001162 | SITE_01114 | Primary | 2010 |  | Unknown | No | No | No | 0 |  | 0 |  | 0 |  | 0 |  | 0 |  | 0 |  | 1 |  | 0 |  | 1 |  | 1 |  | Multifamily Residence | 2383.66 | 1 | 0 | 1 | 2383.66 | 0 | 2383.66
SiteIntrvw_00001163 | SITE_01115 | Primary | 2013 |  | Unknown | Yes | Yes | No | 0 |  | 0 |  | 0 |  | 0 |  | 0 |  | 1 |  | 0 |  | 0 |  | 1 |  | 1 |  | Multifamily Residence | 630.9 | 1 | 0 | 1 | 630.9 | 0 | 630.9
SiteIntrvw_00001164 | SITE_01116 | Primary | 2015 |  | Unknown | No | No | Unknown | 0 |  | 0 |  | 0 |  | 0 |  | 0 |  | 0 |  | 1 |  | 0 |  | 1 |  | 1 |  | Multifamily Residence | 2383.66 | 1 | 0 | 1 | 2383.66 | 0 | 2383.66
SiteIntrvw_00001983 | SITE_01117 | Primary | 2014 |  | Unknown | No | No | No | 0 |  | 0 |  | 0 |  | 0 |  | 1 |  | 1 |  | 0 |  | 0 |  | 2 |  | 2 |  | Multifamily Residence | 2383.66 | 2 | 0 | 2 | 4767.32 | 0 | 4767.32
SiteIntrvw_00001165 | SITE_01118 | Primary | 2015 |  | Unknown | Yes | Yes | Unknown | 0 |  | 0 |  | 0 |  | 0 |  | 0 |  | 1 |  | 0 |  | 1 |  | 1 |  | 1 |  | Multifamily Residence | 2383.66 | 1 | 0 | 1 | 2383.66 | 0 | 2383.66
SiteIntrvw_00001166 | SITE_01119 | Primary | 2011 |  | Unknown | No | No | No | 0 |  | 0 |  | 0 |  | 0 |  | 0 |  | 1 |  | 0 |  | 0 |  | 1 |  | 1 |  | Multifamily Residence | 2383.66 | 1 | 0 | 1 | 2383.66 | 0 | 2383.66
SiteIntrvw_00001167 | SITE_01120 | Primary | 2015 |  | Unknown | No | No | No | 0 |  | 0 |  | 0 |  | 0 |  | 0 |  | 0 |  | 1 |  | 0 |  | 1 |  | 1 |  | Multifamily Residence | 2383.66 | 1 | 0 | 1 | 2383.66 | 0 | 2383.66
SiteIntrvw_00001168 | SITE_01121 | Primary | 2013 |  | Unknown | No | No | No | 0 |  | 0 |  | 0 |  | 0 |  | 1 |  | 0 |  | 0 |  | 1 |  | 1 |  | 1 |  | Multifamily Residence | 2383.66 | 1 | 0 | 1 | 2383.66 | 0 | 2383.66
SiteIntrvw_00001169 | SITE_01122 | Primary | 2016 |  | Unknown | Yes | No | No | 1 |  | 0 |  | 0 |  | 0 |  | 1 |  | 0 |  | 0 |  | 1 |  | 2 |  | 1 |  | Multifamily Residence | 2383.66 | 2 | 1 | 1 | 4767.32 | 2383.66 | 2383.66
SiteIntrvw_00001170 | SITE_01123 | Primary | 2001 |  | Unknown | No | No | No | 0 |  | 0 |  | 0 |  | 0 |  | 0 |  | 0 |  | 2 |  | 0 |  | 2 |  | 2 |  | Multifamily Residence | 2002.11 | 2 | 0 | 2 | 4004.22 | 0 | 4004.22
SiteIntrvw_00001171 | SITE_01124 | Primary | 2002 |  | Unknown | No | No | No | 0 |  | 0 |  | 0 |  | 0 |  | 0 |  | 1 |  | 0 |  | 1 |  | 1 |  | 1 |  | Multifamily Residence | 2002.11 | 1 | 0 | 1 | 2002.11 | 0 | 2002.11
SiteIntrvw_00001172 | SITE_01125 | Primary | 2013 |  | Unknown | No | No | No | 0 |  | 0 |  | 0 |  | 0 |  | 1 |  | 0 |  | 0 |  | 1 |  | 1 |  | 1 |  | Multifamily Residence | 2383.66 | 1 | 0 | 1 | 2383.66 | 0 | 2383.66
SiteIntrvw_00001173 | SITE_01126 | Temporary Outpost | 2016 |  | Unknown | Yes | No | Yes | 0 |  | 0 |  | 0 |  | 0 |  | 2 |  | 0 |  | 0 |  | 2 |  | 2 |  | 2 |  | Multifamily Residence | 2383.66 | 2 | 0 | 2 | 4767.32 | 0 | 4767.32
SiteIntrvw_00001174 | SITE_01127 | Primary | 2012 |  | Unknown | No | No | Unknown | 0 |  | 0 |  | 0 |  | 0 |  | 0 |  | 0 |  | 2 |  | 1 |  | 2 |  | 2 |  | Multifamily Residence | 630.9 | 2 | 0 | 2 | 1261.8 | 0 | 1261.8
SiteIntrvw_00001175 | SITE_01128 | Primary | 2016 |  | Unknown | No | No | No | 0 |  | 2 |  | 0 |  | 0 |  | 1 |  | 0 |  | 0 |  | 1 |  | 3 |  | 1 |  | Multifamily Residence | 2000.27 | 3 | 2 | 1 | 6000.81 | 4000.54 | 2000.27
SiteIntrvw_00001176 | SITE_01129 | Primary | 2015 |  | Unknown | No | No | No | 0 |  | 0 |  | 0 |  | 0 |  | 1 |  | 1 |  | 0 |  | 1 |  | 2 |  | 2 |  | Multifamily Residence | 2000.27 | 2 | 0 | 2 | 4000.54 | 0 | 4000.54
SiteIntrvw_00001177 | SITE_01130 | Primary | 2013 |  | Unknown | Yes | Yes | No | 0 |  | 0 |  | 0 |  | 0 |  | 1 |  | 0 |  | 0 |  | 1 |  | 1 |  | 1 |  | Multifamily Residence | 2000.27 | 1 | 0 | 1 | 2000.27 | 0 | 2000.27
SiteIntrvw_00001178 | SITE_01131 | Primary | 2016 |  | Unknown | No | No | No | 0 |  | 0 |  | 0 |  | 0 |  | 2 |  | 0 |  | 0 |  | 2 |  | 2 |  | 2 |  | Multifamily Residence | 2000.27 | 2 | 0 | 2 | 4000.54 | 0 | 4000.54
SiteIntrvw_00001179 | SITE_01132 | Primary | 2009 |  | Unknown | No | No | No | 0 |  | 0 |  | 0 |  | 2 |  | 1 |  | 0 |  | 0 |  | 1 |  | 3 |  | 1 |  | Multifamily Residence | 2000.27 | 3 | 0 | 3 | 6000.81 | 0 | 6000.81
SiteIntrvw_00001180 | SITE_01133 | Primary | 1992 |  | Unknown | No | No | No | 0 |  | 0 |  | 0 |  | 0 |  | 0 |  | 2 |  | 0 |  | 1 |  | 2 |  | 2 |  | Multifamily Residence | 2000.27 | 2 | 0 | 2 | 4000.54 | 0 | 4000.54
SiteIntrvw_00001181 | SITE_01134 | Primary | 2016 |  | Unknown | Yes | No | No | 0 |  | 0 |  | 0 |  | 0 |  | 1 |  | 0 |  | 0 |  | 1 |  | 1 |  | 1 |  | Multifamily Residence | 2002.11 | 1 | 0 | 1 | 2002.11 | 0 | 2002.11
SiteIntrvw_00001182 | SITE_01135 | Primary | 2014 |  | Unknown | No | No | No | 0 |  | 0 |  | 0 |  | 0 |  | 1 |  | 1 |  | 0 |  | 0 |  | 2 |  | 2 |  | Multifamily Residence | 2002.11 | 2 | 0 | 2 | 4004.22 | 0 | 4004.22
SiteIntrvw_00001183 | SITE_01136 | Primary | 2006 |  | Unknown | Yes | Yes | No | 0 |  | 0 |  | 0 |  | 0 |  | 1 |  | 0 |  | 0 |  | 1 |  | 1 |  | 1 |  | Multifamily Residence | 2002.11 | 1 | 0 | 1 | 2002.11 | 0 | 2002.11
SiteIntrvw_00001184 | SITE_01137 | Primary | 2000 |  | Unknown | No | No | No | 0 |  | 0 |  | 0 |  | 0 |  | 0 |  | 0 |  | 2 |  | 0 |  | 2 |  | 2 |  | Single Family | 3801.52 | 2 | 0 | 2 | 7603.04 | 0 | 7603.04
SiteIntrvw_00001185 | SITE_01138 | Primary | 2016 |  | Unknown | No | No | No | 0 |  | 0 |  | 0 |  | 0 |  | 1 |  | 0 |  | 0 |  | 1 |  | 1 |  | 1 |  | Multifamily Residence | 2000.27 | 1 | 0 | 1 | 2000.27 | 0 | 2000.27
SiteIntrvw_00001186 | SITE_01139 | Primary | 2013 |  | Unknown | No | No | No | 0 |  | 0 |  | 0 |  | 0 |  | 0 |  | 1 |  | 1 |  | 0 |  | 2 |  | 2 |  | Multifamily Residence | 2000.27 | 2 | 0 | 2 | 4000.54 | 0 | 4000.54
SiteIntrvw_00001187 | SITE_01140 | Primary | 2015 |  | Unknown | No | No | No | 0 |  | 0 |  | 0 |  | 0 |  | 1 |  | 0 |  | 0 |  | 1 |  | 1 |  | 1 |  | Multifamily Residence | 2000.27 | 1 | 0 | 1 | 2000.27 | 0 | 2000.27
SiteIntrvw_00001188 | SITE_01141 | Primary | 2013 |  | Unknown | No | No | No | 0 |  | 1 |  | 0 |  | 0 |  | 2 |  | 0 |  | 0 |  | 1 |  | 3 |  | 2 |  | Multifamily Residence | 2000.27 | 3 | 1 | 2 | 6000.81 | 2000.27 | 4000.54
SiteIntrvw_00001189 | SITE_01142 | Primary | 2013 |  | Unknown | No | No | No | 0 |  | 1 |  | 2 |  | 2 |  | 2 |  | 0 |  | 0 |  | 1 |  | 7 |  | 2 |  | Multifamily Residence | 2002.11 | 7 | 1 | 6 | 14014.77 | 2002.11 | 12012.66
SiteIntrvw_00001190 | SITE_01143 | Primary | 2016 |  | Unknown | Yes | Unknown | No | 0 |  | 0 |  | 0 |  | 0 |  | 0 |  | 0 |  | 1 |  | 0 |  | 1 |  | 1 |  | Multifamily Residence | 2002.11 | 1 | 0 | 1 | 2002.11 | 0 | 2002.11
SiteIntrvw_00001191 | SITE_01144 | Primary | 2004 |  | Unknown | No | No | No | 0 |  | 0 |  | 0 |  | 0 |  | 1 |  | 1 |  | 0 |  | 0 |  | 2 |  | 2 |  | Multifamily Residence | 2002.11 | 2 | 0 | 2 | 4004.22 | 0 | 4004.22
SiteIntrvw_00001192 | SITE_01145 | Primary | 2016 |  | Unknown | Yes | Yes | Yes | 0 |  | 0 |  | 0 |  | 0 |  | 2 |  | 0 |  | 0 |  | 2 |  | 2 |  | 2 |  | Multifamily Residence | 2002.11 | 2 | 0 | 2 | 4004.22 | 0 | 4004.22
SiteIntrvw_00001193 | SITE_01146 | Primary | 2014 |  | Unknown | No | No | No | 0 |  | 0 |  | 0 |  | 0 |  | 0 |  | 0 |  | 1 |  | 1 |  | 1 |  | 1 |  | Multifamily Residence | 2000.27 | 1 | 0 | 1 | 2000.27 | 0 | 2000.27
SiteIntrvw_00001194 | SITE_01147 | Primary | 2005 |  | Unknown | No | No | No | 0 |  | 0 |  | 0 |  | 0 |  | 0 |  | 0 |  | 1 |  | 0 |  | 1 |  | 1 |  | Multifamily Residence | 2002.39 | 1 | 0 | 1 | 2002.39 | 0 | 2002.39
SiteIntrvw_00001195 | SITE_01148 | Primary | 2013 |  | Unknown | No | No | No | 0 |  | 0 |  | 0 |  | 0 |  | 0 |  | 1 |  | 0 |  | 0 |  | 1 |  | 1 |  | Multifamily Residence | 2002.39 | 1 | 0 | 1 | 2002.39 | 0 | 2002.39
SiteIntrvw_00001196 | SITE_01149 | Primary | 2013 |  | Unknown | No | No | No | 0 |  | 0 |  | 0 |  | 0 |  | 1 |  | 0 |  | 0 |  | 1 |  | 1 |  | 1 |  | Multifamily Residence | 2002.39 | 1 | 0 | 1 | 2002.39 | 0 | 2002.39
SiteIntrvw_00001197 | SITE_01150 | Primary | 2004 |  | Unknown | No | No | No | 0 |  | 0 |  | 0 |  | 0 |  | 0 |  | 1 |  | 0 |  | 0 |  | 1 |  | 1 |  | Multifamily Residence | 2002.39 | 1 | 0 | 1 | 2002.39 | 0 | 2002.39
SiteIntrvw_00001198 | SITE_01151 | Primary | 2016 |  | Unknown | Yes | Yes | No | 0 |  | 0 |  | 0 |  | 0 |  | 2 |  | 0 |  | 0 |  | 1 |  | 2 |  | 2 |  | Single Family | 2259.17 | 2 | 0 | 2 | 4518.34 | 0 | 4518.34
SiteIntrvw_00001199 | SITE_01152 | Primary | 2008 |  | Unknown | No | No | No | 0 |  | 0 |  | 0 |  | 0 |  | 0 |  | 1 |  | 0 |  | 1 |  | 1 |  | 1 |  | Single Family | 2259.17 | 1 | 0 | 1 | 2259.17 | 0 | 2259.17
SiteIntrvw_00001200 | SITE_01153 | Primary | 2014 |  | Unknown | No | No | No | 0 |  | 0 |  | 0 |  | 0 |  | 0 |  | 2 |  | 0 |  | 2 |  | 2 |  | 2 |  | Multifamily Residence | 2002.39 | 2 | 0 | 2 | 4004.78 | 0 | 4004.78
SiteIntrvw_00001201 | SITE_01154 | Primary | 2012 |  | Unknown | No | No | No | 0 |  | 0 |  | 0 |  | 0 |  | 1 |  | 0 |  | 0 |  | 0 |  | 1 |  | 1 |  | Multifamily Residence | 2002.39 | 1 | 0 | 1 | 2002.39 | 0 | 2002.39
SiteIntrvw_00001984 | SITE_01155 | Primary | 2016 |  | Unknown | Yes | No | No | 0 |  | 0 |  | 0 |  | 1 |  | 0 |  | 1 |  | 0 |  | 1 |  | 2 |  | 1 |  | Multifamily Residence | 2002.39 | 2 | 0 | 2 | 4004.78 | 0 | 4004.78
SiteIntrvw_00001202 | SITE_01156 | Primary | 2009 |  | Unknown | No | No | No | 0 |  | 0 |  | 0 |  | 1 |  | 0 |  | 1 |  | 0 |  | 0 |  | 2 |  | 1 |  | Multifamily Residence | 2002.39 | 2 | 0 | 2 | 4004.78 | 0 | 4004.78
SiteIntrvw_00001203 | SITE_01157 | Primary | 2011 |  | Unknown | No | No | Yes | 0 |  | 0 |  | 0 |  | 0 |  | 0 |  | 0 |  | 1 |  | 0 |  | 1 |  | 1 |  | Multifamily Residence | 2002.39 | 1 | 0 | 1 | 2002.39 | 0 | 2002.39
SiteIntrvw_00001204 | SITE_01158 | Primary | 2008 |  | Unknown | No | No | No | 0 |  | 0 |  | 0 |  | 0 |  | 1 |  | 0 |  | 0 |  | 0 |  | 1 |  | 1 |  | Multifamily Residence | 2002.39 | 1 | 0 | 1 | 2002.39 | 0 | 2002.39
SiteIntrvw_00001205 | SITE_01159 | Primary | 2014 |  | Unknown | No | No | No | 0 |  | 0 |  | 0 |  | 0 |  | 0 |  | 2 |  | 0 |  | 1 |  | 2 |  | 2 |  | Multifamily Residence | 2002.39 | 2 | 0 | 2 | 4004.78 | 0 | 4004.78
SiteIntrvw_00001206 | SITE_01160 | Primary | 1993 |  | Unknown | No | No | No | 0 |  | 0 |  | 0 |  | 0 |  | 0 |  | 1 |  | 0 |  | 0 |  | 1 |  | 1 |  | Multifamily Residence | 2002.39 | 1 | 0 | 1 | 2002.39 | 0 | 2002.39
SiteIntrvw_00001207 | SITE_01161 | Primary | 1993 |  | Unknown | No | No | No | 0 |  | 0 |  | 0 |  | 0 |  | 0 |  | 2 |  | 0 |  | 0 |  | 2 |  | 2 |  | Multifamily Residence | 2002.39 | 2 | 0 | 2 | 4004.78 | 0 | 4004.78
SiteIntrvw_00001208 | SITE_01162 | Primary | 2014 |  | Unknown | Yes | No | No | 0 |  | 0 |  | 0 |  | 0 |  | 1 |  | 1 |  | 0 |  | 1 |  | 2 |  | 2 |  | Single Family | 597.38 | 2 | 0 | 2 | 1194.76 | 0 | 1194.76
SiteIntrvw_00001209 | SITE_01163 | Primary | 2012 |  | Unknown | No | No | No | 0 |  | 0 |  | 0 |  | 0 |  | 0 |  | 1 |  | 0 |  | 0 |  | 1 |  | 1 |  | Multifamily Residence | 2002.39 | 1 | 0 | 1 | 2002.39 | 0 | 2002.39
SiteIntrvw_00001210 | SITE_01164 | Primary | 2013 |  | Unknown | No | No | No | 0 |  | 0 |  | 0 |  | 0 |  | 0 |  | 0 |  | 1 |  | 0 |  | 1 |  | 1 |  | Multifamily Residence | 2002.39 | 1 | 0 | 1 | 2002.39 | 0 | 2002.39
SiteIntrvw_00001211 | SITE_01165 | Primary | 2002 |  | Unknown | No | No | No | 0 |  | 0 |  | 0 |  | 0 |  | 0 |  | 0 |  | 1 |  | 0 |  | 1 |  | 1 |  | Multifamily Residence | 2002.39 | 1 | 0 | 1 | 2002.39 | 0 | 2002.39
SiteIntrvw_00001212 | SITE_01166 | Primary | 2016 |  | Unknown | Yes | No | No | 0 |  | 1 |  | 0 |  | 0 |  | 1 |  | 0 |  | 0 |  | 1 |  | 2 |  | 1 |  | Multifamily Residence | 2002.39 | 2 | 1 | 1 | 4004.78 | 2002.39 | 2002.39
SiteIntrvw_00001213 | SITE_01167 | Primary | 2013 |  | Unknown | No | Yes | Unknown | 0 |  | 0 |  | 0 |  | 0 |  | 0 |  | 1 |  | 0 |  | 0 |  | 1 |  | 1 |  | Multifamily Residence | 2002.39 | 1 | 0 | 1 | 2002.39 | 0 | 2002.39
SiteIntrvw_00001214 | SITE_01168 | Primary | 2014 |  | Unknown | No | No | No | 0 |  | 0 |  | 0 |  | 0 |  | 0 |  | 1 |  | 0 |  | 0 |  | 1 |  | 1 |  | Multifamily Residence | 2002.39 | 1 | 0 | 1 | 2002.39 | 0 | 2002.39
SiteIntrvw_00002013 | SITE_01169 | Primary | 2015 |  | Unknown | No | No | Yes | 0 |  | 0 |  | 0 |  | 0 |  | 2 |  | 0 |  | 0 |  | 2 |  | 2 |  | 2 |  | Multifamily Residence | 2002.39 | 2 | 0 | 2 | 4004.78 | 0 | 4004.78
SiteIntrvw_00001215 | SITE_01170 | Primary | 1989 |  | Unknown | No | Yes | No | 0 |  | 0 |  | 0 |  | 0 |  | 0 |  | 0 |  | 1 |  | 0 |  | 1 |  | 1 |  | Multifamily Residence | 2000.27 | 1 | 0 | 1 | 2000.27 | 0 | 2000.27
SiteIntrvw_00001216 | SITE_01171 | Primary | 2009 |  | Unknown | No | No | No | 0 |  | 0 |  | 0 |  | 0 |  | 0 |  | 0 |  | 1 |  | 0 |  | 1 |  | 1 |  | Multifamily Residence | 2002.39 | 1 | 0 | 1 | 2002.39 | 0 | 2002.39
SiteIntrvw_00001217 | SITE_01172 | Primary | 2008 |  | Unknown | No | No | No | 0 |  | 0 |  | 0 |  | 0 |  | 0 |  | 1 |  | 0 |  | 1 |  | 1 |  | 1 |  | Multifamily Residence | 2002.11 | 1 | 0 | 1 | 2002.11 | 0 | 2002.11
SiteIntrvw_00001218 | SITE_01173 | Primary | 2013 |  | Unknown | No | No | No | 0 |  | 1 |  | 1 |  | 2 |  | 2 |  | 0 |  | 0 |  | 2 |  | 6 |  | 2 |  | Multifamily Residence | 2383.66 | 6 | 1 | 5 | 14301.96 | 2383.66 | 11918.3
SiteIntrvw_00001219 | SITE_01174 | Primary | 2014 |  | Unknown | No | No | No | 0 |  | 0 |  | 0 |  | 0 |  | 0 |  | 0 |  | 2 |  | 0 |  | 2 |  | 2 |  | Multifamily Residence | 2383.66 | 2 | 0 | 2 | 4767.32 | 0 | 4767.32
SiteIntrvw_00001220 | SITE_01175 | Primary | 2012 |  | Unknown | Yes | No | No | 0 |  | 0 |  | 0 |  | 0 |  | 1 |  | 0 |  | 0 |  | 0 |  | 1 |  | 1 |  | Multifamily Residence | 2383.66 | 1 | 0 | 1 | 2383.66 | 0 | 2383.66
SiteIntrvw_00001221 | SITE_01176 | Primary | 2015 |  | Unknown | No | No | No | 0 |  | 0 |  | 0 |  | 0 |  | 0 |  | 2 |  | 0 |  | 0 |  | 2 |  | 2 |  | Multifamily Residence | 2383.66 | 2 | 0 | 2 | 4767.32 | 0 | 4767.32
SiteIntrvw_00001222 | SITE_01177 | Primary | 2007 |  | Unknown | No | No | Unknown | 0 |  | 0 |  | 0 |  | 0 |  | 0 |  | 1 |  | 0 |  | 0 |  | 1 |  | 1 |  | Single Family | 12576.67 | 1 | 0 | 1 | 12576.67 | 0 | 12576.67
SiteIntrvw_00001223 | SITE_01178 | Primary | 2016 |  | Unknown | Yes | Yes | No | 0 |  | 0 |  | 0 |  | 0 |  | 0 |  | 1 |  | 0 |  | 0 |  | 1 |  | 1 |  | Multifamily Residence | 2383.66 | 1 | 0 | 1 | 2383.66 | 0 | 2383.66
SiteIntrvw_00001224 | SITE_01179 | Primary | 2013 |  | Unknown | No | No | No | 0 |  | 0 |  | 0 |  | 0 |  | 0 |  | 0 |  | 1 |  | 0 |  | 1 |  | 1 |  | Multifamily Residence | 2383.66 | 1 | 0 | 1 | 2383.66 | 0 | 2383.66
SiteIntrvw_00001225 | SITE_01180 | Primary | 2015 |  | Unknown | No | No | No | 0 |  | 2 |  | 0 |  | 0 |  | 2 |  | 0 |  | 0 |  | 2 |  | 4 |  | 2 |  | Single Family | 12576.67 | 4 | 2 | 2 | 50306.68 | 25153.34 | 25153.34
SiteIntrvw_00002012 | SITE_01181 | Primary | 2015 |  | Unknown | No | No | No | 0 |  | 0 |  | 0 |  | 0 |  | 0 |  | 2 |  | 0 |  | 0 |  | 2 |  | 2 |  | Multifamily Residence | 2383.66 | 2 | 0 | 2 | 4767.32 | 0 | 4767.32
SiteIntrvw_00001226 | SITE_01182 | Primary | 2011 |  | Unknown | No | No | Yes | 0 |  | 0 |  | 0 |  | 1 |  | 1 |  | 2 |  | 0 |  | 1 |  | 4 |  | 3 |  | Multifamily Residence | 2804.94 | 4 | 0 | 4 | 11219.76 | 0 | 11219.76
SiteIntrvw_00001227 | SITE_01183 | Primary | 2016 |  | Unknown | No | Yes | Yes | 0 |  | 0 |  | 0 |  | 0 |  | 1 |  | 1 |  | 0 |  | 2 |  | 2 |  | 2 |  | Multifamily Residence | 2804.94 | 2 | 0 | 2 | 5609.88 | 0 | 5609.88
SiteIntrvw_00001228 | SITE_01184 | Primary | 2011 |  | Unknown | No | No | No | 0 |  | 0 |  | 0 |  | 0 |  | 0 |  | 1 |  | 0 |  | 0 |  | 1 |  | 1 |  | Multifamily Residence | 2804.94 | 1 | 0 | 1 | 2804.94 | 0 | 2804.94
SiteIntrvw_00001229 | SITE_01185 | Primary | 1997 |  | Unknown | No | No | No | 0 |  | 0 |  | 0 |  | 0 |  | 0 |  | 1 |  | 0 |  | 1 |  | 1 |  | 1 |  | Multifamily Residence | 2804.94 | 1 | 0 | 1 | 2804.94 | 0 | 2804.94
SiteIntrvw_00001230 | SITE_01186 | Primary | 2015 |  | Unknown | No | No | No | 0 |  | 0 |  | 0 |  | 0 |  | 0 |  | 0 |  | 1 |  | 0 |  | 1 |  | 1 |  | Multifamily Residence | 2383.66 | 1 | 0 | 1 | 2383.66 | 0 | 2383.66
SiteIntrvw_00001231 | SITE_01187 | Primary | 2016 |  | Unknown | No | Yes | Unknown | 0 |  | 1 |  | 0 |  | 0 |  | 1 |  | 0 |  | 0 |  | 0 |  | 2 |  | 1 |  | Multifamily Residence | 2804.94 | 2 | 1 | 1 | 5609.88 | 2804.94 | 2804.94
SiteIntrvw_00001232 | SITE_01188 | Primary | 2015 |  | Unknown | No | No | Yes | 0 |  | 0 |  | 0 |  | 0 |  | 1 |  | 0 |  | 0 |  | 1 |  | 1 |  | 1 |  | Multifamily Residence | 2804.94 | 1 | 0 | 1 | 2804.94 | 0 | 2804.94
SiteIntrvw_00001233 | SITE_01189 | Primary | 2012 |  | Unknown | No | No | No | 0 |  | 0 |  | 0 |  | 0 |  | 0 |  | 1 |  | 1 |  | 0 |  | 2 |  | 2 |  | Multifamily Residence | 2804.94 | 2 | 0 | 2 | 5609.88 | 0 | 5609.88
SiteIntrvw_00001234 | SITE_01190 | Primary | 2016 |  | Unknown | No | No | Unknown | 0 |  | 0 |  | 0 |  | 0 |  | 2 |  | 0 |  | 0 |  | 2 |  | 2 |  | 2 |  | Multifamily Residence | 2383.66 | 2 | 0 | 2 | 4767.32 | 0 | 4767.32
SiteIntrvw_00001235 | SITE_01191 | Primary | 2008 |  | Unknown | No | No | No | 0 |  | 0 |  | 0 |  | 0 |  | 0 |  | 0 |  | 1 |  | 0 |  | 1 |  | 1 |  | Multifamily Residence | 2383.66 | 1 | 0 | 1 | 2383.66 | 0 | 2383.66
SiteIntrvw_00001236 | SITE_01192 | Primary | 1984 |  | Unknown | Yes | No | No | 0 |  | 0 |  | 0 |  | 0 |  | 2 |  | 0 |  | 2 |  | 3 |  | 4 |  | 4 |  | Single Family | 3801.52 | 4 | 0 | 4 | 15206.08 | 0 | 15206.08
SiteIntrvw_00001237 | SITE_01193 | Primary | 2013 |  | Unknown | No | No | No | 0 |  | 2 |  | 0 |  | 0 |  | 2 |  | 0 |  | 0 |  | 2 |  | 4 |  | 2 |  | Single Family | 12576.67 | 4 | 2 | 2 | 50306.68 | 25153.34 | 25153.34
SiteIntrvw_00001238 | SITE_01194 | Primary | 2014 |  | Unknown | No | No | No | 0 |  | 0 |  | 0 |  | 2 |  | 0 |  | 1 |  | 0 |  | 1 |  | 3 |  | 1 |  | Single Family | 12576.67 | 3 | 0 | 3 | 37730.01 | 0 | 37730.01
SiteIntrvw_00001239 | SITE_01195 | Primary | 2015 |  | Unknown | No | No | Unknown | 1 |  | 0 |  | 0 |  | 0 |  | 2 |  | 0 |  | 0 |  | 1 |  | 3 |  | 2 |  | Single Family | 10259.39 | 3 | 1 | 2 | 30778.17 | 10259.39 | 20518.78
SiteIntrvw_00001240 | SITE_01196 | Primary | 1971 |  | Unknown | No | No | No | 0 |  | 0 |  | 0 |  | 0 |  | 0 |  | 0 |  | 2 |  | 0 |  | 2 |  | 2 |  | Single Family | 12576.67 | 2 | 0 | 2 | 25153.34 | 0 | 25153.34
SiteIntrvw_00001241 | SITE_01197 | Primary | 2014 |  | Unknown | No | No | No | 0 |  | 0 |  | 0 |  | 0 |  | 0 |  | 0 |  | 2 |  | 1 |  | 2 |  | 2 |  | Single Family | 10259.39 | 2 | 0 | 2 | 20518.78 | 0 | 20518.78
SiteIntrvw_00001242 | SITE_01198 | Primary | 2016 |  | Unknown | Yes | No | No | 0 |  | 1 |  | 0 |  | 0 |  | 3 |  | 0 |  | 0 |  | 2 |  | 4 |  | 3 |  | Single Family | 2259.17 | 4 | 1 | 3 | 9036.68 | 2259.17 | 6777.51
SiteIntrvw_00001243 | SITE_01199 | Primary | 2015 |  | Unknown | No | No | No | 0 |  | 0 |  | 0 |  | 0 |  | 0 |  | 1 |  | 0 |  | 1 |  | 1 |  | 1 |  | Single Family | 12576.67 | 1 | 0 | 1 | 12576.67 | 0 | 12576.67
SiteIntrvw_00001244 | SITE_01200 | Primary | 2013 |  | Unknown | No | No | No | 0 |  | 0 |  | 0 |  | 0 |  | 0 |  | 0 |  | 2 |  | 0 |  | 2 |  | 2 |  | Single Family | 12576.67 | 2 | 0 | 2 | 25153.34 | 0 | 25153.34
SiteIntrvw_00001245 | SITE_01201 | Primary | 1995 |  | Unknown | No | No | No | 0 |  | 0 |  | 0 |  | 0 |  | 0 |  | 2 |  | 0 |  | 2 |  | 2 |  | 2 |  | Single Family | 2259.17 | 2 | 0 | 2 | 4518.34 | 0 | 4518.34
SiteIntrvw_00001246 | SITE_01202 | Primary | 2005 |  | Unknown | No | No | No | 0 |  | 0 |  | 0 |  | 2 |  | 0 |  | 2 |  | 0 |  | 0 |  | 4 |  | 2 |  | Single Family | 12576.67 | 4 | 0 | 4 | 50306.68 | 0 | 50306.68
SiteIntrvw_00001247 | SITE_01203 | Primary | 1987 |  | Unknown | No | No | No | 0 |  | 0 |  | 0 |  | 0 |  | 0 |  | 0 |  | 1 |  | 0 |  | 1 |  | 1 |  | Single Family | 10259.39 | 1 | 0 | 1 | 10259.39 | 0 | 10259.39
SiteIntrvw_00001248 | SITE_01204 | Primary | 2015 |  | Unknown | No | No | No | 0 |  | 0 |  | 0 |  | 0 |  | 0 |  | 0 |  | 2 |  | 1 |  | 2 |  | 2 |  | Single Family | 12576.67 | 2 | 0 | 2 | 25153.34 | 0 | 25153.34
SiteIntrvw_00001249 | SITE_01205 | Primary | 2016 |  | Unknown | N/A | N/A | No | 0 |  | 0 |  | 0 |  | 0 |  | 0 |  | 1 |  | 1 |  | 0 |  | 2 |  | 2 |  | Single Family | 12576.67 | 2 | 0 | 2 | 25153.34 | 0 | 25153.34
SiteIntrvw_00001250 | SITE_01206 | Primary | 1980 |  | Unknown | No | No | No | 0 |  | 0 |  | 0 |  | 0 |  | 0 |  | 0 |  | 2 |  | 0 |  | 2 |  | 2 |  | Single Family | 12576.67 | 2 | 0 | 2 | 25153.34 | 0 | 25153.34
SiteIntrvw_00001251 | SITE_01207 | Primary | 2016 |  | Unknown | No | No | No | 0 |  | 0 |  | 0 |  | 0 |  | 1 |  | 1 |  | 0 |  | 1 |  | 2 |  | 2 |  | Single Family | 10259.39 | 2 | 0 | 2 | 20518.78 | 0 | 20518.78
SiteIntrvw_00001252 | SITE_01208 | Primary | 1977 |  | Unknown | No | No | No | 0 |  | 0 |  | 0 |  | 0 |  | 0 |  | 0 |  | 2 |  | 1 |  | 2 |  | 2 |  | Single Family | 3801.52 | 2 | 0 | 2 | 7603.04 | 0 | 7603.04
SiteIntrvw_00001985 | SITE_01209 | Primary | 2007 |  | Unknown | Yes | Yes | No | 0 |  | 0 |  | 0 |  | 2 |  | 2 |  | 0 |  | 0 |  | 2 |  | 4 |  | 2 |  | Single Family | 12576.67 | 4 | 0 | 4 | 50306.68 | 0 | 50306.68
SiteIntrvw_00001253 | SITE_01210 | Primary | 2007 |  | Unknown | No | No | No | 0 |  | 2 |  | 0 |  | 0 |  | 1 |  | 1 |  | 0 |  | 1 |  | 4 |  | 2 |  | Single Family | 12576.67 | 4 | 2 | 2 | 50306.68 | 25153.34 | 25153.34
SiteIntrvw_00001254 | SITE_01211 | Primary | 1999 |  | Unknown | Yes | Yes | No | 0 |  | 0 |  | 0 |  | 0 |  | 0 |  | 2 |  | 0 |  | 1 |  | 2 |  | 2 |  | Single Family | 2259.17 | 2 | 0 | 2 | 4518.34 | 0 | 4518.34
SiteIntrvw_00001255 | SITE_01212 | Primary | 2012 |  | Unknown | No | No | No | 0 |  | 0 |  | 0 |  | 0 |  | 0 |  | 2 |  | 0 |  | 1 |  | 2 |  | 2 |  | Single Family | 2259.17 | 2 | 0 | 2 | 4518.34 | 0 | 4518.34
SiteIntrvw_00001256 | SITE_01213 | Primary | 2003 |  | Unknown | No | No | No | 0 |  | 0 |  | 2 |  | 0 |  | 0 |  | 2 |  | 0 |  | 2 |  | 4 |  | 2 |  | Single Family | 3801.52 | 4 | 0 | 4 | 15206.08 | 0 | 15206.08
SiteIntrvw_00001257 | SITE_01214 | Primary | 1988 |  | Unknown | No | No | No | 0 |  | 0 |  | 0 |  | 0 |  | 1 |  | 1 |  | 1 |  | 2 |  | 3 |  | 3 |  | Single Family | 2259.17 | 3 | 0 | 3 | 6777.51 | 0 | 6777.51
SiteIntrvw_00001258 | SITE_01215 | Primary | 2014 |  | Unknown | No | No | No | 0 |  | 0 |  | 0 |  | 2 |  | 0 |  | 2 |  | 0 |  | 2 |  | 4 |  | 2 |  | Single Family | 597.38 | 4 | 0 | 4 | 2389.52 | 0 | 2389.52
SiteIntrvw_00001259 | SITE_01216 | Primary | 2013 |  | Unknown | No | No | No | 0 |  | 0 |  | 0 |  | 1 |  | 2 |  | 1 |  | 0 |  | 1 |  | 4 |  | 3 |  | Single Family | 12576.67 | 4 | 0 | 4 | 50306.68 | 0 | 50306.68
SiteIntrvw_00001260 | SITE_01217 | Primary | 2001 |  | Unknown | No | No | No | 2 |  | 0 |  | 0 |  | 0 |  | 0 |  | 0 |  | 2 |  | 0 |  | 4 |  | 2 |  | Single Family | 2259.17 | 4 | 2 | 2 | 9036.68 | 4518.34 | 4518.34
SiteIntrvw_00001261 | SITE_01218 | Primary | 2015 |  | Unknown | No | Yes | No | 0 |  | 0 |  | 0 |  | 0 |  | 0 |  | 1 |  | 1 |  | 1 |  | 2 |  | 2 |  | Manufactured | 1135.4 | 2 | 0 | 2 | 2270.8 | 0 | 2270.8
SiteIntrvw_00001262 | SITE_01219 | Primary | 2007 |  | Unknown | No | No | No | 0 |  | 0 |  | 0 |  | 1 |  | 0 |  | 2 |  | 0 |  | 0 |  | 3 |  | 2 |  | Manufactured | 1135.4 | 3 | 0 | 3 | 3406.2 | 0 | 3406.2
SiteIntrvw_00001263 | SITE_01220 | Primary | 2014 |  | Unknown | No | No | Unknown | 0 |  | 0 |  | 0 |  | 0 |  | 0 |  | 1 |  | 0 |  | 0 |  | 1 |  | 1 |  | Manufactured | 1135.4 | 1 | 0 | 1 | 1135.4 | 0 | 1135.4
SiteIntrvw_00001264 | SITE_01221 | Primary | 2014 |  | Unknown | Yes | Yes | No | 1 |  | 2 |  | 0 |  | 0 |  | 4 |  | 0 |  | 0 |  | 2 |  | 7 |  | 4 |  | Manufactured | 1135.4 | 7 | 3 | 4 | 7947.8 | 3406.2 | 4541.6
SiteIntrvw_00001265 | SITE_01222 | Primary | 2013 |  | Unknown | No | No | No | 0 |  | 0 |  | 0 |  | 0 |  | 0 |  | 1 |  | 0 |  | 1 |  | 1 |  | 1 |  | Manufactured | 894.83 | 1 | 0 | 1 | 894.83 | 0 | 894.83
SiteIntrvw_00001266 | SITE_01223 | Primary | 2013 |  | Unknown | No | No | No | 0 |  | 0 |  | 0 |  | 0 |  | 0 |  | 0 |  | 2 |  | 2 |  | 2 |  | 2 |  | Manufactured | 894.83 | 2 | 0 | 2 | 1789.66 | 0 | 1789.66
SiteIntrvw_00001267 | SITE_01224 | Primary | 2014 |  | Unknown | No | No | No | 0 |  | 0 |  | 0 |  | 0 |  | 0 |  | 1 |  | 0 |  | 1 |  | 1 |  | 1 |  | Manufactured | 894.83 | 1 | 0 | 1 | 894.83 | 0 | 894.83
SiteIntrvw_00001268 | SITE_01225 | Primary | 2015 |  | Unknown | No | No | No | 0 |  | 0 |  | 0 |  | 0 |  | 0 |  | 1 |  | 1 |  | 0 |  | 2 |  | 2 |  | Manufactured | 894.83 | 2 | 0 | 2 | 1789.66 | 0 | 1789.66
SiteIntrvw_00001269 | SITE_01226 | Primary | 2015 |  | Unknown | Yes | No | No | 0 |  | 0 |  | 0 |  | 0 |  | 0 |  | 1 |  | 1 |  | 0 |  | 2 |  | 2 |  | Manufactured | 894.83 | 2 | 0 | 2 | 1789.66 | 0 | 1789.66
SiteIntrvw_00001270 | SITE_01227 | Primary | 2015 |  | Unknown | No | No | No | 0 |  | 0 |  | 0 |  | 0 |  | 0 |  | 1 |  | 0 |  | 1 |  | 1 |  | 1 |  | Manufactured | 894.83 | 1 | 0 | 1 | 894.83 | 0 | 894.83
SiteIntrvw_00001271 | SITE_01228 | Primary | 2000 |  | Unknown | No | No | No | 0 |  | 0 |  | 0 |  | 0 |  | 2 |  | 1 |  | 0 |  | 2 |  | 3 |  | 3 |  | Manufactured | 894.83 | 3 | 0 | 3 | 2684.49 | 0 | 2684.49
SiteIntrvw_00001272 | SITE_01229 | Primary | 2015 |  | Unknown | No | No | No | 0 |  | 0 |  | 0 |  | 0 |  | 0 |  | 0 |  | 1 |  | 0 |  | 1 |  | 1 |  | Manufactured | 894.83 | 1 | 0 | 1 | 894.83 | 0 | 894.83
SiteIntrvw_00001273 | SITE_01230 | Primary | 2014 |  | Unknown | No | No | No | 0 |  | 0 |  | 0 |  | 0 |  | 0 |  | 0 |  | 1 |  | 0 |  | 1 |  | 1 |  | Multifamily Residence | 819.89 | 1 | 0 | 1 | 819.89 | 0 | 819.89
SiteIntrvw_00001274 | SITE_01231 | Primary | 2001 |  | Unknown | No | No | No | 0 |  | 0 |  | 0 |  | 0 |  | 0 |  | 0 |  | 1 |  | 0 |  | 1 |  | 1 |  | Multifamily Residence | 819.89 | 1 | 0 | 1 | 819.89 | 0 | 819.89
SiteIntrvw_00001275 | SITE_01232 | Primary | 2014 |  | Unknown | No | No | Yes | 0 |  | 0 |  | 0 |  | 0 |  | 0 |  | 1 |  | 0 |  | 1 |  | 1 |  | 1 |  | Multifamily Residence | 1307 | 1 | 0 | 1 | 1307 | 0 | 1307
SiteIntrvw_00001276 | SITE_01233 | Primary | 2012 |  | Unknown | No | No | No | 0 |  | 0 |  | 0 |  | 0 |  | 0 |  | 0 |  | 1 |  | 0 |  | 1 |  | 1 |  | Multifamily Residence | 1307 | 1 | 0 | 1 | 1307 | 0 | 1307
SiteIntrvw_00001277 | SITE_01234 | Primary | 2010 |  | Unknown | No | No | No | 0 |  | 2 |  | 0 |  | 0 |  | 2 |  | 0 |  | 0 |  | 1 |  | 4 |  | 2 |  | Multifamily Residence | 1307 | 4 | 2 | 2 | 5228 | 2614 | 2614
SiteIntrvw_00001278 | SITE_01235 | Primary | 2011 |  | Unknown | No | No | No | 0 |  | 0 |  | 0 |  | 0 |  | 0 |  | 0 |  | 1 |  | 0 |  | 1 |  | 1 |  | Multifamily Residence | 1307 | 1 | 0 | 1 | 1307 | 0 | 1307
SiteIntrvw_00001279 | SITE_01236 | Primary | 2009 |  | Unknown | No | No | No | 0 |  | 0 |  | 0 |  | 0 |  | 0 |  | 0 |  | 1 |  | 0 |  | 1 |  | 1 |  | Multifamily Residence | 819.89 | 1 | 0 | 1 | 819.89 | 0 | 819.89
SiteIntrvw_00001280 | SITE_01237 | Primary | 2016 |  | Unknown | No | No | No | 0 |  | 1 |  | 0 |  | 0 |  | 1 |  | 0 |  | 0 |  | 0 |  | 2 |  | 1 |  | Multifamily Residence | 819.89 | 2 | 1 | 1 | 1639.78 | 819.89 | 819.89
SiteIntrvw_00001281 | SITE_01238 | Primary | 2015 |  | Unknown | No | No | No | 0 |  | 0 |  | 0 |  | 1 |  | 3 |  | 0 |  | 0 |  | 2 |  | 4 |  | 3 |  | Single Family | 2348.97 | 4 | 0 | 4 | 9395.88 | 0 | 9395.88
SiteIntrvw_00001282 | SITE_01239 | Primary | 2015 |  | Unknown | No | No | Unknown | 0 |  | 0 |  | 1 |  | 0 |  | 0 |  | 1 |  | 0 |  | 1 |  | 2 |  | 1 |  | Multifamily Residence | 819.89 | 2 | 0 | 2 | 1639.78 | 0 | 1639.78
SiteIntrvw_00001283 | SITE_01240 | Primary | 2016 |  | Unknown | No | No | No | 0 |  | 0 |  | 0 |  | 0 |  | 2 |  | 0 |  | 0 |  | 2 |  | 2 |  | 2 |  | Single Family | 2348.97 | 2 | 0 | 2 | 4697.94 | 0 | 4697.94
SiteIntrvw_00001284 | SITE_01241 | Primary | 2014 |  | Unknown | No | No | No | 0 |  | 0 |  | 0 |  | 0 |  | 1 |  | 2 |  | 0 |  | 1 |  | 3 |  | 3 |  | Multifamily Residence | 751.56 | 3 | 0 | 3 | 2254.68 | 0 | 2254.68
SiteIntrvw_00001285 | SITE_01242 | Primary | 2014 |  | Unknown | No | No | No | 0 |  | 0 |  | 0 |  | 0 |  | 0 |  | 1 |  | 0 |  | 1 |  | 1 |  | 1 |  | Multifamily Residence | 751.56 | 1 | 0 | 1 | 751.56 | 0 | 751.56
SiteIntrvw_00001286 | SITE_01243 | Primary | 2008 |  | Unknown | No | No | No | 0 |  | 0 |  | 0 |  | 0 |  | 0 |  | 0 |  | 1 |  | 0 |  | 1 |  | 1 |  | Multifamily Residence | 751.56 | 1 | 0 | 1 | 751.56 | 0 | 751.56
SiteIntrvw_00001287 | SITE_01244 | Primary | 2017 |  | Unknown | Yes | Yes | No | 0 |  | 2 |  | 0 |  | 0 |  | 2 |  | 0 |  | 0 |  | 1 |  | 4 |  | 2 |  | Single Family | 3405.58 | 4 | 2 | 2 | 13622.32 | 6811.16 | 6811.16
SiteIntrvw_00002050 | SITE_01245 | Primary | 2016 |  | Unknown | Yes | Unknown | No | 0 |  | 0 |  | 0 |  | 1 |  | 0 |  | 2 |  | 0 |  | 0 |  | 3 |  | 2 |  | Multifamily Residence | 4053.65 | 3 | 0 | 3 | 12160.95 | 0 | 12160.95
SiteIntrvw_00001986 | SITE_01246 | Primary | 2009 |  | Unknown | No | No | No | 0 |  | 0 |  | 0 |  | 0 |  | 0 |  | 1 |  | 0 |  | 0 |  | 1 |  | 1 |  | Multifamily Residence | 751.56 | 1 | 0 | 1 | 751.56 | 0 | 751.56
SiteIntrvw_00001288 | SITE_01247 | Primary | 2016 |  | Unknown | Yes | No | Yes | 0 |  | 0 |  | 0 |  | 0 |  | 0 |  | 2 |  | 1 |  | 2 |  | 3 |  | 3 |  | Single Family | 3405.58 | 3 | 0 | 3 | 10216.74 | 0 | 10216.74
SiteIntrvw_00001987 | SITE_01248 | Primary | 2011 |  | Unknown | No | No | No | 0 |  | 0 |  | 0 |  | 0 |  | 0 |  | 1 |  | 0 |  | 0 |  | 1 |  | 1 |  | Multifamily Residence | 751.56 | 1 | 0 | 1 | 751.56 | 0 | 751.56
SiteIntrvw_00001289 | SITE_01249 | Primary | 2016 |  | Unknown | Yes | Yes | Yes | 0 |  | 0 |  | 0 |  | 1 |  | 0 |  | 2 |  | 0 |  | 1 |  | 3 |  | 2 |  | Multifamily Residence | 751.56 | 3 | 0 | 3 | 2254.68 | 0 | 2254.68
SiteIntrvw_00001290 | SITE_01250 | Primary | 2014 |  | Unknown | Yes | No | No | 0 |  | 1 |  | 0 |  | 0 |  | 1 |  | 0 |  | 0 |  | 1 |  | 2 |  | 1 |  | Multifamily Residence | 751.56 | 2 | 1 | 1 | 1503.12 | 751.56 | 751.56
SiteIntrvw_00001291 | SITE_01251 | Primary | 2015 |  | Unknown | No | No | Yes | 0 |  | 0 |  | 0 |  | 0 |  | 1 |  | 0 |  | 0 |  | 1 |  | 1 |  | 1 |  | Multifamily Residence | 751.56 | 1 | 0 | 1 | 751.56 | 0 | 751.56
SiteIntrvw_00001292 | SITE_01252 | Primary | 2016 |  | Unknown | No | No | Unknown | 0 |  | 0 |  | 0 |  | 0 |  | 1 |  | 0 |  | 0 |  | 1 |  | 1 |  | 1 |  | Multifamily Residence | 751.56 | 1 | 0 | 1 | 751.56 | 0 | 751.56
SiteIntrvw_00001293 | SITE_01253 | Primary | 2014 |  | Unknown | No | No | No | 0 |  | 0 |  | 0 |  | 0 |  | 0 |  | 1 |  | 0 |  | 1 |  | 1 |  | 1 |  | Multifamily Residence | 751.56 | 1 | 0 | 1 | 751.56 | 0 | 751.56
SiteIntrvw_00001988 | SITE_01254 | Primary | 2017 |  | Unknown | Yes | Yes | No | 0 |  | 0 |  | 0 |  | 0 |  | 0 |  | 0 |  | 2 |  | 0 |  | 2 |  | 2 |  | Single Family | 3405.58 | 2 | 0 | 2 | 6811.16 | 0 | 6811.16
SiteIntrvw_00001294 | SITE_01255 | Primary | 2011 |  | Unknown | No | No | No | 0 |  | 0 |  | 0 |  | 0 |  | 0 |  | 1 |  | 0 |  | 1 |  | 1 |  | 1 |  | Multifamily Residence | 751.56 | 1 | 0 | 1 | 751.56 | 0 | 751.56
SiteIntrvw_00001295 | SITE_01256 | Primary | 2012 |  | Unknown | No | No | No | 0 |  | 0 |  | 0 |  | 0 |  | 0 |  | 1 |  | 0 |  | 0 |  | 1 |  | 1 |  | Multifamily Residence | 751.56 | 1 | 0 | 1 | 751.56 | 0 | 751.56
SiteIntrvw_00001296 | SITE_01257 | Primary | 2016 |  | Unknown | No | No | No | 0 |  | 0 |  | 0 |  | 0 |  | 0 |  | 1 |  | 0 |  | 1 |  | 1 |  | 1 |  | Multifamily Residence | 751.56 | 1 | 0 | 1 | 751.56 | 0 | 751.56
SiteIntrvw_00001989 | SITE_01258 | Primary | 1999 |  | Unknown | No | No | No | 0 |  | 0 |  | 0 |  | 0 |  | 0 |  | 1 |  | 0 |  | 1 |  | 1 |  | 1 |  | Multifamily Residence | 751.56 | 1 | 0 | 1 | 751.56 | 0 | 751.56
SiteIntrvw_00002038 | SITE_01259 | Primary | 2015 |  | Unknown | No | No | No | 0 |  | 0 |  | 0 |  | 0 |  | 2 |  | 0 |  | 0 |  | 2 |  | 2 |  | 2 |  | Single Family | 3405.58 | 2 | 0 | 2 | 6811.16 | 0 | 6811.16
SiteIntrvw_00002007 | SITE_01260 | Primary | 2010 |  | Unknown | No | No | Yes | 0 |  | 1 |  | 0 |  | 1 |  | 2 |  | 0 |  | 0 |  | 2 |  | 4 |  | 2 |  | Multifamily Residence | 751.56 | 4 | 1 | 3 | 3006.24 | 751.56 | 2254.68
SiteIntrvw_00001990 | SITE_01261 | Primary | 2017 |  | Unknown | Yes | Yes | No | 0 |  | 1 |  | 0 |  | 0 |  | 1 |  | 1 |  | 0 |  | 0 |  | 3 |  | 2 |  | Multifamily Residence | 751.56 | 3 | 1 | 2 | 2254.68 | 751.56 | 1503.12
SiteIntrvw_00001297 | SITE_01262 | Primary | 2016 |  | Unknown | No | No | No | 0 |  | 0 |  | 0 |  | 0 |  | 2 |  | 1 |  | 0 |  | 2 |  | 3 |  | 3 |  | Multifamily Residence | 751.56 | 3 | 0 | 3 | 2254.68 | 0 | 2254.68
SiteIntrvw_00001298 | SITE_01263 | Primary | 2015 |  | Unknown | No | No | No | 0 |  | 0 |  | 0 |  | 0 |  | 1 |  | 0 |  | 1 |  | 1 |  | 2 |  | 2 |  | Multifamily Residence | 751.56 | 2 | 0 | 2 | 1503.12 | 0 | 1503.12
SiteIntrvw_00001991 | SITE_01264 | Primary | 2015 |  | Unknown | No | No | No | 0 |  | 0 |  | 0 |  | 0 |  | 0 |  | 1 |  | 0 |  | 0 |  | 1 |  | 1 |  | Multifamily Residence | 751.56 | 1 | 0 | 1 | 751.56 | 0 | 751.56
SiteIntrvw_00001299 | SITE_01265 | Primary | 2015 |  | Unknown | No | No | Unknown | 1 |  | 1 |  | 0 |  | 0 |  | 1 |  | 0 |  | 0 |  | 1 |  | 3 |  | 1 |  | Multifamily Residence | 751.56 | 3 | 2 | 1 | 2254.68 | 1503.12 | 751.56
SiteIntrvw_00001300 | SITE_01266 | Primary | 2010 |  | Unknown | No | No | No | 0 |  | 0 |  | 0 |  | 0 |  | 0 |  | 1 |  | 0 |  | 0 |  | 1 |  | 1 |  | Multifamily Residence | 751.56 | 1 | 0 | 1 | 751.56 | 0 | 751.56
SiteIntrvw_00001301 | SITE_01267 | Primary | 2008 |  | Unknown | No | No | No | 0 |  | 0 |  | 0 |  | 0 |  | 0 |  | 0 |  | 1 |  | 0 |  | 1 |  | 1 |  | Multifamily Residence | 751.56 | 1 | 0 | 1 | 751.56 | 0 | 751.56
SiteIntrvw_00001302 | SITE_01268 | Primary | 2014 |  | Unknown | No | No | No | 0 |  | 0 |  | 0 |  | 0 |  | 0 |  | 1 |  | 0 |  | 1 |  | 1 |  | 1 |  | Multifamily Residence | 751.56 | 1 | 0 | 1 | 751.56 | 0 | 751.56
SiteIntrvw_00001303 | SITE_01269 | Primary | 2001 |  | Unknown | No | No | No | 0 |  | 0 |  | 0 |  | 0 |  | 0 |  | 1 |  | 0 |  | 0 |  | 1 |  | 1 |  | Multifamily Residence | 751.56 | 1 | 0 | 1 | 751.56 | 0 | 751.56
SiteIntrvw_00001992 | SITE_01270 | Primary | 2016 |  | Unknown | No | No | Yes | 0 |  | 0 |  | 0 |  | 0 |  | 2 |  | 0 |  | 0 |  | 2 |  | 2 |  | 2 |  | Multifamily Residence | 751.56 | 2 | 0 | 2 | 1503.12 | 0 | 1503.12
SiteIntrvw_00001993 | SITE_01271 | Primary | 2016 |  | Unknown | No | No | No | 0 |  | 0 |  | 0 |  | 0 |  | 1 |  | 0 |  | 1 |  | 2 |  | 2 |  | 2 |  | Multifamily Residence | 751.56 | 2 | 0 | 2 | 1503.12 | 0 | 1503.12
SiteIntrvw_00001304 | SITE_01272 | Primary | 2016 |  | Unknown | No | No | No | 0 |  | 1 |  | 1 |  | 0 |  | 2 |  | 0 |  | 0 |  | 2 |  | 4 |  | 2 |  | Single Family | 3405.58 | 4 | 1 | 3 | 13622.32 | 3405.58 | 10216.74
SiteIntrvw_00001994 | SITE_01273 | Primary | 2015 |  | Unknown | No | No | No | 0 |  | 0 |  | 0 |  | 0 |  | 1 |  | 0 |  | 0 |  | 0 |  | 1 |  | 1 |  | Multifamily Residence | 751.56 | 1 | 0 | 1 | 751.56 | 0 | 751.56
SiteIntrvw_00001995 | SITE_01274 | Primary | 2004 |  | Unknown | No | No | No | 0 |  | 0 |  | 0 |  | 0 |  | 0 |  | 0 |  | 1 |  | 1 |  | 1 |  | 1 |  | Multifamily Residence | 751.56 | 1 | 0 | 1 | 751.56 | 0 | 751.56
SiteIntrvw_00001305 | SITE_01275 | Primary | 2016 |  | Unknown | No | No | No | 0 |  | 0 |  | 0 |  | 0 |  | 1 |  | 0 |  | 0 |  | 1 |  | 1 |  | 1 |  | Multifamily Residence | 751.56 | 1 | 0 | 1 | 751.56 | 0 | 751.56
SiteIntrvw_00001996 | SITE_01276 | Primary | 2014 |  | Unknown | No | No | No | 0 |  | 0 |  | 0 |  | 0 |  | 2 |  | 0 |  | 0 |  | 2 |  | 2 |  | 2 |  | Multifamily Residence | 751.56 | 2 | 0 | 2 | 1503.12 | 0 | 1503.12
SiteIntrvw_00001306 | SITE_01277 | Primary | 2014 |  | Unknown | No | No | No | 0 |  | 0 |  | 0 |  | 0 |  | 0 |  | 2 |  | 0 |  | 0 |  | 2 |  | 2 |  | Multifamily Residence | 751.56 | 2 | 0 | 2 | 1503.12 | 0 | 1503.12
SiteIntrvw_00001307 | SITE_01278 | Primary | 2017 |  | Unknown | Yes | Unknown | Yes | 0 |  | 0 |  | 0 |  | 1 |  | 0 |  | 1 |  | 1 |  | 1 |  | 3 |  | 2 |  | Manufactured | 894.83 | 3 | 0 | 3 | 2684.49 | 0 | 2684.49
SiteIntrvw_00001308 | SITE_01279 | Primary | 2013 |  | Unknown | No | No | No | 0 |  | 0 |  | 0 |  | 0 |  | 0 |  | 0 |  | 1 |  | 0 |  | 1 |  | 1 |  | Multifamily Residence | 751.56 | 1 | 0 | 1 | 751.56 | 0 | 751.56
SiteIntrvw_00001997 | SITE_01280 | Primary | 2014 |  | Unknown | No | No | No | 0 |  | 0 |  | 0 |  | 0 |  | 1 |  | 0 |  | 0 |  | 1 |  | 1 |  | 1 |  | Multifamily Residence | 751.56 | 1 | 0 | 1 | 751.56 | 0 | 751.56
SiteIntrvw_00001309 | SITE_01281 | Primary | 2015 |  | Unknown | No | No | No | 0 |  | 0 |  | 0 |  | 1 |  | 1 |  | 0 |  | 0 |  | 1 |  | 2 |  | 1 |  | Multifamily Residence | 751.56 | 2 | 0 | 2 | 1503.12 | 0 | 1503.12
SiteIntrvw_00001998 | SITE_01282 | Primary | 2013 |  | Unknown | No | No | No | 0 |  | 1 |  | 1 |  | 0 |  | 2 |  | 0 |  | 0 |  | 1 |  | 4 |  | 2 |  | Multifamily Residence | 751.56 | 4 | 1 | 3 | 3006.24 | 751.56 | 2254.68
SiteIntrvw_00001310 | SITE_01283 | Primary | 2009 |  | Unknown | No | No | No | 0 |  | 0 |  | 0 |  | 0 |  | 0 |  | 0 |  | 1 |  | 0 |  | 1 |  | 1 |  | Multifamily Residence | 751.56 | 1 | 0 | 1 | 751.56 | 0 | 751.56
SiteIntrvw_00001999 | SITE_01284 | Primary | 2008 |  | Unknown | No | No | No | 0 |  | 0 |  | 0 |  | 0 |  | 0 |  | 0 |  | 1 |  | 0 |  | 1 |  | 1 |  | Multifamily Residence | 751.56 | 1 | 0 | 1 | 751.56 | 0 | 751.56
SiteIntrvw_00001311 | SITE_01285 | Primary | 2012 |  | Unknown | No | No | Unknown | 0 |  | 0 |  | 0 |  | 0 |  | 1 |  | 1 |  | 0 |  | 1 |  | 2 |  | 2 |  | Multifamily Residence | 751.56 | 2 | 0 | 2 | 1503.12 | 0 | 1503.12
SiteIntrvw_00001312 | SITE_01286 | Primary | 2014 |  | Unknown | No | No | No | 0 |  | 2 |  | 0 |  | 0 |  | 1 |  | 0 |  | 0 |  | 0 |  | 3 |  | 1 |  | Multifamily Residence | 751.56 | 3 | 2 | 1 | 2254.68 | 1503.12 | 751.56
SiteIntrvw_00001313 | SITE_01287 | Primary | 2000 |  | Unknown | No | No | No | 0 |  | 0 |  | 0 |  | 0 |  | 0 |  | 2 |  | 0 |  | 0 |  | 2 |  | 2 |  | Multifamily Residence | 751.56 | 2 | 0 | 2 | 1503.12 | 0 | 1503.12
SiteIntrvw_00001314 | SITE_01288 | Primary | 2005 |  | Unknown | No | No | No | 0 |  | 0 |  | 0 |  | 0 |  | 0 |  | 1 |  | 0 |  | 0 |  | 1 |  | 1 |  | Multifamily Residence | 751.56 | 1 | 0 | 1 | 751.56 | 0 | 751.56
SiteIntrvw_00001315 | SITE_01289 | Primary | 2003 |  | Unknown | No | No | No | 0 |  | 0 |  | 0 |  | 0 |  | 0 |  | 0 |  | 1 |  | 0 |  | 1 |  | 1 |  | Single Family | 3405.58 | 1 | 0 | 1 | 3405.58 | 0 | 3405.58
SiteIntrvw_00001316 | SITE_01290 | Primary | 2008 |  | Unknown | No | No | No | 0 |  | 0 |  | 0 |  | 0 |  | 0 |  | 0 |  | 1 |  | 1 |  | 1 |  | 1 |  | Multifamily Residence | 751.56 | 1 | 0 | 1 | 751.56 | 0 | 751.56
SiteIntrvw_00001317 | SITE_01291 | Primary | 2014 |  | Unknown | No | No | No | 0 |  | 0 |  | 0 |  | 0 |  | 0 |  | 1 |  | 0 |  | 1 |  | 1 |  | 1 |  | Multifamily Residence | 751.56 | 1 | 0 | 1 | 751.56 | 0 | 751.56
SiteIntrvw_00001318 | SITE_01292 | Primary | 1983 |  | Unknown | No | No | No | 0 |  | 0 |  | 0 |  | 0 |  | 0 |  | 0 |  | 1 |  | 1 |  | 1 |  | 1 |  | Multifamily Residence | 751.56 | 1 | 0 | 1 | 751.56 | 0 | 751.56
SiteIntrvw_00001319 | SITE_01293 | Primary | 2004 |  | Unknown | No | No | No | 0 |  | 0 |  | 0 |  | 0 |  | 0 |  | 2 |  | 0 |  | 1 |  | 2 |  | 2 |  | Single Family | 2348.97 | 2 | 0 | 2 | 4697.94 | 0 | 4697.94
SiteIntrvw_00001320 | SITE_01294 | Primary | 2015 |  | Unknown | No | No | No | 0 |  | 2 |  | 0 |  | 0 |  | 2 |  | 0 |  | 0 |  | 1 |  | 4 |  | 2 |  | Single Family | 2348.97 | 4 | 2 | 2 | 9395.88 | 4697.94 | 4697.94
SiteIntrvw_00001321 | SITE_01295 | Primary | 1991 |  | Unknown | No | No | No | 0 |  | 0 |  | 0 |  | 0 |  | 0 |  | 0 |  | 2 |  | 0 |  | 2 |  | 2 |  | Single Family | 2348.97 | 2 | 0 | 2 | 4697.94 | 0 | 4697.94
SiteIntrvw_00001322 | SITE_01296 | Primary | 1992 |  | Unknown | No | No | No | 0 |  | 0 |  | 0 |  | 0 |  | 0 |  | 2 |  | 0 |  | 2 |  | 2 |  | 2 |  | Single Family | 1362.08 | 2 | 0 | 2 | 2724.16 | 0 | 2724.16
SiteIntrvw_00002000 | SITE_01297 | Primary | 1988 |  | Unknown | No | No | No | 0 |  | 0 |  | 0 |  | 0 |  | 0 |  | 0 |  | 2 |  | 0 |  | 2 |  | 2 |  | Single Family | 2348.97 | 2 | 0 | 2 | 4697.94 | 0 | 4697.94
SiteIntrvw_00001323 | SITE_01298 | Primary | 2004 |  | Unknown | No | No | No | 0 |  | 0 |  | 0 |  | 0 |  | 0 |  | 0 |  | 1 |  | 0 |  | 1 |  | 1 |  | Single Family | 3405.58 | 1 | 0 | 1 | 3405.58 | 0 | 3405.58
SiteIntrvw_00001324 | SITE_01299 | Primary | 2016 |  | Unknown | No | No | No | 0 |  | 0 |  | 1 |  | 1 |  | 1 |  | 0 |  | 0 |  | 1 |  | 3 |  | 1 |  | Single Family | 3405.58 | 3 | 0 | 3 | 10216.74 | 0 | 10216.74
SiteIntrvw_00002039 | SITE_01300 | Primary | 2016 |  | Unknown | No | No | No | 0 |  | 0 |  | 0 |  | 0 |  | 1 |  | 0 |  | 0 |  | 0 |  | 1 |  | 1 |  | Single Family | 3405.58 | 1 | 0 | 1 | 3405.58 | 0 | 3405.58
SiteIntrvw_00001325 | SITE_01301 | Primary | 1990 |  | Unknown | No | No | No | 0 |  | 0 |  | 0 |  | 0 |  | 0 |  | 1 |  | 1 |  | 0 |  | 2 |  | 2 |  | Single Family | 3405.58 | 2 | 0 | 2 | 6811.16 | 0 | 6811.16
SiteIntrvw_00001326 | SITE_01302 | Primary | 2013 |  | Unknown | No | No | No | 0 |  | 0 |  | 0 |  | 0 |  | 0 |  | 2 |  | 0 |  | 2 |  | 2 |  | 2 |  | Single Family | 3405.58 | 2 | 0 | 2 | 6811.16 | 0 | 6811.16
SiteIntrvw_00001327 | SITE_01303 | Primary | 2004 |  | Unknown | Yes | No | No | 0 |  | 0 |  | 0 |  | 0 |  | 1 |  | 2 |  | 0 |  | 2 |  | 3 |  | 3 |  | Manufactured | 894.83 | 3 | 0 | 3 | 2684.49 | 0 | 2684.49
SiteIntrvw_00001328 | SITE_01304 | Primary | 2006 |  | Unknown | No | No | No | 0 |  | 1 |  | 0 |  | 0 |  | 2 |  | 0 |  | 0 |  | 1 |  | 3 |  | 2 |  | Single Family | 3405.58 | 3 | 1 | 2 | 10216.74 | 3405.58 | 6811.16
SiteIntrvw_00002001 | SITE_01305 | Primary | 2017 |  | Unknown | Yes | Yes | No | 0 |  | 1 |  | 1 |  | 0 |  | 2 |  | 0 |  | 0 |  | 4 |  | 4 |  | 2 |  | Single Family | 3405.58 | 4 | 1 | 3 | 13622.32 | 3405.58 | 10216.74
SiteIntrvw_00001329 | SITE_01306 | Primary | 1986 |  | Unknown | No | No | No | 0 |  | 0 |  | 0 |  | 0 |  | 0 |  | 1 |  | 0 |  | 0 |  | 1 |  | 1 |  | Single Family | 3405.58 | 1 | 0 | 1 | 3405.58 | 0 | 3405.58
SiteIntrvw_00001330 | SITE_01307 | Primary | 2012 |  | Unknown | No | No | No | 0 |  | 0 |  | 0 |  | 0 |  | 0 |  | 1 |  | 0 |  | 1 |  | 1 |  | 1 |  | Single Family | 3405.58 | 1 | 0 | 1 | 3405.58 | 0 | 3405.58
SiteIntrvw_00001331 | SITE_01308 | Primary | 1992 |  | Unknown | Yes | Yes | No | 0 |  | 0 |  | 0 |  | 0 |  | 0 |  | 0 |  | 2 |  | 2 |  | 2 |  | 2 |  | Single Family | 3405.58 | 2 | 0 | 2 | 6811.16 | 0 | 6811.16
SiteIntrvw_00001332 | SITE_01309 | Primary | 2003 |  | Unknown | No | No | No | 0 |  | 0 |  | 0 |  | 0 |  | 0 |  | 0 |  | 2 |  | 0 |  | 2 |  | 2 |  | Single Family | 3405.58 | 2 | 0 | 2 | 6811.16 | 0 | 6811.16
SiteIntrvw_00001333 | SITE_01310 | Primary | 2016 |  | Unknown | Yes | Yes | No | 0 |  | 2 |  | 1 |  | 3 |  | 1 |  | 0 |  | 0 |  | 0 |  | 7 |  | 1 |  | Single Family | 3405.58 | 7 | 2 | 5 | 23839.06 | 6811.16 | 17027.9
SiteIntrvw_00001334 | SITE_01311 | Primary | 2001 |  | Unknown | No | No | No | 0 |  | 0 |  | 0 |  | 1 |  | 0 |  | 2 |  | 0 |  | 1 |  | 3 |  | 2 |  | Single Family | 3405.58 | 3 | 0 | 3 | 10216.74 | 0 | 10216.74
SiteIntrvw_00001335 | SITE_01312 | Primary | 1994 |  | Unknown | No | No | No | 0 |  | 0 |  | 0 |  | 0 |  | 0 |  | 1 |  | 1 |  | 1 |  | 2 |  | 2 |  | Single Family | 3405.58 | 2 | 0 | 2 | 6811.16 | 0 | 6811.16
SiteIntrvw_00001336 | SITE_01313 | Primary | 2013 |  | Unknown | No | No | No | 0 |  | 0 |  | 0 |  | 1 |  | 1 |  | 0 |  | 0 |  | 1 |  | 2 |  | 1 |  | Single Family | 3405.58 | 2 | 0 | 2 | 6811.16 | 0 | 6811.16
SiteIntrvw_00001337 | SITE_01314 | Primary | 2009 |  | Unknown | No | Yes | No | 0 |  | 0 |  | 0 |  | 0 |  | 0 |  | 1 |  | 1 |  | 1 |  | 2 |  | 2 |  | Single Family | 3405.58 | 2 | 0 | 2 | 6811.16 | 0 | 6811.16
SiteIntrvw_00001338 | SITE_01315 | Primary | 2016 |  | Unknown | No | No | No | 0 |  | 0 |  | 0 |  | 0 |  | 0 |  | 2 |  | 0 |  | 2 |  | 2 |  | 2 |  | Single Family | 3405.58 | 2 | 0 | 2 | 6811.16 | 0 | 6811.16
SiteIntrvw_00001339 | SITE_01316 | Primary | 2017 |  | Unknown | Yes | Unknown | No | 0 |  | 0 |  | 0 |  | 0 |  | 0 |  | 2 |  | 0 |  | 0 |  | 2 |  | 2 |  | Single Family | 3405.58 | 2 | 0 | 2 | 6811.16 | 0 | 6811.16
SiteIntrvw_00002040 | SITE_01317 | Primary | 2011 |  | Unknown | No | No | No | 0 |  | 0 |  | 0 |  | 0 |  | 1 |  | 0 |  | 2 |  | 2 |  | 3 |  | 3 |  | Single Family | 3405.58 | 3 | 0 | 3 | 10216.74 | 0 | 10216.74
SiteIntrvw_00001340 | SITE_01318 | Primary | 2003 |  | Unknown | Yes | Yes | No | 0 |  | 0 |  | 0 |  | 0 |  | 0 |  | 0 |  | 1 |  | 0 |  | 1 |  | 1 |  | Single Family | 3405.58 | 1 | 0 | 1 | 3405.58 | 0 | 3405.58
SiteIntrvw_00001341 | SITE_01319 | Primary | 1994 |  | Unknown | No | No | No | 0 |  | 0 |  | 0 |  | 0 |  | 0 |  | 0 |  | 2 |  | 1 |  | 2 |  | 2 |  | Single Family | 3405.58 | 2 | 0 | 2 | 6811.16 | 0 | 6811.16
SiteIntrvw_00001342 | SITE_01320 | Primary | 2017 |  | Unknown | No | No | No | 0 |  | 2 |  | 2 |  | 1 |  | 2 |  | 0 |  | 0 |  | 1 |  | 7 |  | 2 |  | Single Family | 3405.58 | 7 | 2 | 5 | 23839.06 | 6811.16 | 17027.9
SiteIntrvw_00001343 | SITE_01321 | Primary | 2015 |  | Unknown | No | No | No | 0 |  | 0 |  | 0 |  | 0 |  | 0 |  | 1 |  | 1 |  | 0 |  | 2 |  | 2 |  | Single Family | 3405.58 | 2 | 0 | 2 | 6811.16 | 0 | 6811.16
SiteIntrvw_00001344 | SITE_01322 | Primary | 2006 |  | Unknown | Yes | No | Yes | 0 |  | 0 |  | 0 |  | 1 |  | 0 |  | 0 |  | 2 |  | 0 |  | 3 |  | 2 |  | Single Family | 3405.58 | 3 | 0 | 3 | 10216.74 | 0 | 10216.74
SiteIntrvw_00001345 | SITE_01323 | Primary | 2007 |  | Unknown | No | No | No | 0 |  | 0 |  | 0 |  | 0 |  | 0 |  | 0 |  | 1 |  | 0 |  | 1 |  | 1 |  | Single Family | 3405.58 | 1 | 0 | 1 | 3405.58 | 0 | 3405.58
SiteIntrvw_00001346 | SITE_01324 | Primary | 2002 |  | Unknown | No | No | No | 0 |  | 0 |  | 0 |  | 0 |  | 0 |  | 0 |  | 1 |  | 0 |  | 1 |  | 1 |  | Single Family | 3405.58 | 1 | 0 | 1 | 3405.58 | 0 | 3405.58
SiteIntrvw_00001347 | SITE_01325 | Primary | 2017 |  | Unknown | Yes | N/A | No | 0 |  | 0 |  | 0 |  | 0 |  | 0 |  | 2 |  | 0 |  | 2 |  | 2 |  | 2 |  | Single Family | 3405.58 | 2 | 0 | 2 | 6811.16 | 0 | 6811.16
SiteIntrvw_00001348 | SITE_01326 | Primary | 1996 |  | Unknown | No | No | No | 0 |  | 0 |  | 0 |  | 1 |  | 0 |  | 2 |  | 0 |  | 2 |  | 3 |  | 2 |  | Single Family | 3405.58 | 3 | 0 | 3 | 10216.74 | 0 | 10216.74
SiteIntrvw_00001349 | SITE_01327 | Primary | 1984 |  | Unknown | No | No | No | 0 |  | 0 |  | 0 |  | 0 |  | 0 |  | 1 |  | 1 |  | 0 |  | 2 |  | 2 |  | Single Family | 3405.58 | 2 | 0 | 2 | 6811.16 | 0 | 6811.16
SiteIntrvw_00001350 | SITE_01328 | Primary | 2015 |  | Unknown | No | No | No | 0 |  | 0 |  | 0 |  | 0 |  | 0 |  | 1 |  | 1 |  | 0 |  | 2 |  | 2 |  | Single Family | 3405.58 | 2 | 0 | 2 | 6811.16 | 0 | 6811.16
SiteIntrvw_00001351 | SITE_01329 | Primary | 2015 |  | Unknown | No | No | No | 0 |  | 0 |  | 0 |  | 0 |  | 0 |  | 1 |  | 0 |  | 0 |  | 1 |  | 1 |  | Manufactured | 894.83 | 1 | 0 | 1 | 894.83 | 0 | 894.83
SiteIntrvw_00001352 | SITE_01330 | Secondary | 2007 |  | Unknown | No | No | Unknown | 0 |  | 0 |  | 0 |  | 0 |  | 0 |  | 2 |  | 0 |  | 1 |  | 2 |  | 2 |  | Single Family | 3405.58 | 2 | 0 | 2 | 6811.16 | 0 | 6811.16
SiteIntrvw_00001353 | SITE_01331 | Primary | 1984 |  | Unknown | No | No | No | 0 |  | 0 |  | 0 |  | 0 |  | 0 |  | 2 |  | 0 |  | 1 |  | 2 |  | 2 |  | Manufactured | 894.83 | 2 | 0 | 2 | 1789.66 | 0 | 1789.66
SiteIntrvw_00001354 | SITE_01332 | Primary | 2007 |  | Unknown | No | No | No | 0 |  | 0 |  | 0 |  | 2 |  | 2 |  | 0 |  | 0 |  | 1 |  | 4 |  | 2 |  | Single Family | 3405.58 | 4 | 0 | 4 | 13622.32 | 0 | 13622.32
SiteIntrvw_00001355 | SITE_01333 | Primary | 1971 |  | Unknown | No | No | No | 0 |  | 0 |  | 0 |  | 0 |  | 0 |  | 0 |  | 2 |  | 0 |  | 2 |  | 2 |  | Single Family | 3405.58 | 2 | 0 | 2 | 6811.16 | 0 | 6811.16
SiteIntrvw_00001356 | SITE_01334 | Primary | 2014 |  | Unknown | Yes | Yes | No | 0 |  | 0 |  | 0 |  | 0 |  | 1 |  | 0 |  | 2 |  | 2 |  | 3 |  | 3 |  | Single Family | 3405.58 | 3 | 0 | 3 | 10216.74 | 0 | 10216.74
SiteIntrvw_00001357 | SITE_01335 | Primary | 1996 |  | Unknown | Yes | Yes | No | 0 |  | 0 |  | 0 |  | 0 |  | 0 |  | 4 |  | 0 |  | 2 |  | 4 |  | 4 |  | Single Family | 3405.58 | 4 | 0 | 4 | 13622.32 | 0 | 13622.32
SiteIntrvw_00001358 | SITE_01336 | Primary | 2005 |  | Unknown | No | No | No | 0 |  | 0 |  | 0 |  | 0 |  | 0 |  | 1 |  | 1 |  | 1 |  | 2 |  | 2 |  | Single Family | 3405.58 | 2 | 0 | 2 | 6811.16 | 0 | 6811.16
SiteIntrvw_00001359 | SITE_01337 | Primary | 2003 |  | Unknown | No | No | No | 0 |  | 0 |  | 0 |  | 0 |  | 0 |  | 2 |  | 0 |  | 2 |  | 2 |  | 2 |  | Single Family | 3405.58 | 2 | 0 | 2 | 6811.16 | 0 | 6811.16
SiteIntrvw_00001360 | SITE_01338 | Primary | 2004 |  | Unknown | No | Yes | No | 0 |  | 0 |  | 0 |  | 0 |  | 0 |  | 0 |  | 1 |  | 0 |  | 1 |  | 1 |  | Single Family | 3405.58 | 1 | 0 | 1 | 3405.58 | 0 | 3405.58
SiteIntrvw_00001361 | SITE_01339 | Primary | 2016 |  | Unknown | No | No | No | 0 |  | 0 |  | 0 |  | 0 |  | 0 |  | 2 |  | 2 |  | 0 |  | 4 |  | 4 |  | Single Family | 3405.58 | 4 | 0 | 4 | 13622.32 | 0 | 13622.32
SiteIntrvw_00001362 | SITE_01340 | Primary | 2013 |  | Unknown | No | No | No | 0 |  | 0 |  | 0 |  | 0 |  | 0 |  | 1 |  | 1 |  | 0 |  | 2 |  | 2 |  | Single Family | 3405.58 | 2 | 0 | 2 | 6811.16 | 0 | 6811.16
SiteIntrvw_00001363 | SITE_01341 | Primary | 2014 |  | Unknown | No | No | No | 0 |  | 0 |  | 0 |  | 0 |  | 0 |  | 2 |  | 0 |  | 1 |  | 2 |  | 2 |  | Single Family | 3405.58 | 2 | 0 | 2 | 6811.16 | 0 | 6811.16
SiteIntrvw_00001364 | SITE_01342 | Primary | 2006 |  | Unknown | No | No | No | 0 |  | 0 |  | 0 |  | 0 |  | 0 |  | 0 |  | 2 |  | 0 |  | 2 |  | 2 |  | Manufactured | 894.83 | 2 | 0 | 2 | 1789.66 | 0 | 1789.66
SiteIntrvw_00001365 | SITE_01343 | Primary | 2010 |  | Unknown | No | No | No | 0 |  | 0 |  | 0 |  | 1 |  | 0 |  | 2 |  | 0 |  | 0 |  | 3 |  | 2 |  | Single Family | 3405.58 | 3 | 0 | 3 | 10216.74 | 0 | 10216.74
SiteIntrvw_00001366 | SITE_01344 | Primary | 2000 |  | Unknown | No | No | No | 0 |  | 0 |  | 0 |  | 1 |  | 0 |  | 2 |  | 0 |  | 2 |  | 3 |  | 2 |  | Single Family | 3405.58 | 3 | 0 | 3 | 10216.74 | 0 | 10216.74
SiteIntrvw_00001367 | SITE_01345 | Primary | 2001 |  | Unknown | Yes | No | No | 0 |  | 0 |  | 0 |  | 0 |  | 1 |  | 1 |  | 0 |  | 1 |  | 2 |  | 2 |  | Single Family | 3405.58 | 2 | 0 | 2 | 6811.16 | 0 | 6811.16
SiteIntrvw_00001368 | SITE_01346 | Primary | 2008 |  | Unknown | No | No | Unknown | 0 |  | 1 |  | 0 |  | 1 |  | 4 |  | 0 |  | 0 |  | 3 |  | 6 |  | 4 |  | Single Family | 3405.58 | 6 | 1 | 5 | 20433.48 | 3405.58 | 17027.9
SiteIntrvw_00001369 | SITE_01347 | Primary | 1998 |  | Unknown | No | No | No | 0 |  | 0 |  | 0 |  | 0 |  | 0 |  | 1 |  | 1 |  | 1 |  | 2 |  | 2 |  | Manufactured | 894.83 | 2 | 0 | 2 | 1789.66 | 0 | 1789.66
SiteIntrvw_00001370 | SITE_01348 | Primary | 1999 |  | Unknown | No | No | No | 0 |  | 0 |  | 0 |  | 0 |  | 0 |  | 1 |  | 0 |  | 0 |  | 1 |  | 1 |  | Single Family | 3405.58 | 1 | 0 | 1 | 3405.58 | 0 | 3405.58
SiteIntrvw_00002002 | SITE_01349 | Primary | 2010 |  | Unknown | No | No | No | 0 |  | 0 |  | 0 |  | 0 |  | 0 |  | 0 |  | 1 |  | 0 |  | 1 |  | 1 |  | Manufactured | 894.83 | 1 | 0 | 1 | 894.83 | 0 | 894.83
SiteIntrvw_00001371 | SITE_01350 | Primary | 1993 |  | Unknown | No | No | No | 0 |  | 0 |  | 0 |  | 0 |  | 0 |  | 0 |  | 2 |  | 0 |  | 2 |  | 2 |  | Single Family | 3405.58 | 2 | 0 | 2 | 6811.16 | 0 | 6811.16
SiteIntrvw_00002003 | SITE_01351 | Primary | 2013 |  | Unknown | Yes | Unknown | No | 0 |  | 0 |  | 0 |  | 0 |  | 2 |  | 3 |  | 0 |  | 2 |  | 5 |  | 5 |  | Single Family | 3405.58 | 5 | 0 | 5 | 17027.9 | 0 | 17027.9
SiteIntrvw_00001372 | SITE_01352 | Primary | 2016 |  | Unknown | No | No | No | 0 |  | 0 |  | 0 |  | 0 |  | 0 |  | 2 |  | 0 |  | 1 |  | 2 |  | 2 |  | Single Family | 3405.58 | 2 | 0 | 2 | 6811.16 | 0 | 6811.16
SiteIntrvw_00001373 | SITE_01353 | Primary | 2005 |  | Unknown | No | No | No | 0 |  | 0 |  | 0 |  | 0 |  | 0 |  | 1 |  | 0 |  | 0 |  | 1 |  | 1 |  | Single Family | 3405.58 | 1 | 0 | 1 | 3405.58 | 0 | 3405.58
SiteIntrvw_00002004 | SITE_01354 | Primary | 2005 |  | Unknown | Yes | No | Unknown | 0 |  | 0 |  | 0 |  | 0 |  | 0 |  | 2 |  | 0 |  | 2 |  | 2 |  | 2 |  | Manufactured | 894.83 | 2 | 0 | 2 | 1789.66 | 0 | 1789.66
SiteIntrvw_00001374 | SITE_01355 | Primary | 2005 |  | Unknown | No | No | No | 0 |  | 0 |  | 0 |  | 0 |  | 0 |  | 0 |  | 1 |  | 0 |  | 1 |  | 1 |  | Multifamily Residence | 751.56 | 1 | 0 | 1 | 751.56 | 0 | 751.56
SiteIntrvw_00001375 | SITE_01356 | Primary | 2006 |  | Unknown | No | No | No | 0 |  | 0 |  | 0 |  | 0 |  | 0 |  | 1 |  | 2 |  | 1 |  | 3 |  | 3 |  | Single Family | 3405.58 | 3 | 0 | 3 | 10216.74 | 0 | 10216.74
SiteIntrvw_00001376 | SITE_01357 | Primary | 2013 |  | Unknown | Yes | No | No | 0 |  | 2 |  | 0 |  | 1 |  | 2 |  | 0 |  | 0 |  | 3 |  | 5 |  | 2 |  | Single Family | 3405.58 | 5 | 2 | 3 | 17027.9 | 6811.16 | 10216.74
SiteIntrvw_00001377 | SITE_01358 | Primary | 2015 |  | Unknown | No | No | No | 0 |  | 0 |  | 0 |  | 0 |  | 2 |  | 0 |  | 0 |  | 1 |  | 2 |  | 2 |  | Single Family | 3405.58 | 2 | 0 | 2 | 6811.16 | 0 | 6811.16
SiteIntrvw_00001378 | SITE_01359 | Primary | 2016 |  | Unknown | No | No | No | 0 |  | 0 |  | 0 |  | 0 |  | 0 |  | 1 |  | 0 |  | 1 |  | 1 |  | 1 |  | Single Family | 3405.58 | 1 | 0 | 1 | 3405.58 | 0 | 3405.58
SiteIntrvw_00001379 | SITE_01360 | Primary | 2004 |  | Unknown | No | No | No | 0 |  | 0 |  | 0 |  | 0 |  | 0 |  | 0 |  | 2 |  | 1 |  | 2 |  | 2 |  | Single Family | 3405.58 | 2 | 0 | 2 | 6811.16 | 0 | 6811.16
SiteIntrvw_00001380 | SITE_01361 | Primary | 2016 |  | Unknown | No | No | No | 0 |  | 0 |  | 0 |  | 0 |  | 1 |  | 1 |  | 0 |  | 1 |  | 2 |  | 2 |  | Manufactured | 626.07 | 2 | 0 | 2 | 1252.14 | 0 | 1252.14
SiteIntrvw_00000280 | SITE_01362 | Primary | 2012 |  | Unknown | No | No | No | 0 |  | 0 |  | 0 |  | 0 |  | 1 |  | 0 |  | 0 |  | 0 |  | 1 |  | 1 |  | Single Family | 8874.09 | 1 | 0 | 1 | 8874.09 | 0 | 8874.09
SiteIntrvw_00000281 | SITE_01363 | Primary | 2014 |  | Unknown | No | No | No | 0 |  | 0 |  | 0 |  | 1 |  | 1 |  | 0 |  | 0 |  | 1 |  | 2 |  | 1 |  | Multifamily Residence | 4053.65 | 2 | 0 | 2 | 8107.3 | 0 | 8107.3
SiteIntrvw_00000282 | SITE_01364 | Primary | 1997 |  | Unknown | No | No | No | 0 |  | 0 |  | 0 |  | 0 |  | 0 |  | 0 |  | 2 |  | 0 |  | 2 |  | 2 |  | Manufactured | 1745.15 | 2 | 0 | 2 | 3490.3 | 0 | 3490.3
SiteIntrvw_00002022 | SITE_01365 | Primary | 2005 |  | Unknown | No | No | No | 0 |  | 0 |  | 0 |  | 0 |  | 0 |  | 0 |  | 1 |  | 0 |  | 1 |  | 1 |  | Multifamily Residence | 4053.65 | 1 | 0 | 1 | 4053.65 | 0 | 4053.65
SiteIntrvw_00002023 | SITE_01366 | Primary | 2015 |  | Unknown | No | No | No | 0 |  | 1 |  | 0 |  | 0 |  | 1 |  | 0 |  | 0 |  | 0 |  | 2 |  | 1 |  | Multifamily Residence | 4053.65 | 2 | 1 | 1 | 8107.3 | 4053.65 | 4053.65
SiteIntrvw_00002024 | SITE_01367 | Primary | 2007 |  | Unknown | No | No | No | 0 |  | 0 |  | 0 |  | 0 |  | 0 |  | 0 |  | 1 |  | 0 |  | 1 |  | 1 |  | Multifamily Residence | 751.56 | 1 | 0 | 1 | 751.56 | 0 | 751.56
SiteIntrvw_00000283 | SITE_01368 | Primary | 2004 |  | Unknown | No | No | No | 0 |  | 0 |  | 0 |  | 0 |  | 0 |  | 0 |  | 1 |  | 0 |  | 1 |  | 1 |  | Multifamily Residence | 4053.65 | 1 | 0 | 1 | 4053.65 | 0 | 4053.65
SiteIntrvw_00000284 | SITE_01369 | Primary | 2010 |  | Unknown | No | No | No | 0 |  | 0 |  | 1 |  | 0 |  | 0 |  | 1 |  | 0 |  | 0 |  | 2 |  | 1 |  | Multifamily Residence | 751.56 | 2 | 0 | 2 | 1503.12 | 0 | 1503.12
SiteIntrvw_00000285 | SITE_01370 | Primary | 2001 |  | Unknown | No | No | No | 0 |  | 0 |  | 0 |  | 0 |  | 0 |  | 1 |  | 1 |  | 1 |  | 2 |  | 2 |  | Multifamily Residence | 4053.65 | 2 | 0 | 2 | 8107.3 | 0 | 8107.3
SiteIntrvw_00000286 | SITE_01371 | Primary | 2013 |  | Unknown | No | No | No | 0 |  | 0 |  | 0 |  | 0 |  | 1 |  | 0 |  | 0 |  | 1 |  | 1 |  | 1 |  | Multifamily Residence | 4053.65 | 1 | 0 | 1 | 4053.65 | 0 | 4053.65
SiteIntrvw_00000287 | SITE_01372 | Primary | 2012 |  | Unknown | No | No | No | 0 |  | 0 |  | 0 |  | 0 |  | 2 |  | 0 |  | 0 |  | 1 |  | 2 |  | 2 |  | Multifamily Residence | 4053.65 | 2 | 0 | 2 | 8107.3 | 0 | 8107.3
SiteIntrvw_00000288 | SITE_01373 | Primary | 2013 |  | Unknown | No | No | No | 0 |  | 0 |  | 0 |  | 0 |  | 0 |  | 0 |  | 1 |  | 0 |  | 1 |  | 1 |  | Multifamily Residence | 4053.65 | 1 | 0 | 1 | 4053.65 | 0 | 4053.65
SiteIntrvw_00000289 | SITE_01374 | Primary | 2007 |  | Unknown | No | No | No | 0 |  | 0 |  | 0 |  | 0 |  | 0 |  | 0 |  | 1 |  | 0 |  | 1 |  | 1 |  | Multifamily Residence | 4053.65 | 1 | 0 | 1 | 4053.65 | 0 | 4053.65
SiteIntrvw_00002025 | SITE_01375 | Primary | 2013 |  | Unknown | No | Yes | No | 0 |  | 0 |  | 0 |  | 1 |  | 0 |  | 1 |  | 0 |  | 0 |  | 2 |  | 1 |  | Multifamily Residence | 751.56 | 2 | 0 | 2 | 1503.12 | 0 | 1503.12
SiteIntrvw_00002026 | SITE_01376 | Primary | 2008 |  | Unknown | No | No | No | 0 |  | 0 |  | 0 |  | 0 |  | 0 |  | 2 |  | 0 |  | 2 |  | 2 |  | 2 |  | Multifamily Residence | 751.56 | 2 | 0 | 2 | 1503.12 | 0 | 1503.12
SiteIntrvw_00000290 | SITE_01377 | Primary | 2013 |  | Unknown | No | No | No | 0 |  | 0 |  | 0 |  | 0 |  | 1 |  | 0 |  | 0 |  | 0 |  | 1 |  | 1 |  | Multifamily Residence | 4053.65 | 1 | 0 | 1 | 4053.65 | 0 | 4053.65
SiteIntrvw_00000291 | SITE_01378 | Primary | 2012 |  | Unknown | Yes | Yes | Yes | 0 |  | 0 |  | 2 |  | 1 |  | 2 |  | 0 |  | 0 |  | 1 |  | 5 |  | 2 |  | Multifamily Residence | 4053.65 | 5 | 0 | 5 | 20268.25 | 0 | 20268.25
SiteIntrvw_00000292 | SITE_01379 | Primary | 2013 |  | Unknown | No | No | No | 0 |  | 0 |  | 0 |  | 0 |  | 0 |  | 0 |  | 1 |  | 0 |  | 1 |  | 1 |  | Single Family | 8874.09 | 1 | 0 | 1 | 8874.09 | 0 | 8874.09
SiteIntrvw_00002047 | SITE_01380 | Primary | 2015 |  | Unknown | Yes | Yes | No | 0 |  | 0 |  | 0 |  | 0 |  | 2 |  | 0 |  | 0 |  | 0 |  | 2 |  | 2 |  | Multifamily Residence | 4053.65 | 2 | 0 | 2 | 8107.3 | 0 | 8107.3
SiteIntrvw_00002027 | SITE_01381 | Primary | 2013 |  | Unknown | No | No | No | 0 |  | 0 |  | 0 |  | 1 |  | 1 |  | 0 |  | 0 |  | 1 |  | 2 |  | 1 |  | Multifamily Residence | 751.56 | 2 | 0 | 2 | 1503.12 | 0 | 1503.12
SiteIntrvw_00000293 | SITE_01382 | Primary | 2012 |  | Unknown | No | No | No | 0 |  | 1 |  | 1 |  | 1 |  | 2 |  | 1 |  | 0 |  | 0 |  | 6 |  | 3 |  | Single Family | 3405.58 | 6 | 1 | 5 | 20433.48 | 3405.58 | 17027.9
SiteIntrvw_00000294 | SITE_01383 | Primary | 2015 |  | Unknown | No | No | Unknown | 0 |  | 0 |  | 0 |  | 0 |  | 2 |  | 0 |  | 0 |  | 1 |  | 2 |  | 2 |  | Multifamily Residence | 4053.65 | 2 | 0 | 2 | 8107.3 | 0 | 8107.3
SiteIntrvw_00000295 | SITE_01384 | Primary | 2011 |  | Unknown | No | No | No | 0 |  | 0 |  | 0 |  | 0 |  | 0 |  | 1 |  | 0 |  | 0 |  | 1 |  | 1 |  | Multifamily Residence | 4053.65 | 1 | 0 | 1 | 4053.65 | 0 | 4053.65
SiteIntrvw_00000296 | SITE_01385 | Primary | 2013 |  | Unknown | No | No | No | 0 |  | 0 |  | 0 |  | 0 |  | 0 |  | 0 |  | 2 |  | 0 |  | 2 |  | 2 |  | Manufactured | 894.83 | 2 | 0 | 2 | 1789.66 | 0 | 1789.66
SiteIntrvw_00000297 | SITE_01386 | Primary | 2013 |  | Unknown | No | No | No | 0 |  | 0 |  | 0 |  | 0 |  | 1 |  | 0 |  | 0 |  | 1 |  | 1 |  | 1 |  | Multifamily Residence | 4053.65 | 1 | 0 | 1 | 4053.65 | 0 | 4053.65
SiteIntrvw_00000298 | SITE_01387 | Primary | 2014 |  | Unknown | No | No | No | 0 |  | 0 |  | 0 |  | 1 |  | 0 |  | 1 |  | 0 |  | 1 |  | 2 |  | 1 |  | Multifamily Residence | 4053.65 | 2 | 0 | 2 | 8107.3 | 0 | 8107.3
SiteIntrvw_00000299 | SITE_01388 | Primary | 2009 |  | Unknown | No | No | Yes | 0 |  | 0 |  | 0 |  | 0 |  | 0 |  | 1 |  | 1 |  | 0 |  | 2 |  | 2 |  | Manufactured | 1745.15 | 2 | 0 | 2 | 3490.3 | 0 | 3490.3
SiteIntrvw_00000300 | SITE_01389 | Primary | 2014 |  | Unknown | No | No | No | 0 |  | 0 |  | 0 |  | 0 |  | 0 |  | 0 |  | 2 |  | 0 |  | 2 |  | 2 |  | Manufactured | 894.83 | 2 | 0 | 2 | 1789.66 | 0 | 1789.66
SiteIntrvw_00000301 | SITE_01390 | Primary | 2015 |  | Unknown | Yes | No | Yes | 0 |  | 0 |  | 0 |  | 0 |  | 3 |  | 0 |  | 0 |  | 3 |  | 3 |  | 3 |  | Multifamily Residence | 4053.65 | 3 | 0 | 3 | 12160.95 | 0 | 12160.95
SiteIntrvw_00000302 | SITE_01391 | Primary | 2011 |  | Unknown | No | No | No | 0 |  | 0 |  | 0 |  | 0 |  | 2 |  | 0 |  | 0 |  | 1 |  | 2 |  | 2 |  | Multifamily Residence | 4053.65 | 2 | 0 | 2 | 8107.3 | 0 | 8107.3
SiteIntrvw_00000303 | SITE_01392 | Primary | 2008 |  | Unknown | Yes | No | No | 0 |  | 2 |  | 1 |  | 0 |  | 0 |  | 2 |  | 0 |  | 0 |  | 5 |  | 2 |  | Manufactured | 1745.15 | 5 | 2 | 3 | 8725.75 | 3490.3 | 5235.45
SiteIntrvw_00000304 | SITE_01393 | Secondary | 2010 |  | Unknown | No | No | No | 0 |  | 0 |  | 1 |  | 0 |  | 2 |  | 0 |  | 0 |  | 1 |  | 3 |  | 2 |  | Multifamily Residence | 4053.65 | 3 | 0 | 3 | 12160.95 | 0 | 12160.95
SiteIntrvw_00000305 | SITE_01394 | Primary | 2011 |  | Unknown | No | No | No | 0 |  | 0 |  | 0 |  | 1 |  | 1 |  | 1 |  | 0 |  | 0 |  | 3 |  | 2 |  | Multifamily Residence | 4053.65 | 3 | 0 | 3 | 12160.95 | 0 | 12160.95
SiteIntrvw_00000306 | SITE_01395 | Primary | 2014 |  | Unknown | Yes | Yes | No | 0 |  | 0 |  | 0 |  | 0 |  | 1 |  | 1 |  | 0 |  | 1 |  | 2 |  | 2 |  | Multifamily Residence | 4053.65 | 2 | 0 | 2 | 8107.3 | 0 | 8107.3
SiteIntrvw_00000307 | SITE_01396 | Primary | 2013 |  | Unknown | No | No | No | 0 |  | 0 |  | 0 |  | 0 |  | 0 |  | 0 |  | 2 |  | 1 |  | 2 |  | 2 |  | Multifamily Residence | 4053.65 | 2 | 0 | 2 | 8107.3 | 0 | 8107.3
SiteIntrvw_00000308 | SITE_01397 | Primary | 2014 |  | Unknown | No | No | No | 0 |  | 0 |  | 0 |  | 0 |  | 2 |  | 0 |  | 0 |  | 2 |  | 2 |  | 2 |  | Multifamily Residence | 4053.65 | 2 | 0 | 2 | 8107.3 | 0 | 8107.3
SiteIntrvw_00000309 | SITE_01398 | Primary | 2006 |  | Unknown | No | No | No | 0 |  | 0 |  | 0 |  | 0 |  | 0 |  | 1 |  | 0 |  | 0 |  | 1 |  | 1 |  | Multifamily Residence | 4053.65 | 1 | 0 | 1 | 4053.65 | 0 | 4053.65
SiteIntrvw_00000310 | SITE_01399 | Primary | 2014 |  | Unknown | No | Yes | No | 0 |  | 0 |  | 0 |  | 0 |  | 1 |  | 0 |  | 0 |  | 0 |  | 1 |  | 1 |  | Multifamily Residence | 4053.65 | 1 | 0 | 1 | 4053.65 | 0 | 4053.65
SiteIntrvw_00000311 | SITE_01400 | Primary | 2011 |  | Unknown | Yes | No | No | 0 |  | 2 |  | 0 |  | 0 |  | 2 |  | 0 |  | 0 |  | 1 |  | 4 |  | 2 |  | Multifamily Residence | 4053.65 | 4 | 2 | 2 | 16214.6 | 8107.3 | 8107.3
SiteIntrvw_00000312 | SITE_01401 | Primary | 2007 |  | Unknown | No | No | No | 0 |  | 0 |  | 0 |  | 0 |  | 0 |  | 1 |  | 0 |  | 1 |  | 1 |  | 1 |  | Multifamily Residence | 4053.65 | 1 | 0 | 1 | 4053.65 | 0 | 4053.65
SiteIntrvw_00000313 | SITE_01402 | Primary | 2016 |  | Unknown | Yes | No | Yes | 0 |  | 0 |  | 2 |  | 0 |  | 1 |  | 0 |  | 0 |  | 1 |  | 3 |  | 1 |  | Multifamily Residence | 4053.65 | 3 | 0 | 3 | 12160.95 | 0 | 12160.95
SiteIntrvw_00000314 | SITE_01403 | Primary | 2005 |  | Unknown | No | No | No | 0 |  | 0 |  | 0 |  | 0 |  | 0 |  | 0 |  | 2 |  | 0 |  | 2 |  | 2 |  | Multifamily Residence | 4053.65 | 2 | 0 | 2 | 8107.3 | 0 | 8107.3
SiteIntrvw_00000315 | SITE_01404 | Primary | 2015 |  | Unknown | No | No | No | 0 |  | 0 |  | 1 |  | 1 |  | 0 |  | 2 |  | 0 |  | 1 |  | 4 |  | 2 |  | Manufactured | 1745.15 | 4 | 0 | 4 | 6980.6 | 0 | 6980.6
SiteIntrvw_00000316 | SITE_01405 | Primary | 2002 |  | Unknown | No | No | No | 0 |  | 0 |  | 0 |  | 0 |  | 0 |  | 2 |  | 0 |  | 2 |  | 2 |  | 2 |  | Multifamily Residence | 4053.65 | 2 | 0 | 2 | 8107.3 | 0 | 8107.3
SiteIntrvw_00000317 | SITE_01406 | Primary | 2016 |  | Unknown | Yes | Yes | No | 0 |  | 0 |  | 0 |  | 0 |  | 2 |  | 0 |  | 0 |  | 2 |  | 2 |  | 2 |  | Multifamily Residence | 4053.65 | 2 | 0 | 2 | 8107.3 | 0 | 8107.3
SiteIntrvw_00000318 | SITE_01407 | Primary | 2015 |  | Unknown | Yes | Yes | Yes | 0 |  | 0 |  | 0 |  | 0 |  | 2 |  | 0 |  | 0 |  | 2 |  | 2 |  | 2 |  | Multifamily Residence | 751.56 | 2 | 0 | 2 | 1503.12 | 0 | 1503.12
SiteIntrvw_00000319 | SITE_01408 | Primary | 2015 |  | Unknown | Yes | Yes | Yes | 0 |  | 0 |  | 0 |  | 0 |  | 2 |  | 1 |  | 0 |  | 1 |  | 3 |  | 3 |  | Multifamily Residence | 4053.65 | 3 | 0 | 3 | 12160.95 | 0 | 12160.95
SiteIntrvw_00000320 | SITE_01409 | Primary | 2015 |  | Unknown | No | No | No | 1 |  | 1 |  | 0 |  | 0 |  | 2 |  | 0 |  | 0 |  | 2 |  | 4 |  | 2 |  | Manufactured | 1745.15 | 4 | 2 | 2 | 6980.6 | 3490.3 | 3490.3
SiteIntrvw_00000322 | SITE_01411 | Primary | 2015 |  | Unknown | No | Yes | No | 0 |  | 0 |  | 0 |  | 0 |  | 1 |  | 0 |  | 0 |  | 1 |  | 1 |  | 1 |  | Multifamily Residence | 4053.65 | 1 | 0 | 1 | 4053.65 | 0 | 4053.65
SiteIntrvw_00000323 | SITE_01412 | Primary | 2007 |  | Unknown | No | No | No | 0 |  | 0 |  | 1 |  | 9 |  | 1 |  | 1 |  | 0 |  | 0 |  | 12 |  | 2 |  | Manufactured | 1745.15 | 12 | 0 | 12 | 20941.8 | 0 | 20941.8
SiteIntrvw_00000324 | SITE_01413 | Primary | 2015 |  | Unknown | No | Yes | No | 0 |  | 0 |  | 0 |  | 0 |  | 0 |  | 0 |  | 1 |  | 0 |  | 1 |  | 1 |  | Multifamily Residence | 4053.65 | 1 | 0 | 1 | 4053.65 | 0 | 4053.65
SiteIntrvw_00000325 | SITE_01414 | Primary | 2012 |  | Unknown | No | No | Yes | 0 |  | 0 |  | 0 |  | 0 |  | 0 |  | 0 |  | 1 |  | 0 |  | 1 |  | 1 |  | Multifamily Residence | 751.56 | 1 | 0 | 1 | 751.56 | 0 | 751.56
SiteIntrvw_00000326 | SITE_01415 | Primary | 2008 |  | Unknown | No | No | No | 0 |  | 1 |  | 0 |  | 2 |  | 2 |  | 0 |  | 0 |  | 2 |  | 5 |  | 2 |  | Single Family | 8874.09 | 5 | 1 | 4 | 44370.45 | 8874.09 | 35496.36
SiteIntrvw_00000327 | SITE_01416 | Primary | 2003 |  | Unknown | No | No | No | 0 |  | 0 |  | 0 |  | 3 |  | 2 |  | 0 |  | 0 |  | 2 |  | 5 |  | 2 |  | Single Family | 8874.09 | 5 | 0 | 5 | 44370.45 | 0 | 44370.45
SiteIntrvw_00000328 | SITE_01417 | Primary | 2006 |  | Unknown | No | No | No | 0 |  | 0 |  | 0 |  | 0 |  | 0 |  | 1 |  | 0 |  | 0 |  | 1 |  | 1 |  | Single Family | 8874.09 | 1 | 0 | 1 | 8874.09 | 0 | 8874.09
SiteIntrvw_00000329 | SITE_01418 | Primary | 1999 |  | Unknown | No | No | No | 0 |  | 0 |  | 0 |  | 0 |  | 0 |  | 1 |  | 0 |  | 0 |  | 1 |  | 1 |  | Single Family | 8874.09 | 1 | 0 | 1 | 8874.09 | 0 | 8874.09
SiteIntrvw_00000330 | SITE_01419 | Primary | 2009 |  | Unknown | No | No | No | 0 |  | 0 |  | 0 |  | 0 |  | 0 |  | 0 |  | 1 |  | 0 |  | 1 |  | 1 |  | Multifamily Residence | 4053.65 | 1 | 0 | 1 | 4053.65 | 0 | 4053.65
SiteIntrvw_00000331 | SITE_01420 | Primary | 2007 |  | Unknown | No | No | No | 0 |  | 0 |  | 0 |  | 0 |  | 0 |  | 0 |  | 1 |  | 1 |  | 1 |  | 1 |  | Manufactured | 1745.15 | 1 | 0 | 1 | 1745.15 | 0 | 1745.15
SiteIntrvw_00000332 | SITE_01421 | Primary | 2015 |  | Unknown | Yes | No | No | 0 |  | 0 |  | 0 |  | 0 |  | 4 |  | 1 |  | 0 |  | 5 |  | 5 |  | 5 |  | Single Family | 8874.09 | 5 | 0 | 5 | 44370.45 | 0 | 44370.45
SiteIntrvw_00000333 | SITE_01422 | Primary | 2006 |  | Unknown | No | No | No | 0 |  | 0 |  | 0 |  | 0 |  | 0 |  | 1 |  | 1 |  | 2 |  | 2 |  | 2 |  | Single Family | 8874.09 | 2 | 0 | 2 | 17748.18 | 0 | 17748.18
SiteIntrvw_00000334 | SITE_01423 | Primary | 1971 |  | Unknown | No | No | No | 0 |  | 0 |  | 0 |  | 0 |  | 0 |  | 0 |  | 2 |  | 0 |  | 2 |  | 2 |  | Single Family | 8874.09 | 2 | 0 | 2 | 17748.18 | 0 | 17748.18
SiteIntrvw_00000335 | SITE_01424 | Primary | 2005 |  | Unknown | No | Yes | No | 0 |  | 0 |  | 0 |  | 0 |  | 0 |  | 0 |  | 2 |  | 0 |  | 2 |  | 2 |  | Manufactured | 894.83 | 2 | 0 | 2 | 1789.66 | 0 | 1789.66
SiteIntrvw_00000336 | SITE_01425 | Primary | 1993 |  | Unknown | No | No | No | 0 |  | 0 |  | 0 |  | 0 |  | 0 |  | 1 |  | 1 |  | 0 |  | 2 |  | 2 |  | Single Family | 3405.58 | 2 | 0 | 2 | 6811.16 | 0 | 6811.16
SiteIntrvw_00000337 | SITE_01426 | Primary | 1998 |  | Unknown | No | No | No | 0 |  | 0 |  | 0 |  | 0 |  | 0 |  | 0 |  | 1 |  | 1 |  | 1 |  | 1 |  | Single Family | 8874.09 | 1 | 0 | 1 | 8874.09 | 0 | 8874.09
SiteIntrvw_00000338 | SITE_01427 | Primary | 1986 |  | Unknown | No | No | No | 0 |  | 0 |  | 0 |  | 0 |  | 0 |  | 2 |  | 0 |  | 1 |  | 2 |  | 2 |  | Single Family | 8874.09 | 2 | 0 | 2 | 17748.18 | 0 | 17748.18
SiteIntrvw_00000339 | SITE_01428 | Primary | 2015 |  | Unknown | No | No | No | 0 |  | 0 |  | 0 |  | 0 |  | 1 |  | 0 |  | 0 |  | 0 |  | 1 |  | 1 |  | Single Family | 3405.58 | 1 | 0 | 1 | 3405.58 | 0 | 3405.58
SiteIntrvw_00000340 | SITE_01429 | Primary | 2002 |  | Unknown | No | No | No | 0 |  | 0 |  | 0 |  | 0 |  | 0 |  | 0 |  | 2 |  | 2 |  | 2 |  | 2 |  | Single Family | 8874.09 | 2 | 0 | 2 | 17748.18 | 0 | 17748.18
SiteIntrvw_00000341 | SITE_01430 | Primary | 1997 |  | Unknown | Yes | No | No | 0 |  | 0 |  | 0 |  | 0 |  | 1 |  | 1 |  | 1 |  | 2 |  | 3 |  | 3 |  | Single Family | 3405.58 | 3 | 0 | 3 | 10216.74 | 0 | 10216.74
SiteIntrvw_00000342 | SITE_01431 | Primary | 2014 |  | Unknown | No | No | No | 0 |  | 0 |  | 0 |  | 0 |  | 2 |  | 0 |  | 0 |  | 0 |  | 2 |  | 2 |  | Single Family | 8874.09 | 2 | 0 | 2 | 17748.18 | 0 | 17748.18
SiteIntrvw_00000343 | SITE_01432 | Primary | 2003 |  | Unknown | No | No | No | 0 |  | 0 |  | 0 |  | 0 |  | 0 |  | 0 |  | 2 |  | 0 |  | 2 |  | 2 |  | Single Family | 8874.09 | 2 | 0 | 2 | 17748.18 | 0 | 17748.18
SiteIntrvw_00000344 | SITE_01433 | Primary | 1980 |  | Unknown | No | No | No | 0 |  | 0 |  | 0 |  | 0 |  | 0 |  | 1 |  | 1 |  | 0 |  | 2 |  | 2 |  | Single Family | 3405.58 | 2 | 0 | 2 | 6811.16 | 0 | 6811.16
SiteIntrvw_00000345 | SITE_01434 | Primary | 2007 |  | Unknown | Yes | No | No | 1 |  | 1 |  | 0 |  | 0 |  | 2 |  | 0 |  | 0 |  | 0 |  | 4 |  | 2 |  | Single Family | 8874.09 | 4 | 2 | 2 | 35496.36 | 17748.18 | 17748.18
SiteIntrvw_00000346 | SITE_01435 | Primary | 1991 |  | Unknown | No | No | No | 0 |  | 0 |  | 0 |  | 0 |  | 0 |  | 0 |  | 2 |  | 0 |  | 2 |  | 2 |  | Single Family | 8874.09 | 2 | 0 | 2 | 17748.18 | 0 | 17748.18
SiteIntrvw_00000347 | SITE_01436 | Primary | 2008 |  | Unknown | No | Yes | No | 0 |  | 0 |  | 0 |  | 0 |  | 1 |  | 0 |  | 2 |  | 2 |  | 3 |  | 3 |  | Single Family | 8874.09 | 3 | 0 | 3 | 26622.27 | 0 | 26622.27
SiteIntrvw_00000348 | SITE_01437 | Primary | 2010 |  | Unknown | No | No | No | 0 |  | 0 |  | 0 |  | 2 |  | 2 |  | 0 |  | 0 |  | 0 |  | 4 |  | 2 |  | Single Family | 8874.09 | 4 | 0 | 4 | 35496.36 | 0 | 35496.36
SiteIntrvw_00000349 | SITE_01438 | Primary | 2002 |  | Unknown | No | Yes | No | 0 |  | 0 |  | 0 |  | 1 |  | 0 |  | 2 |  | 0 |  | 2 |  | 3 |  | 2 |  | Single Family | 8874.09 | 3 | 0 | 3 | 26622.27 | 0 | 26622.27
SiteIntrvw_00000350 | SITE_01439 | Primary | 2014 |  | Unknown | Yes | No | No | 0 |  | 0 |  | 0 |  | 0 |  | 1 |  | 1 |  | 0 |  | 2 |  | 2 |  | 2 |  | Single Family | 8874.09 | 2 | 0 | 2 | 17748.18 | 0 | 17748.18
SiteIntrvw_00000351 | SITE_01440 | Primary | 2010 |  | Unknown | No | No | No | 0 |  | 1 |  | 1 |  | 0 |  | 2 |  | 0 |  | 0 |  | 0 |  | 4 |  | 2 |  | Single Family | 8874.09 | 4 | 1 | 3 | 35496.36 | 8874.09 | 26622.27
SiteIntrvw_00000352 | SITE_01441 | Primary | 2015 |  | Unknown | Yes | Yes | Yes | 0 |  | 1 |  | 0 |  | 0 |  | 2 |  | 0 |  | 0 |  | 1 |  | 3 |  | 2 |  | Multifamily Residence | 751.56 | 3 | 1 | 2 | 2254.68 | 751.56 | 1503.12
SiteIntrvw_00000353 | SITE_01442 | Primary | 2016 |  | Unknown | Yes | Yes | No | 0 |  | 0 |  | 0 |  | 0 |  | 2 |  | 0 |  | 0 |  | 2 |  | 2 |  | 2 |  | Single Family | 8874.09 | 2 | 0 | 2 | 17748.18 | 0 | 17748.18
SiteIntrvw_00000354 | SITE_01443 | Primary | 1980 |  | Unknown | No | No | No | 0 |  | 0 |  | 0 |  | 0 |  | 0 |  | 2 |  | 0 |  | 1 |  | 2 |  | 2 |  | Single Family | 8874.09 | 2 | 0 | 2 | 17748.18 | 0 | 17748.18
SiteIntrvw_00000355 | SITE_01444 | Primary | 2004 |  | Unknown | No | No | No | 0 |  | 0 |  | 0 |  | 0 |  | 1 |  | 1 |  | 0 |  | 0 |  | 2 |  | 2 |  | Single Family | 3405.58 | 2 | 0 | 2 | 6811.16 | 0 | 6811.16
SiteIntrvw_00000356 | SITE_01445 | Primary | 2010 |  | Unknown | No | No | No | 0 |  | 0 |  | 1 |  | 1 |  | 1 |  | 1 |  | 0 |  | 2 |  | 4 |  | 2 |  | Single Family | 8874.09 | 4 | 0 | 4 | 35496.36 | 0 | 35496.36
SiteIntrvw_00000357 | SITE_01446 | Primary | 2013 |  | Unknown | Yes | Yes | Yes | 0 |  | 0 |  | 0 |  | 0 |  | 2 |  | 0 |  | 0 |  | 2 |  | 2 |  | 2 |  | Single Family | 8874.09 | 2 | 0 | 2 | 17748.18 | 0 | 17748.18
SiteIntrvw_00000358 | SITE_01447 | Primary | 2001 |  | Unknown | Yes | No | No | 0 |  | 0 |  | 0 |  | 0 |  | 1 |  | 2 |  | 0 |  | 3 |  | 3 |  | 3 |  | Single Family | 8874.09 | 3 | 0 | 3 | 26622.27 | 0 | 26622.27
SiteIntrvw_00000359 | SITE_01448 | Primary | 2011 |  | Unknown | No | No | No | 0 |  | 0 |  | 0 |  | 0 |  | 1 |  | 0 |  | 1 |  | 0 |  | 2 |  | 2 |  | Multifamily Residence | 4053.65 | 2 | 0 | 2 | 8107.3 | 0 | 8107.3
SiteIntrvw_00000360 | SITE_01449 | Primary | 2011 |  | Unknown | No | No | No | 0 |  | 0 |  | 0 |  | 0 |  | 0 |  | 0 |  | 2 |  | 0 |  | 2 |  | 2 |  | Single Family | 8874.09 | 2 | 0 | 2 | 17748.18 | 0 | 17748.18
SiteIntrvw_00000361 | SITE_01450 | Primary | 2015 |  | Unknown | Yes | No | No | 0 |  | 0 |  | 0 |  | 0 |  | 0 |  | 1 |  | 0 |  | 0 |  | 1 |  | 1 |  | Single Family | 8874.09 | 1 | 0 | 1 | 8874.09 | 0 | 8874.09
SiteIntrvw_00000362 | SITE_01451 | Primary | 2003 |  | Unknown | No | No | No | 0 |  | 1 |  | 0 |  | 1 |  | 1 |  | 1 |  | 0 |  | 0 |  | 4 |  | 2 |  | Single Family | 3405.58 | 4 | 1 | 3 | 13622.32 | 3405.58 | 10216.74
SiteIntrvw_00000363 | SITE_01452 | Primary | 2012 |  | Unknown | No | No | No | 0 |  | 1 |  | 1 |  | 0 |  | 2 |  | 0 |  | 0 |  | 0 |  | 4 |  | 2 |  | Single Family | 3405.58 | 4 | 1 | 3 | 13622.32 | 3405.58 | 10216.74
SiteIntrvw_00000364 | SITE_01453 | Primary | 2014 |  | Unknown | No | Yes | No | 0 |  | 0 |  | 1 |  | 1 |  | 1 |  | 1 |  | 0 |  | 0 |  | 4 |  | 2 |  | Single Family | 8874.09 | 4 | 0 | 4 | 35496.36 | 0 | 35496.36
SiteIntrvw_00000365 | SITE_01454 | Primary | 2005 |  | Unknown | No | No | No | 0 |  | 0 |  | 0 |  | 0 |  | 1 |  | 1 |  | 0 |  | 0 |  | 2 |  | 2 |  | Single Family | 3405.58 | 2 | 0 | 2 | 6811.16 | 0 | 6811.16
SiteIntrvw_00000366 | SITE_01455 | Primary | 2014 |  | Unknown | No | No | No | 0 |  | 0 |  | 0 |  | 0 |  | 0 |  | 0 |  | 1 |  | 0 |  | 1 |  | 1 |  | Single Family | 8874.09 | 1 | 0 | 1 | 8874.09 | 0 | 8874.09
SiteIntrvw_00000367 | SITE_01456 | Primary | 1977 |  | Unknown | No | No | No | 0 |  | 0 |  | 0 |  | 0 |  | 0 |  | 0 |  | 1 |  | 0 |  | 1 |  | 1 |  | Single Family | 8874.09 | 1 | 0 | 1 | 8874.09 | 0 | 8874.09
SiteIntrvw_00000368 | SITE_01457 | Primary | 2008 |  | Unknown | No | No | No | 0 |  | 0 |  | 2 |  | 0 |  | 2 |  | 0 |  | 0 |  | 0 |  | 4 |  | 2 |  | Single Family | 8874.09 | 4 | 0 | 4 | 35496.36 | 0 | 35496.36
SiteIntrvw_00000369 | SITE_01458 | Primary | 2008 |  | Unknown | No | No | No | 0 |  | 0 |  | 1 |  | 1 |  | 1 |  | 1 |  | 0 |  | 2 |  | 4 |  | 2 |  | Single Family | 8874.09 | 4 | 0 | 4 | 35496.36 | 0 | 35496.36
SiteIntrvw_00000370 | SITE_01459 | Primary | 2011 |  | Unknown | No | No | No | 0 |  | 0 |  | 0 |  | 1 |  | 2 |  | 0 |  | 0 |  | 2 |  | 3 |  | 2 |  | Single Family | 8874.09 | 3 | 0 | 3 | 26622.27 | 0 | 26622.27
SiteIntrvw_00000371 | SITE_01460 | Primary | 2015 |  | Unknown | No | No | No | 0 |  | 0 |  | 0 |  | 0 |  | 2 |  | 1 |  | 0 |  | 0 |  | 3 |  | 3 |  | Single Family | 8874.09 | 3 | 0 | 3 | 26622.27 | 0 | 26622.27
SiteIntrvw_00000372 | SITE_01461 | Primary | 2012 |  | Unknown | No | No | No | 0 |  | 0 |  | 0 |  | 0 |  | 0 |  | 1 |  | 0 |  | 1 |  | 1 |  | 1 |  | Single Family | 8874.09 | 1 | 0 | 1 | 8874.09 | 0 | 8874.09
SiteIntrvw_00000373 | SITE_01462 | Primary | 2001 |  | Unknown | No | No | No | 0 |  | 0 |  | 0 |  | 0 |  | 0 |  | 2 |  | 0 |  | 2 |  | 2 |  | 2 |  | Single Family | 8874.09 | 2 | 0 | 2 | 17748.18 | 0 | 17748.18
SiteIntrvw_00000374 | SITE_01463 | Primary | 1978 |  | Unknown | No | No | No | 0 |  | 0 |  | 0 |  | 0 |  | 0 |  | 0 |  | 2 |  | 0 |  | 2 |  | 2 |  | Single Family | 8874.09 | 2 | 0 | 2 | 17748.18 | 0 | 17748.18
SiteIntrvw_00000375 | SITE_01464 | Primary | 2014 |  | Unknown | No | No | No | 0 |  | 0 |  | 0 |  | 0 |  | 0 |  | 0 |  | 2 |  | 0 |  | 2 |  | 2 |  | Single Family | 8874.09 | 2 | 0 | 2 | 17748.18 | 0 | 17748.18
SiteIntrvw_00000376 | SITE_01465 | Primary | 2003 |  | Unknown | Yes | No | No | 0 |  | 0 |  | 0 |  | 0 |  | 0 |  | 1 |  | 1 |  | 1 |  | 2 |  | 2 |  | Single Family | 8874.09 | 2 | 0 | 2 | 17748.18 | 0 | 17748.18
SiteIntrvw_00000377 | SITE_01466 | Primary | 2002 |  | Unknown | No | No | No | 0 |  | 0 |  | 1 |  | 1 |  | 2 |  | 0 |  | 0 |  | 0 |  | 4 |  | 2 |  | Single Family | 8874.09 | 4 | 0 | 4 | 35496.36 | 0 | 35496.36
SiteIntrvw_00000378 | SITE_01467 | Primary | 2013 |  | Unknown | Yes | No | No | 0 |  | 2 |  | 0 |  | 1 |  | 2 |  | 1 |  | 0 |  | 2 |  | 6 |  | 3 |  | Single Family | 8874.09 | 6 | 2 | 4 | 53244.54 | 17748.18 | 35496.36
SiteIntrvw_00000379 | SITE_01468 | Primary | 2008 |  | Unknown | No | No | No | 0 |  | 0 |  | 0 |  | 0 |  | 0 |  | 2 |  | 0 |  | 1 |  | 2 |  | 2 |  | Single Family | 8874.09 | 2 | 0 | 2 | 17748.18 | 0 | 17748.18
SiteIntrvw_00000380 | SITE_01469 | Primary | 2015 |  | Unknown | Yes | No | No | 0 |  | 0 |  | 0 |  | 0 |  | 5 |  | 0 |  | 0 |  | 5 |  | 5 |  | 5 |  | Single Family | 8874.09 | 5 | 0 | 5 | 44370.45 | 0 | 44370.45
SiteIntrvw_00002028 | SITE_01470 | Primary | 2012 |  | Unknown | No | No | No | 0 |  | 1 |  | 2 |  | 0 |  | 2 |  | 0 |  | 0 |  | 1 |  | 5 |  | 2 |  | Single Family | 8874.09 | 5 | 1 | 4 | 44370.45 | 8874.09 | 35496.36
SiteIntrvw_00000381 | SITE_01471 | Primary | 2016 |  | Unknown | No | No | No | 1 |  | 0 |  | 0 |  | 0 |  | 1 |  | 0 |  | 0 |  | 0 |  | 2 |  | 1 |  | Multifamily Residence | 4053.65 | 2 | 1 | 1 | 8107.3 | 4053.65 | 4053.65
SiteIntrvw_00000382 | SITE_01472 | Primary | 2009 |  | Unknown | Yes | No | No | 0 |  | 0 |  | 0 |  | 0 |  | 1 |  | 1 |  | 0 |  | 2 |  | 2 |  | 2 |  | Multifamily Residence | 4053.65 | 2 | 0 | 2 | 8107.3 | 0 | 8107.3
SiteIntrvw_00001917 | SITE_01473 | Primary | 1995 |  | Unknown | No | No | No | 0 |  | 0 |  | 0 |  | 0 |  | 0 |  | 0 |  | 2 |  | 0 |  | 2 |  | 2 |  | Manufactured | 1745.15 | 2 | 0 | 2 | 3490.3 | 0 | 3490.3
SiteIntrvw_00002054 | SITE_01474 | Primary | 1996 |  | Unknown | No | No | No | 0 |  | 0 |  | 0 |  | 0 |  | 0 |  | 0 |  | 2 |  | 0 |  | 2 |  | 2 |  | Single Family | 8874.09 | 2 | 0 | 2 | 17748.18 | 0 | 17748.18
SiteIntrvw_00002029 | SITE_01475 | Primary | 2015 |  | Unknown | Yes | Yes | No | 0 |  | 0 |  | 0 |  | 0 |  | 0 |  | 2 |  | 0 |  | 1 |  | 2 |  | 2 |  | Single Family | 3405.58 | 2 | 0 | 2 | 6811.16 | 0 | 6811.16
SiteIntrvw_00000383 | SITE_01476 | Primary | 1998 |  | Unknown | Yes | No | No | 0 |  | 0 |  | 0 |  | 0 |  | 1 |  | 2 |  | 0 |  | 3 |  | 3 |  | 3 |  | Single Family | 8874.09 | 3 | 0 | 3 | 26622.27 | 0 | 26622.27
SiteIntrvw_00000384 | SITE_01477 | Primary | 1972 |  | Unknown | No | No | No | 0 |  | 0 |  | 0 |  | 0 |  | 0 |  | 0 |  | 2 |  | 1 |  | 2 |  | 2 |  | Single Family | 8874.09 | 2 | 0 | 2 | 17748.18 | 0 | 17748.18
SiteIntrvw_00000385 | SITE_01478 | Primary | 1996 |  | Unknown | No | No | No | 0 |  | 0 |  | 0 |  | 1 |  | 0 |  | 2 |  | 0 |  | 2 |  | 3 |  | 2 |  | Single Family | 3405.58 | 3 | 0 | 3 | 10216.74 | 0 | 10216.74
SiteIntrvw_00000386 | SITE_01479 | Primary | 1997 |  | Unknown | No | No | No | 0 |  | 0 |  | 0 |  | 0 |  | 0 |  | 1 |  | 1 |  | 0 |  | 2 |  | 2 |  | Single Family | 8874.09 | 2 | 0 | 2 | 17748.18 | 0 | 17748.18
SiteIntrvw_00000387 | SITE_01480 | Primary | 2014 |  | Unknown | No | No | No | 0 |  | 0 |  | 1 |  | 1 |  | 2 |  | 0 |  | 0 |  | 1 |  | 4 |  | 2 |  | Single Family | 8874.09 | 4 | 0 | 4 | 35496.36 | 0 | 35496.36
SiteIntrvw_00000388 | SITE_01481 | Primary | 2014 |  | Unknown | No | No | No | 0 |  | 0 |  | 1 |  | 0 |  | 0 |  | 1 |  | 0 |  | 0 |  | 2 |  | 1 |  | Single Family | 8874.09 | 2 | 0 | 2 | 17748.18 | 0 | 17748.18
SiteIntrvw_00000389 | SITE_01482 | Primary | 2004 |  | Unknown | No | No | No | 0 |  | 0 |  | 0 |  | 0 |  | 0 |  | 1 |  | 1 |  | 0 |  | 2 |  | 2 |  | Manufactured | 894.83 | 2 | 0 | 2 | 1789.66 | 0 | 1789.66
SiteIntrvw_00000391 | SITE_01484 | Primary | 2006 |  | Unknown | Yes | Yes | No | 0 |  | 0 |  | 0 |  | 0 |  | 1 |  | 0 |  | 0 |  | 1 |  | 1 |  | 1 |  | Single Family | 8874.09 | 1 | 0 | 1 | 8874.09 | 0 | 8874.09
SiteIntrvw_00000392 | SITE_01485 | Primary | 1995 |  | Unknown | No | No | No | 0 |  | 0 |  | 0 |  | 0 |  | 0 |  | 0 |  | 2 |  | 0 |  | 2 |  | 2 |  | Single Family | 8874.09 | 2 | 0 | 2 | 17748.18 | 0 | 17748.18
SiteIntrvw_00000393 | SITE_01486 | Primary | 1979 |  | Unknown | Yes | No | No | 0 |  | 0 |  | 0 |  | 0 |  | 1 |  | 1 |  | 0 |  | 1 |  | 2 |  | 2 |  | Single Family | 3405.58 | 2 | 0 | 2 | 6811.16 | 0 | 6811.16
SiteIntrvw_00000394 | SITE_01487 | Primary | 2000 |  | Unknown | Yes | Yes | No | 0 |  | 0 |  | 0 |  | 0 |  | 1 |  | 1 |  | 0 |  | 2 |  | 2 |  | 2 |  | Single Family | 8874.09 | 2 | 0 | 2 | 17748.18 | 0 | 17748.18
SiteIntrvw_00000395 | SITE_01488 | Primary | 1979 |  | Unknown | No | No | No | 0 |  | 0 |  | 0 |  | 0 |  | 0 |  | 1 |  | 1 |  | 1 |  | 2 |  | 2 |  | Single Family | 3405.58 | 2 | 0 | 2 | 6811.16 | 0 | 6811.16
SiteIntrvw_00000396 | SITE_01489 | Primary | 1991 |  | Unknown | No | No | No | 0 |  | 0 |  | 0 |  | 0 |  | 0 |  | 0 |  | 2 |  | 0 |  | 2 |  | 2 |  | Single Family | 8874.09 | 2 | 0 | 2 | 17748.18 | 0 | 17748.18
SiteIntrvw_00000397 | SITE_01490 | Primary | 1963 |  | Unknown | No | No | No | 0 |  | 0 |  | 0 |  | 0 |  | 0 |  | 0 |  | 1 |  | 0 |  | 1 |  | 1 |  | Single Family | 8874.09 | 1 | 0 | 1 | 8874.09 | 0 | 8874.09
SiteIntrvw_00002055 | SITE_01491 | Primary | 2010 |  | Unknown | Yes | Yes | No | 0 |  | 0 |  | 0 |  | 0 |  | 3 |  | 1 |  | 0 |  | 1 |  | 4 |  | 4 |  | Single Family | 8874.09 | 4 | 0 | 4 | 35496.36 | 0 | 35496.36
SiteIntrvw_00000398 | SITE_01492 | Primary | 1999 |  | Unknown | No | No | No | 0 |  | 0 |  | 0 |  | 0 |  | 0 |  | 1 |  | 1 |  | 0 |  | 2 |  | 2 |  | Single Family | 8874.09 | 2 | 0 | 2 | 17748.18 | 0 | 17748.18
SiteIntrvw_00000399 | SITE_01493 | Primary | 2007 |  | Unknown | No | No | No | 0 |  | 0 |  | 0 |  | 0 |  | 0 |  | 0 |  | 2 |  | 0 |  | 2 |  | 2 |  | Single Family | 8874.09 | 2 | 0 | 2 | 17748.18 | 0 | 17748.18
SiteIntrvw_00000400 | SITE_01494 | Primary | 2014 |  | Unknown | No | No | No | 0 |  | 0 |  | 0 |  | 0 |  | 2 |  | 0 |  | 0 |  | 2 |  | 2 |  | 2 |  | Single Family | 8874.09 | 2 | 0 | 2 | 17748.18 | 0 | 17748.18
SiteIntrvw_00000401 | SITE_01495 | Primary | 1995 |  | Unknown | Yes | Yes | No | 0 |  | 0 |  | 0 |  | 2 |  | 1 |  | 2 |  | 0 |  | 0 |  | 5 |  | 3 |  | Single Family | 8874.09 | 5 | 0 | 5 | 44370.45 | 0 | 44370.45
SiteIntrvw_00000402 | SITE_01496 | Primary | 1999 |  | Unknown | No | No | No | 0 |  | 0 |  | 0 |  | 0 |  | 1 |  | 1 |  | 0 |  | 2 |  | 2 |  | 2 |  | Single Family | 3405.58 | 2 | 0 | 2 | 6811.16 | 0 | 6811.16
SiteIntrvw_00000403 | SITE_01497 | Primary | 2009 |  | Unknown | No | No | No | 0 |  | 0 |  | 1 |  | 1 |  | 0 |  | 2 |  | 0 |  | 0 |  | 4 |  | 2 |  | Single Family | 8874.09 | 4 | 0 | 4 | 35496.36 | 0 | 35496.36
SiteIntrvw_00002030 | SITE_01498 | Primary | 2000 |  | Unknown | No | No | No | 0 |  | 0 |  | 0 |  | 0 |  | 1 |  | 1 |  | 2 |  | 2 |  | 4 |  | 4 |  | Single Family | 8874.09 | 4 | 0 | 4 | 35496.36 | 0 | 35496.36
SiteIntrvw_00000404 | SITE_01499 | Primary | 1996 |  | Unknown | No | No | No | 0 |  | 0 |  | 0 |  | 0 |  | 0 |  | 1 |  | 0 |  | 1 |  | 1 |  | 1 |  | Single Family | 8874.09 | 1 | 0 | 1 | 8874.09 | 0 | 8874.09
SiteIntrvw_00001918 | SITE_01500 | Primary | 2010 |  | Unknown | No | Yes | No | 0 |  | 0 |  | 0 |  | 0 |  | 0 |  | 2 |  | 0 |  | 2 |  | 2 |  | 2 |  | Single Family | 3405.58 | 2 | 0 | 2 | 6811.16 | 0 | 6811.16
SiteIntrvw_00000405 | SITE_01501 | Primary | 2013 |  | Unknown | No | No | No | 0 |  | 0 |  | 0 |  | 0 |  | 1 |  | 1 |  | 0 |  | 2 |  | 2 |  | 2 |  | Single Family | 8874.09 | 2 | 0 | 2 | 17748.18 | 0 | 17748.18
SiteIntrvw_00000406 | SITE_01502 | Primary | 2010 |  | Unknown | No | No | Yes | 0 |  | 0 |  | 0 |  | 0 |  | 0 |  | 2 |  | 0 |  | 1 |  | 2 |  | 2 |  | Single Family | 3405.58 | 2 | 0 | 2 | 6811.16 | 0 | 6811.16
SiteIntrvw_00000407 | SITE_01503 | Primary | 2000 |  | Unknown | Yes | No | No | 0 |  | 0 |  | 0 |  | 0 |  | 0 |  | 1 |  | 1 |  | 0 |  | 2 |  | 2 |  | Single Family | 8874.09 | 2 | 0 | 2 | 17748.18 | 0 | 17748.18
SiteIntrvw_00000408 | SITE_01504 | Primary | 2015 |  | Unknown | Yes | Yes | No | 0 |  | 0 |  | 0 |  | 0 |  | 0 |  | 1 |  | 1 |  | 0 |  | 2 |  | 2 |  | Single Family | 8874.09 | 2 | 0 | 2 | 17748.18 | 0 | 17748.18
SiteIntrvw_00000409 | SITE_01505 | Primary | 2005 |  | Unknown | No | No | No | 0 |  | 0 |  | 0 |  | 0 |  | 0 |  | 0 |  | 2 |  | 0 |  | 2 |  | 2 |  | Single Family | 8874.09 | 2 | 0 | 2 | 17748.18 | 0 | 17748.18
SiteIntrvw_00000410 | SITE_01506 | Primary | 2012 |  | Unknown | Yes | Yes | No | 0 |  | 0 |  | 1 |  | 1 |  | 1 |  | 0 |  | 0 |  | 1 |  | 3 |  | 1 |  | Single Family | 3405.58 | 3 | 0 | 3 | 10216.74 | 0 | 10216.74
SiteIntrvw_00000411 | SITE_01507 | Primary | 2006 |  | Unknown | Yes | No | No | 0 |  | 0 |  | 0 |  | 0 |  | 0 |  | 3 |  | 0 |  | 0 |  | 3 |  | 3 |  | Multifamily Residence | 751.56 | 3 | 0 | 3 | 2254.68 | 0 | 2254.68
SiteIntrvw_00002031 | SITE_01508 | Primary | 1994 |  | Unknown | No | No | No | 0 |  | 0 |  | 0 |  | 0 |  | 0 |  | 2 |  | 0 |  | 1 |  | 2 |  | 2 |  | Single Family | 8874.09 | 2 | 0 | 2 | 17748.18 | 0 | 17748.18
SiteIntrvw_00000412 | SITE_01509 | Primary | 2015 |  | Unknown | Yes | No | No | 0 |  | 0 |  | 0 |  | 0 |  | 2 |  | 0 |  | 0 |  | 2 |  | 2 |  | 2 |  | Single Family | 8874.09 | 2 | 0 | 2 | 17748.18 | 0 | 17748.18
SiteIntrvw_00000413 | SITE_01510 | Primary | 2006 |  | Unknown | No | No | No | 0 |  | 0 |  | 1 |  | 0 |  | 1 |  | 1 |  | 0 |  | 1 |  | 3 |  | 2 |  | Multifamily Residence | 4053.65 | 3 | 0 | 3 | 12160.95 | 0 | 12160.95
SiteIntrvw_00000414 | SITE_01511 | Primary | 2006 |  | Unknown | No | No | No | 0 |  | 0 |  | 0 |  | 0 |  | 0 |  | 0 |  | 2 |  | 1 |  | 2 |  | 2 |  | Single Family | 8874.09 | 2 | 0 | 2 | 17748.18 | 0 | 17748.18
SiteIntrvw_00000415 | SITE_01512 | Primary | 1992 |  | Unknown | No | No | No | 0 |  | 0 |  | 0 |  | 0 |  | 0 |  | 0 |  | 2 |  | 1 |  | 2 |  | 2 |  | Single Family | 8874.09 | 2 | 0 | 2 | 17748.18 | 0 | 17748.18
SiteIntrvw_00000416 | SITE_01513 | Primary | 2015 |  | Unknown | No | No | No | 0 |  | 0 |  | 0 |  | 0 |  | 0 |  | 0 |  | 1 |  | 0 |  | 1 |  | 1 |  | Manufactured | 894.83 | 1 | 0 | 1 | 894.83 | 0 | 894.83
SiteIntrvw_00002048 | SITE_01517 | Primary | 2006 |  | Yes | No | No | No |  | N/A | 1 |  | 1 |  |  | N/A | 2 |  |  | N/A |  | N/A | 2 |  | 4 |  | 2 |  | Single Family | 8874.09 | 4 | 1 | 3 | 35496.36 | 8874.09 | 26622.27
SiteIntrvw_00001905 | SITE_01518 | Primary | 2014 |  | No | No | No | Yes |  | N/A | 1 |  | 1 |  | 2 |  | 2 |  |  | N/A |  | N/A | 1 |  | 6 |  | 2 |  | Single Family | 2986.36 | 6 | 1 | 5 | 17918.16 | 2986.36 | 14931.8
SiteIntrvw_00001906 | SITE_01519 | Primary | 1999 |  | Yes | No | No | No | 0 |  | 0 |  | 0 |  | 1 |  | 0 |  | 1 |  | 0 |  | 2 |  | 2 |  | 1 |  | Single Family | 8874.09 | 2 | 0 | 2 | 17748.18 | 0 | 17748.18
SiteIntrvw_00001907 | SITE_01520 | Primary | 1983 |  | No | No | No | No |  | N/A |  | N/A |  | N/A |  | N/A |  | N/A |  | N/A | 2 |  | 0 |  | 2 |  | 2 |  | Single Family | 2986.36 | 2 | 0 | 2 | 5972.72 | 0 | 5972.72
SiteIntrvw_00001908 | SITE_01521 | Primary | 1998 |  | No | No | No | No |  | N/A |  | N/A |  | N/A |  | N/A |  | N/A | 1 |  | 1 |  | 2 |  | 2 |  | 2 |  | Single Family | 8874.09 | 2 | 0 | 2 | 17748.18 | 0 | 17748.18
SiteIntrvw_00000417 | SITE_01522 | Primary | 2008 |  | Unknown | No | No | No | 0 |  | 0 |  | 0 |  | 0 |  | 2 |  | 2 |  | 0 |  | 4 |  | 4 |  | 4 |  | Single Family | 8874.09 | 4 | 0 | 4 | 35496.36 | 0 | 35496.36
SiteIntrvw_00000418 | SITE_01523 | Primary | 2015 |  | Unknown | No | No | No | 0 |  | 0 |  | 1 |  | 2 |  | 2 |  | 0 |  | 0 |  | 3 |  | 5 |  | 2 |  | Single Family | 8874.09 | 5 | 0 | 5 | 44370.45 | 0 | 44370.45
SiteIntrvw_00001909 | SITE_01524 | Primary | 2002 |  | No | Yes | Yes | No |  | N/A |  | N/A |  | N/A |  | N/A |  | N/A | 1 |  |  | N/A | 1 |  | 1 |  | 1 |  | Single Family | 8874.09 | 1 | 0 | 1 | 8874.09 | 0 | 8874.09
SiteIntrvw_00001910 | SITE_01525 | Primary | 2012 |  | No | Yes | No | No |  | N/A |  | N/A |  | N/A |  | N/A | 1 |  | 1 |  | 1 |  | 3 |  | 3 |  | 3 |  | Single Family | 8874.09 | 3 | 0 | 3 | 26622.27 | 0 | 26622.27
SiteIntrvw_00000419 | SITE_01526 | Primary | 1984 |  | Unknown | No | No | No | 0 |  | 0 |  | 0 |  | 0 |  | 2 |  | 1 |  | 0 |  | 3 |  | 3 |  | 3 |  | Single Family | 8874.09 | 3 | 0 | 3 | 26622.27 | 0 | 26622.27
SiteIntrvw_00001911 | SITE_01527 | Primary | 1995 |  | No | No | No | No |  | N/A |  | N/A |  | N/A |  | N/A |  | N/A |  | N/A | 1 |  | 0 |  | 1 |  | 1 |  | Single Family | 8874.09 | 1 | 0 | 1 | 8874.09 | 0 | 8874.09
SiteIntrvw_00000420 | SITE_01528 | Primary | 1980 |  | Unknown | Yes | No | No | 0 |  | 0 |  | 0 |  | 0 |  | 1 |  | 1 |  | 0 |  | 0 |  | 2 |  | 2 |  | Single Family | 8874.09 | 2 | 0 | 2 | 17748.18 | 0 | 17748.18
SiteIntrvw_00002032 | SITE_01529 | Primary | 2002 |  | Unknown | No | No | No | 0 |  | 0 |  | 0 |  | 0 |  | 0 |  | 1 |  | 0 |  | 0 |  | 1 |  | 1 |  | Single Family | 8874.09 | 1 | 0 | 1 | 8874.09 | 0 | 8874.09
SiteIntrvw_00001912 | SITE_01530 | Primary | 2015 |  | Yes | Yes | No | Yes |  | N/A |  | N/A |  | N/A |  | N/A | 3 |  |  | N/A |  | N/A | 2 |  | 3 |  | 3 |  | Single Family | 8874.09 | 3 | 0 | 3 | 26622.27 | 0 | 26622.27
SiteIntrvw_00000421 | SITE_01531 | Primary | 2015 |  | Unknown | Yes | Yes | No | 0 |  | 0 |  | 0 |  | 0 |  | 1 |  | 0 |  | 0 |  | 1 |  | 1 |  | 1 |  | Single Family | 8874.09 | 1 | 0 | 1 | 8874.09 | 0 | 8874.09
SiteIntrvw_00000422 | SITE_01532 | Primary | 2006 |  | Unknown | No | No | No | 0 |  | 0 |  | 1 |  | 0 |  | 0 |  | 2 |  | 1 |  | 1 |  | 4 |  | 3 |  | Single Family | 8874.09 | 4 | 0 | 4 | 35496.36 | 0 | 35496.36
SiteIntrvw_00000423 | SITE_01533 | Primary | 2004 |  | Unknown | No | Yes | No | 0 |  | 0 |  | 1 |  | 0 |  | 2 |  | 0 |  | 0 |  | 2 |  | 3 |  | 2 |  | Single Family | 8874.09 | 3 | 0 | 3 | 26622.27 | 0 | 26622.27
SiteIntrvw_00000424 | SITE_01535 | Primary | 2015 |  | Unknown | Yes | Yes | No | 0 |  | 0 |  | 0 |  | 0 |  | 2 |  | 0 |  | 0 |  | 2 |  | 2 |  | 2 |  | Single Family | 8874.09 | 2 | 0 | 2 | 17748.18 | 0 | 17748.18
SiteIntrvw_00001913 | SITE_01536 | Primary | 2005 |  | No | No | No | No |  | N/A | 2 |  |  | N/A |  | N/A | 2 |  |  | N/A |  | N/A | 1 |  | 4 |  | 2 |  | Single Family | 8874.09 | 4 | 2 | 2 | 35496.36 | 17748.18 | 17748.18
SiteIntrvw_00000425 | SITE_01537 | Primary | 2000 |  | Unknown | No | No | No | 0 |  | 0 |  | 0 |  | 0 |  | 1 |  | 1 |  | 0 |  | 1 |  | 2 |  | 2 |  | Single Family | 8874.09 | 2 | 0 | 2 | 17748.18 | 0 | 17748.18
SiteIntrvw_00001381 | SITE_01538 | Primary | 1996 |  | Unknown | No | No | No | 0 |  | 0 |  | 0 |  | 0 |  | 0 |  | 0 |  | 2 |  | 0 |  | 2 |  | 2 |  | Single Family | 597.38 | 2 | 0 | 2 | 1194.76 | 0 | 1194.76
SiteIntrvw_00001382 | SITE_01539 | Primary | 2000 |  | Unknown | No | No | No | 0 |  | 0 |  | 0 |  | 0 |  | 0 |  | 0 |  | 1 |  | 0 |  | 1 |  | 1 |  | Single Family | 597.38 | 1 | 0 | 1 | 597.38 | 0 | 597.38
SiteIntrvw_00001383 | SITE_01540 | Primary | 1985 |  | Unknown | No | No | No | 0 |  | 0 |  | 0 |  | 0 |  | 2 |  | 2 |  | 0 |  | 2 |  | 4 |  | 4 |  | Single Family | 597.38 | 4 | 0 | 4 | 2389.52 | 0 | 2389.52
SiteIntrvw_00001384 | SITE_01541 | Primary | 2000 |  | Unknown | No | No | No | 0 |  | 0 |  | 1 |  | 0 |  | 0 |  | 2 |  | 0 |  | 1 |  | 3 |  | 2 |  | Single Family | 597.38 | 3 | 0 | 3 | 1792.14 | 0 | 1792.14
SiteIntrvw_00001385 | SITE_01542 | Primary | 2016 |  | Unknown | Yes | No | No | 0 |  | 0 |  | 0 |  | 0 |  | 2 |  | 0 |  | 0 |  | 2 |  | 2 |  | 2 |  | Single Family | 2259.17 | 2 | 0 | 2 | 4518.34 | 0 | 4518.34
SiteIntrvw_00001386 | SITE_01543 | Primary | 1999 |  | Unknown | No | No | No | 0 |  | 0 |  | 0 |  | 0 |  | 0 |  | 2 |  | 0 |  | 1 |  | 2 |  | 2 |  | Single Family | 597.38 | 2 | 0 | 2 | 1194.76 | 0 | 1194.76
SiteIntrvw_00001387 | SITE_01544 | Primary | 1987 |  | Unknown | No | No | No | 0 |  | 0 |  | 0 |  | 0 |  | 0 |  | 1 |  | 0 |  | 1 |  | 1 |  | 1 |  | Single Family | 597.38 | 1 | 0 | 1 | 597.38 | 0 | 597.38
SiteIntrvw_00001388 | SITE_01545 | Primary | 1990 |  | Unknown | No | No | No | 0 |  | 0 |  | 0 |  | 0 |  | 0 |  | 1 |  | 1 |  | 2 |  | 2 |  | 2 |  | Single Family | 2259.17 | 2 | 0 | 2 | 4518.34 | 0 | 4518.34
SiteIntrvw_00001389 | SITE_01546 | Primary | 1997 |  | Unknown | No | Yes | No | 0 |  | 0 |  | 0 |  | 0 |  | 1 |  | 0 |  | 0 |  | 0 |  | 1 |  | 1 |  | Single Family | 597.38 | 1 | 0 | 1 | 597.38 | 0 | 597.38
SiteIntrvw_00001390 | SITE_01547 | Primary | 2015 |  | Unknown | Yes | Yes | No | 0 |  | 0 |  | 0 |  | 0 |  | 3 |  | 0 |  | 0 |  | 3 |  | 3 |  | 3 |  | Single Family | 597.38 | 3 | 0 | 3 | 1792.14 | 0 | 1792.14
SiteIntrvw_00001391 | SITE_01548 | Primary | 1987 |  | Unknown | No | No | No | 0 |  | 0 |  | 0 |  | 0 |  | 2 |  | 1 |  | 0 |  | 2 |  | 3 |  | 3 |  | Single Family | 597.38 | 3 | 0 | 3 | 1792.14 | 0 | 1792.14
SiteIntrvw_00001392 | SITE_01549 | Primary | 2011 |  | Unknown | No | No | No | 0 |  | 0 |  | 0 |  | 0 |  | 0 |  | 2 |  | 0 |  | 2 |  | 2 |  | 2 |  | Single Family | 597.38 | 2 | 0 | 2 | 1194.76 | 0 | 1194.76
SiteIntrvw_00001393 | SITE_01550 | Primary | 1966 |  | Unknown | No | No | No | 0 |  | 0 |  | 0 |  | 0 |  | 0 |  | 0 |  | 1 |  | 0 |  | 1 |  | 1 |  | Single Family | 597.38 | 1 | 0 | 1 | 597.38 | 0 | 597.38
SiteIntrvw_00001394 | SITE_01551 | Primary | 2010 |  | Unknown | No | No | No | 0 |  | 0 |  | 0 |  | 0 |  | 2 |  | 1 |  | 0 |  | 2 |  | 3 |  | 3 |  | Single Family | 2259.17 | 3 | 0 | 3 | 6777.51 | 0 | 6777.51
SiteIntrvw_00001395 | SITE_01552 | Primary | 2004 |  | Unknown | Yes | No | No | 0 |  | 0 |  | 0 |  | 0 |  | 1 |  | 1 |  | 0 |  | 2 |  | 2 |  | 2 |  | Single Family | 597.38 | 2 | 0 | 2 | 1194.76 | 0 | 1194.76
SiteIntrvw_00001396 | SITE_01553 | Primary | 1958 |  | Unknown | No | No | No | 0 |  | 0 |  | 0 |  | 0 |  | 0 |  | 0 |  | 2 |  | 0 |  | 2 |  | 2 |  | Single Family | 597.38 | 2 | 0 | 2 | 1194.76 | 0 | 1194.76
SiteIntrvw_00002051 | SITE_01554 | Primary | 1982 |  | Unknown | No | No | No | 0 |  | 0 |  | 0 |  | 0 |  | 0 |  | 0 |  | 1 |  | 0 |  | 1 |  | 1 |  | Single Family | 72.88 | 1 | 0 | 1 | 72.88 | 0 | 72.88
SiteIntrvw_00001397 | SITE_01555 | Primary | 2013 |  | Unknown | No | No | No | 0 |  | 2 |  | 0 |  | 0 |  | 2 |  | 0 |  | 0 |  | 1 |  | 4 |  | 2 |  | Single Family | 2259.17 | 4 | 2 | 2 | 9036.68 | 4518.34 | 4518.34
SiteIntrvw_00001398 | SITE_01556 | Primary | 1999 |  | Unknown | No | No | No | 0 |  | 0 |  | 0 |  | 0 |  | 0 |  | 1 |  | 0 |  | 1 |  | 1 |  | 1 |  | Single Family | 2259.17 | 1 | 0 | 1 | 2259.17 | 0 | 2259.17
SiteIntrvw_00001399 | SITE_01557 | Primary | 1979 |  | Unknown | Yes | Yes | No | 0 |  | 0 |  | 0 |  | 0 |  | 1 |  | 0 |  | 1 |  | 1 |  | 2 |  | 2 |  | Single Family | 235.4 | 2 | 0 | 2 | 470.8 | 0 | 470.8
SiteIntrvw_00001400 | SITE_01558 | Primary | 1991 |  | Unknown | No | No | No | 0 |  | 0 |  | 0 |  | 0 |  | 2 |  | 2 |  | 0 |  | 4 |  | 4 |  | 4 |  | Single Family | 597.38 | 4 | 0 | 4 | 2389.52 | 0 | 2389.52
SiteIntrvw_00001401 | SITE_01559 | Primary | 1997 |  | Unknown | No | No | No | 0 |  | 0 |  | 0 |  | 0 |  | 0 |  | 2 |  | 0 |  | 1 |  | 2 |  | 2 |  | Single Family | 597.38 | 2 | 0 | 2 | 1194.76 | 0 | 1194.76
SiteIntrvw_00001402 | SITE_01560 | Primary | 2015 |  | Unknown | No | No | No | 0 |  | 0 |  | 0 |  | 0 |  | 0 |  | 2 |  | 0 |  | 2 |  | 2 |  | 2 |  | Single Family | 597.38 | 2 | 0 | 2 | 1194.76 | 0 | 1194.76
SiteIntrvw_00001403 | SITE_01561 | Primary | 2000 |  | Unknown | No | No | No | 0 |  | 0 |  | 0 |  | 0 |  | 0 |  | 0 |  | 1 |  | 0 |  | 1 |  | 1 |  | Single Family | 72.88 | 1 | 0 | 1 | 72.88 | 0 | 72.88
SiteIntrvw_00001404 | SITE_01562 | Primary | 1996 |  | Unknown | No | No | No | 0 |  | 0 |  | 0 |  | 0 |  | 0 |  | 0 |  | 2 |  | 0 |  | 2 |  | 2 |  | Single Family | 597.38 | 2 | 0 | 2 | 1194.76 | 0 | 1194.76
SiteIntrvw_00001405 | SITE_01563 | Primary | 2002 |  | Unknown | No | No | No | 0 |  | 0 |  | 0 |  | 0 |  | 2 |  | 0 |  | 0 |  | 2 |  | 2 |  | 2 |  | Single Family | 597.38 | 2 | 0 | 2 | 1194.76 | 0 | 1194.76
SiteIntrvw_00001406 | SITE_01564 | Primary | 1980 |  | Unknown | No | No | No | 0 |  | 0 |  | 0 |  | 0 |  | 1 |  | 0 |  | 2 |  | 1 |  | 3 |  | 3 |  | Single Family | 2259.17 | 3 | 0 | 3 | 6777.51 | 0 | 6777.51
SiteIntrvw_00001407 | SITE_01565 | Primary | 2010 |  | Unknown | No | No | No | 0 |  | 1 |  | 0 |  | 0 |  | 2 |  | 0 |  | 0 |  | 1 |  | 3 |  | 2 |  | Single Family | 597.38 | 3 | 1 | 2 | 1792.14 | 597.38 | 1194.76
SiteIntrvw_00001408 | SITE_01566 | Primary | 2010 |  | Unknown | No | No | No | 0 |  | 0 |  | 0 |  | 0 |  | 2 |  | 0 |  | 0 |  | 1 |  | 2 |  | 2 |  | Single Family | 597.38 | 2 | 0 | 2 | 1194.76 | 0 | 1194.76
SiteIntrvw_00001409 | SITE_01567 | Primary | 1984 |  | Unknown | No | Yes | No | 0 |  | 0 |  | 0 |  | 0 |  | 0 |  | 0 |  | 2 |  | 1 |  | 2 |  | 2 |  | Single Family | 597.38 | 2 | 0 | 2 | 1194.76 | 0 | 1194.76
SiteIntrvw_00001410 | SITE_01568 | Primary | 2015 |  | Unknown | No | No | No | 0 |  | 1 |  | 0 |  | 0 |  | 1 |  | 0 |  | 0 |  | 1 |  | 2 |  | 1 |  | Single Family | 597.38 | 2 | 1 | 1 | 1194.76 | 597.38 | 597.38
SiteIntrvw_00001411 | SITE_01569 | Primary | 2011 |  | Unknown | No | Yes | No | 0 |  | 0 |  | 0 |  | 0 |  | 0 |  | 2 |  | 0 |  | 2 |  | 2 |  | 2 |  | Single Family | 597.38 | 2 | 0 | 2 | 1194.76 | 0 | 1194.76
SiteIntrvw_00001412 | SITE_01570 | Primary | 2013 |  | Unknown | Yes | Yes | No | 0 |  | 0 |  | 0 |  | 0 |  | 2 |  | 0 |  | 0 |  | 2 |  | 2 |  | 2 |  | Single Family | 597.38 | 2 | 0 | 2 | 1194.76 | 0 | 1194.76
SiteIntrvw_00001413 | SITE_01571 | Primary | 2002 |  | Unknown | No | No | No | 0 |  | 0 |  | 1 |  | 1 |  | 2 |  | 0 |  | 0 |  | 2 |  | 4 |  | 2 |  | Single Family | 597.38 | 4 | 0 | 4 | 2389.52 | 0 | 2389.52
SiteIntrvw_00001414 | SITE_01572 | Primary | 2001 |  | Unknown | No | No | No | 0 |  | 1 |  | 3 |  | 0 |  | 1 |  | 1 |  | 0 |  | 1 |  | 6 |  | 2 |  | Single Family | 597.38 | 6 | 1 | 5 | 3584.28 | 597.38 | 2986.9
SiteIntrvw_00001415 | SITE_01573 | Primary | 2015 |  | Unknown | No | No | No | 0 |  | 0 |  | 2 |  | 0 |  | 1 |  | 0 |  | 0 |  | 1 |  | 3 |  | 1 |  | Single Family | 597.38 | 3 | 0 | 3 | 1792.14 | 0 | 1792.14
SiteIntrvw_00001416 | SITE_01574 | Primary | 2005 |  | Unknown | No | No | No | 0 |  | 0 |  | 0 |  | 0 |  | 0 |  | 2 |  | 0 |  | 2 |  | 2 |  | 2 |  | Single Family | 597.38 | 2 | 0 | 2 | 1194.76 | 0 | 1194.76
SiteIntrvw_00001417 | SITE_01575 | Primary | 2015 |  | Unknown | Yes | Yes | Yes | 0 |  | 0 |  | 0 |  | 0 |  | 4 |  | 0 |  | 0 |  | 2 |  | 4 |  | 4 |  | Single Family | 597.38 | 4 | 0 | 4 | 2389.52 | 0 | 2389.52
SiteIntrvw_00001418 | SITE_01576 | Primary | 2011 |  | Unknown | No | No | No | 0 |  | 1 |  | 0 |  | 0 |  | 2 |  | 1 |  | 0 |  | 0 |  | 4 |  | 3 |  | Single Family | 2259.17 | 4 | 1 | 3 | 9036.68 | 2259.17 | 6777.51
SiteIntrvw_00001419 | SITE_01577 | Primary | 1997 |  | Unknown | No | No | No | 0 |  | 0 |  | 0 |  | 0 |  | 0 |  | 2 |  | 0 |  | 2 |  | 2 |  | 2 |  | Single Family | 2259.17 | 2 | 0 | 2 | 4518.34 | 0 | 4518.34
SiteIntrvw_00001420 | SITE_01578 | Primary | 1980 |  | Unknown | No | No | No | 0 |  | 0 |  | 0 |  | 0 |  | 0 |  | 0 |  | 2 |  | 0 |  | 2 |  | 2 |  | Single Family | 2259.17 | 2 | 0 | 2 | 4518.34 | 0 | 4518.34
SiteIntrvw_00001421 | SITE_01579 | Primary | 2005 |  | Unknown | No | No | No | 0 |  | 0 |  | 0 |  | 0 |  | 0 |  | 2 |  | 0 |  | 2 |  | 2 |  | 2 |  | Single Family | 597.38 | 2 | 0 | 2 | 1194.76 | 0 | 1194.76
SiteIntrvw_00001422 | SITE_01580 | Primary | 2016 |  | Unknown | No | No | No | 0 |  | 1 |  | 0 |  | 0 |  | 2 |  | 0 |  | 0 |  | 2 |  | 3 |  | 2 |  | Single Family | 597.38 | 3 | 1 | 2 | 1792.14 | 597.38 | 1194.76
SiteIntrvw_00001423 | SITE_01581 | Primary | 2001 |  | Unknown | Yes | Yes | No | 0 |  | 0 |  | 0 |  | 0 |  | 2 |  | 2 |  | 0 |  | 4 |  | 4 |  | 4 |  | Single Family | 2259.17 | 4 | 0 | 4 | 9036.68 | 0 | 9036.68
SiteIntrvw_00002041 | SITE_01582 | Primary | 2014 |  | Unknown | No | Yes | No | 0 |  | 0 |  | 0 |  | 0 |  | 2 |  | 0 |  | 0 |  | 2 |  | 2 |  | 2 |  | Single Family | 597.38 | 2 | 0 | 2 | 1194.76 | 0 | 1194.76
SiteIntrvw_00001424 | SITE_01583 | Primary | 1982 |  | Unknown | No | No | No | 0 |  | 0 |  | 0 |  | 0 |  | 0 |  | 0 |  | 1 |  | 0 |  | 1 |  | 1 |  | Single Family | 597.38 | 1 | 0 | 1 | 597.38 | 0 | 597.38
SiteIntrvw_00001425 | SITE_01584 | Primary | 2005 |  | Unknown | No | No | No | 0 |  | 0 |  | 0 |  | 0 |  | 1 |  | 0 |  | 0 |  | 1 |  | 1 |  | 1 |  | Single Family | 72.88 | 1 | 0 | 1 | 72.88 | 0 | 72.88
SiteIntrvw_00001426 | SITE_01585 | Primary | 2006 |  | Unknown | No | No | No | 0 |  | 0 |  | 0 |  | 0 |  | 1 |  | 1 |  | 0 |  | 2 |  | 2 |  | 2 |  | Single Family | 597.38 | 2 | 0 | 2 | 1194.76 | 0 | 1194.76
SiteIntrvw_00001427 | SITE_01586 | Primary | 2014 |  | Unknown | No | No | No | 0 |  | 0 |  | 2 |  | 2 |  | 2 |  | 0 |  | 0 |  | 0 |  | 6 |  | 2 |  | Single Family | 597.38 | 6 | 0 | 6 | 3584.28 | 0 | 3584.28
SiteIntrvw_00001428 | SITE_01587 | Primary | 2016 |  | Unknown | Yes | Yes | No | 0 |  | 0 |  | 0 |  | 0 |  | 0 |  | 0 |  | 2 |  | 0 |  | 2 |  | 2 |  | Multifamily Residence | 2002.39 | 2 | 0 | 2 | 4004.78 | 0 | 4004.78
SiteIntrvw_00001429 | SITE_01588 | Primary | 1994 |  | Unknown | No | Yes | No | 0 |  | 0 |  | 0 |  | 0 |  | 0 |  | 2 |  | 0 |  | 1 |  | 2 |  | 2 |  | Single Family | 2259.17 | 2 | 0 | 2 | 4518.34 | 0 | 4518.34
SiteIntrvw_00001430 | SITE_01589 | Primary | 2009 |  | Unknown | No | No | No | 0 |  | 0 |  | 0 |  | 1 |  | 1 |  | 1 |  | 0 |  | 2 |  | 3 |  | 2 |  | Single Family | 597.38 | 3 | 0 | 3 | 1792.14 | 0 | 1792.14
SiteIntrvw_00001431 | SITE_01590 | Primary | 1984 |  | Unknown | No | No | No | 0 |  | 0 |  | 0 |  | 0 |  | 0 |  | 0 |  | 1 |  | 0 |  | 1 |  | 1 |  | Single Family | 597.38 | 1 | 0 | 1 | 597.38 | 0 | 597.38
SiteIntrvw_00001432 | SITE_01591 | Primary | 2015 |  | Unknown | Yes | Yes | No | 0 |  | 1 |  | 1 |  | 0 |  | 3 |  | 0 |  | 0 |  | 2 |  | 5 |  | 3 |  | Single Family | 597.38 | 5 | 1 | 4 | 2986.9 | 597.38 | 2389.52
SiteIntrvw_00001433 | SITE_01592 | Primary | 2010 |  | Unknown | Yes | Yes | No | 0 |  | 0 |  | 0 |  | 0 |  | 2 |  | 0 |  | 0 |  | 2 |  | 2 |  | 2 |  | Single Family | 597.38 | 2 | 0 | 2 | 1194.76 | 0 | 1194.76
SiteIntrvw_00001434 | SITE_01593 | Primary | 1978 |  | Unknown | No | No | No | 0 |  | 0 |  | 0 |  | 0 |  | 0 |  | 0 |  | 1 |  | 0 |  | 1 |  | 1 |  | Single Family | 597.38 | 1 | 0 | 1 | 597.38 | 0 | 597.38
SiteIntrvw_00001435 | SITE_01594 | Primary | 2016 |  | Unknown | Yes | Yes | No | 0 |  | 0 |  | 0 |  | 1 |  | 0 |  | 2 |  | 0 |  | 3 |  | 3 |  | 2 |  | Single Family | 2259.17 | 3 | 0 | 3 | 6777.51 | 0 | 6777.51
SiteIntrvw_00002015 | SITE_01595 | Primary | 2006 |  | Unknown | No | No | No | 0 |  | 0 |  | 1 |  | 0 |  | 2 |  | 0 |  | 0 |  | 2 |  | 3 |  | 2 |  | Single Family | 597.38 | 3 | 0 | 3 | 1792.14 | 0 | 1792.14
SiteIntrvw_00001436 | SITE_01596 | Primary | 1984 |  | Unknown | No | Yes | No | 0 |  | 0 |  | 0 |  | 0 |  | 0 |  | 2 |  | 0 |  | 1 |  | 2 |  | 2 |  | Single Family | 2259.17 | 2 | 0 | 2 | 4518.34 | 0 | 4518.34
SiteIntrvw_00002005 | SITE_01597 | Primary | 2016 |  | Unknown | Yes | Yes | No | 0 |  | 0 |  | 0 |  | 0 |  | 2 |  | 0 |  | 0 |  | 2 |  | 2 |  | 2 |  | Single Family | 2259.17 | 2 | 0 | 2 | 4518.34 | 0 | 4518.34
SiteIntrvw_00001437 | SITE_01598 | Primary | 2013 |  | Unknown | No | No | No | 0 |  | 1 |  | 0 |  | 0 |  | 2 |  | 0 |  | 0 |  | 1 |  | 3 |  | 2 |  | Single Family | 235.4 | 3 | 1 | 2 | 706.2 | 235.4 | 470.8
SiteIntrvw_00001438 | SITE_01599 | Primary | 2001 |  | Unknown | Yes | Yes | No | 0 |  | 0 |  | 0 |  | 0 |  | 1 |  | 2 |  | 1 |  | 2 |  | 4 |  | 4 |  | Single Family | 2259.17 | 4 | 0 | 4 | 9036.68 | 0 | 9036.68
SiteIntrvw_00001439 | SITE_01600 | Primary | 1994 |  | Unknown | No | No | No | 0 |  | 0 |  | 0 |  | 0 |  | 0 |  | 2 |  | 0 |  | 2 |  | 2 |  | 2 |  | Single Family | 2259.17 | 2 | 0 | 2 | 4518.34 | 0 | 4518.34
SiteIntrvw_00001440 | SITE_01601 | Primary | 2006 |  | Unknown | No | No | No | 0 |  | 0 |  | 0 |  | 0 |  | 0 |  | 2 |  | 0 |  | 2 |  | 2 |  | 2 |  | Single Family | 2259.17 | 2 | 0 | 2 | 4518.34 | 0 | 4518.34
SiteIntrvw_00001441 | SITE_01602 | Primary | 2013 |  | Unknown | Yes | Yes | No | 0 |  | 0 |  | 0 |  | 0 |  | 2 |  | 0 |  | 0 |  | 2 |  | 2 |  | 2 |  | Single Family | 597.38 | 2 | 0 | 2 | 1194.76 | 0 | 1194.76
SiteIntrvw_00001442 | SITE_01603 | Primary | 2014 |  | Unknown | No | No | No | 0 |  | 1 |  | 1 |  | 0 |  | 1 |  | 0 |  | 0 |  | 0 |  | 3 |  | 1 |  | Single Family | 597.38 | 3 | 1 | 2 | 1792.14 | 597.38 | 1194.76
SiteIntrvw_00001443 | SITE_01604 | Primary | 2005 |  | Unknown | No | No | No | 0 |  | 0 |  | 0 |  | 2 |  | 1 |  | 1 |  | 0 |  | 3 |  | 4 |  | 2 |  | Single Family | 2259.17 | 4 | 0 | 4 | 9036.68 | 0 | 9036.68
SiteIntrvw_00001444 | SITE_01605 | Primary | 1974 |  | Unknown | Yes | Yes | No | 0 |  | 0 |  | 0 |  | 0 |  | 0 |  | 0 |  | 2 |  | 1 |  | 2 |  | 2 |  | Single Family | 2259.17 | 2 | 0 | 2 | 4518.34 | 0 | 4518.34
SiteIntrvw_00001445 | SITE_01606 | Primary | 1997 |  | Unknown | No | No | No | 0 |  | 0 |  | 0 |  | 0 |  | 0 |  | 0 |  | 1 |  | 0 |  | 1 |  | 1 |  | Single Family | 597.38 | 1 | 0 | 1 | 597.38 | 0 | 597.38
SiteIntrvw_00001446 | SITE_01607 | Primary | 1985 |  | Unknown | No | No | No | 0 |  | 0 |  | 0 |  | 0 |  | 0 |  | 0 |  | 2 |  | 0 |  | 2 |  | 2 |  | Single Family | 2259.17 | 2 | 0 | 2 | 4518.34 | 0 | 4518.34
SiteIntrvw_00001447 | SITE_01608 | Primary | 2004 |  | Unknown | Yes | Yes | Yes | 0 |  | 0 |  | 0 |  | 0 |  | 2 |  | 0 |  | 2 |  | 0 |  | 4 |  | 4 |  | Single Family | 2259.17 | 4 | 0 | 4 | 9036.68 | 0 | 9036.68
SiteIntrvw_00001448 | SITE_01609 | Primary | 1994 |  | Unknown | No | No | No | 0 |  | 0 |  | 0 |  | 0 |  | 0 |  | 2 |  | 0 |  | 1 |  | 2 |  | 2 |  | Single Family | 2259.17 | 2 | 0 | 2 | 4518.34 | 0 | 4518.34
SiteIntrvw_00001449 | SITE_01610 | Primary | 2015 |  | Unknown | No | No | Yes | 0 |  | 0 |  | 0 |  | 0 |  | 2 |  | 0 |  | 0 |  | 1 |  | 2 |  | 2 |  | Single Family | 597.38 | 2 | 0 | 2 | 1194.76 | 0 | 1194.76
SiteIntrvw_00001450 | SITE_01611 | Primary | 1970 |  | Unknown | No | No | No | 0 |  | 0 |  | 0 |  | 0 |  | 0 |  | 0 |  | 2 |  | 0 |  | 2 |  | 2 |  | Single Family | 2259.17 | 2 | 0 | 2 | 4518.34 | 0 | 4518.34
SiteIntrvw_00001451 | SITE_01612 | Primary | 2012 |  | Unknown | Yes | No | No | 0 |  | 0 |  | 0 |  | 0 |  | 2 |  | 1 |  | 1 |  | 2 |  | 4 |  | 4 |  | Single Family | 72.88 | 4 | 0 | 4 | 291.52 | 0 | 291.52
SiteIntrvw_00001452 | SITE_01613 | Primary | 1986 |  | Unknown | No | No | No | 0 |  | 0 |  | 1 |  | 0 |  | 2 |  | 2 |  | 0 |  | 4 |  | 5 |  | 4 |  | Single Family | 2259.17 | 5 | 0 | 5 | 11295.85 | 0 | 11295.85
SiteIntrvw_00001453 | SITE_01614 | Primary | 2015 |  | Unknown | No | No | No | 0 |  | 1 |  | 1 |  | 0 |  | 2 |  | 0 |  | 0 |  | 1 |  | 4 |  | 2 |  | Single Family | 2259.17 | 4 | 1 | 3 | 9036.68 | 2259.17 | 6777.51
SiteIntrvw_00001454 | SITE_01615 | Primary | 1986 |  | Unknown | No | No | No | 0 |  | 0 |  | 0 |  | 0 |  | 0 |  | 2 |  | 0 |  | 1 |  | 2 |  | 2 |  | Single Family | 597.38 | 2 | 0 | 2 | 1194.76 | 0 | 1194.76
SiteIntrvw_00001455 | SITE_01616 | Primary | 2013 |  | Unknown | No | No | No | 0 |  | 0 |  | 1 |  | 0 |  | 2 |  | 0 |  | 0 |  | 2 |  | 3 |  | 2 |  | Single Family | 2259.17 | 3 | 0 | 3 | 6777.51 | 0 | 6777.51
SiteIntrvw_00001456 | SITE_01617 | Primary | 2000 |  | Unknown | No | No | No | 0 |  | 0 |  | 0 |  | 0 |  | 2 |  | 2 |  | 0 |  | 2 |  | 4 |  | 4 |  | Single Family | 235.4 | 4 | 0 | 4 | 941.6 | 0 | 941.6
SiteIntrvw_00001457 | SITE_01618 | Primary | 2010 |  | Unknown | Yes | Yes | No | 0 |  | 0 |  | 3 |  | 1 |  | 2 |  | 0 |  | 1 |  | 1 |  | 7 |  | 3 |  | Single Family | 597.38 | 7 | 0 | 7 | 4181.66 | 0 | 4181.66
SiteIntrvw_00001458 | SITE_01619 | Primary | 2004 |  | Unknown | Yes | Yes | No | 0 |  | 0 |  | 0 |  | 0 |  | 1 |  | 0 |  | 0 |  | 1 |  | 1 |  | 1 |  | Single Family | 597.38 | 1 | 0 | 1 | 597.38 | 0 | 597.38
SiteIntrvw_00001459 | SITE_01620 | Primary | 2004 |  | Unknown | No | No | No | 0 |  | 0 |  | 2 |  | 0 |  | 2 |  | 0 |  | 0 |  | 2 |  | 4 |  | 2 |  | Single Family | 235.4 | 4 | 0 | 4 | 941.6 | 0 | 941.6
SiteIntrvw_00001460 | SITE_01621 | Primary | 2012 |  | Unknown | No | No | No | 0 |  | 2 |  | 1 |  | 0 |  | 2 |  | 0 |  | 0 |  | 1 |  | 5 |  | 2 |  | Single Family | 235.4 | 5 | 2 | 3 | 1177 | 470.8 | 706.2
SiteIntrvw_00001461 | SITE_01622 | Primary | 2001 |  | Unknown | No | No | No | 0 |  | 0 |  | 0 |  | 0 |  | 0 |  | 1 |  | 0 |  | 0 |  | 1 |  | 1 |  | Single Family | 235.4 | 1 | 0 | 1 | 235.4 | 0 | 235.4
SiteIntrvw_00001462 | SITE_01623 | Primary | 1977 |  | Unknown | No | No | No | 0 |  | 0 |  | 0 |  | 0 |  | 0 |  | 0 |  | 1 |  | 0 |  | 1 |  | 1 |  | Single Family | 235.4 | 1 | 0 | 1 | 235.4 | 0 | 235.4
SiteIntrvw_00001463 | SITE_01624 | Primary | 1999 |  | Unknown | No | No | No | 0 |  | 0 |  | 2 |  | 0 |  | 0 |  | 1 |  | 1 |  | 0 |  | 4 |  | 2 |  | Single Family | 235.4 | 4 | 0 | 4 | 941.6 | 0 | 941.6
SiteIntrvw_00002016 | SITE_01625 | Primary | 2014 |  | Unknown | No | No | No | 0 |  | 0 |  | 0 |  | 0 |  | 0 |  | 1 |  | 0 |  | 1 |  | 1 |  | 1 |  | Single Family | 72.88 | 1 | 0 | 1 | 72.88 | 0 | 72.88
SiteIntrvw_00001464 | SITE_01626 | Primary | 2011 |  | Unknown | No | No | No | 0 |  | 0 |  | 2 |  | 0 |  | 0 |  | 1 |  | 1 |  | 0 |  | 4 |  | 2 |  | Single Family | 235.4 | 4 | 0 | 4 | 941.6 | 0 | 941.6
SiteIntrvw_00001465 | SITE_01627 | Primary | 1972 |  | Unknown | No | No | No | 0 |  | 0 |  | 0 |  | 1 |  | 1 |  | 1 |  | 0 |  | 1 |  | 3 |  | 2 |  | Single Family | 235.4 | 3 | 0 | 3 | 706.2 | 0 | 706.2
SiteIntrvw_00001466 | SITE_01628 | Primary | 2009 |  | Unknown | Yes | Yes | No | 0 |  | 0 |  | 0 |  | 0 |  | 0 |  | 4 |  | 1 |  | 3 |  | 5 |  | 5 |  | Single Family | 235.4 | 5 | 0 | 5 | 1177 | 0 | 1177
SiteIntrvw_00001467 | SITE_01629 | Primary | 1978 |  | Unknown | No | Yes | No | 0 |  | 0 |  | 0 |  | 0 |  | 0 |  | 1 |  | 1 |  | 0 |  | 2 |  | 2 |  | Single Family | 72.88 | 2 | 0 | 2 | 145.76 | 0 | 145.76
SiteIntrvw_00001468 | SITE_01630 | Primary | 1996 |  | Unknown | No | No | No | 0 |  | 0 |  | 0 |  | 2 |  | 0 |  | 1 |  | 0 |  | 0 |  | 3 |  | 1 |  | Single Family | 235.4 | 3 | 0 | 3 | 706.2 | 0 | 706.2
SiteIntrvw_00001469 | SITE_01631 | Primary | 1984 |  | Unknown | Yes | Yes | No | 0 |  | 0 |  | 0 |  | 0 |  | 1 |  | 1 |  | 0 |  | 1 |  | 2 |  | 2 |  | Single Family | 235.4 | 2 | 0 | 2 | 470.8 | 0 | 470.8
SiteIntrvw_00001470 | SITE_01632 | Primary | 1998 |  | Unknown | No | No | No | 0 |  | 0 |  | 0 |  | 0 |  | 0 |  | 1 |  | 0 |  | 0 |  | 1 |  | 1 |  | Single Family | 235.4 | 1 | 0 | 1 | 235.4 | 0 | 235.4
SiteIntrvw_00001471 | SITE_01633 | Primary | 1964 |  | Unknown | No | No | No | 0 |  | 0 |  | 0 |  | 0 |  | 0 |  | 0 |  | 1 |  | 0 |  | 1 |  | 1 |  | Single Family | 235.4 | 1 | 0 | 1 | 235.4 | 0 | 235.4
SiteIntrvw_00001472 | SITE_01634 | Primary | 1978 |  | Unknown | No | No | No | 0 |  | 0 |  | 0 |  | 0 |  | 1 |  | 1 |  | 0 |  | 1 |  | 2 |  | 2 |  | Single Family | 235.4 | 2 | 0 | 2 | 470.8 | 0 | 470.8
SiteIntrvw_00001473 | SITE_01635 | Primary | 1988 |  | Unknown | No | No | Yes | 0 |  | 0 |  | 0 |  | 0 |  | 0 |  | 1 |  | 0 |  | 0 |  | 1 |  | 1 |  | Single Family | 72.88 | 1 | 0 | 1 | 72.88 | 0 | 72.88
SiteIntrvw_00001474 | SITE_01636 | Primary | 2015 |  | Unknown | No | No | No | 0 |  | 0 |  | 0 |  | 0 |  | 0 |  | 0 |  | 1 |  | 0 |  | 1 |  | 1 |  | Single Family | 72.88 | 1 | 0 | 1 | 72.88 | 0 | 72.88
SiteIntrvw_00001475 | SITE_01637 | Primary | 2005 |  | Unknown | No | Yes | Yes | 0 |  | 0 |  | 0 |  | 0 |  | 0 |  | 0 |  | 1 |  | 0 |  | 1 |  | 1 |  | Single Family | 235.4 | 1 | 0 | 1 | 235.4 | 0 | 235.4
SiteIntrvw_00002020 | SITE_01638 | Primary | 2010 |  | Unknown | No | No | No | 0 |  | 0 |  | 0 |  | 0 |  | 0 |  | 1 |  | 0 |  | 0 |  | 1 |  | 1 |  | Single Family | 72.88 | 1 | 0 | 1 | 72.88 | 0 | 72.88
SiteIntrvw_00001476 | SITE_01639 | Primary | 2014 |  | Unknown | No | No | Unknown | 0 |  | 0 |  | 0 |  | 0 |  | 1 |  | 2 |  | 0 |  | 2 |  | 3 |  | 3 |  | Single Family | 235.4 | 3 | 0 | 3 | 706.2 | 0 | 706.2
SiteIntrvw_00001477 | SITE_01640 | Primary | 1974 |  | Unknown | Yes | Yes | No | 0 |  | 0 |  | 0 |  | 0 |  | 2 |  | 0 |  | 2 |  | 0 |  | 4 |  | 4 |  | Single Family | 235.4 | 4 | 0 | 4 | 941.6 | 0 | 941.6
SiteIntrvw_00001478 | SITE_01641 | Primary | 2005 |  | Unknown | No | No | No | 0 |  | 0 |  | 0 |  | 0 |  | 0 |  | 1 |  | 0 |  | 0 |  | 1 |  | 1 |  | Single Family | 235.4 | 1 | 0 | 1 | 235.4 | 0 | 235.4
SiteIntrvw_00001479 | SITE_01642 | Primary | 1981 |  | Unknown | No | Yes | No | 0 |  | 0 |  | 0 |  | 0 |  | 0 |  | 1 |  | 0 |  | 1 |  | 1 |  | 1 |  | Single Family | 235.4 | 1 | 0 | 1 | 235.4 | 0 | 235.4
SiteIntrvw_00001480 | SITE_01643 | Primary | 2013 |  | Unknown | No | No | No | 0 |  | 0 |  | 0 |  | 2 |  | 0 |  | 2 |  | 0 |  | 1 |  | 4 |  | 2 |  | Single Family | 235.4 | 4 | 0 | 4 | 941.6 | 0 | 941.6
SiteIntrvw_00001481 | SITE_01644 | Primary | 2014 |  | Unknown | No | Yes | No | 0 |  | 0 |  | 0 |  | 3 |  | 1 |  | 0 |  | 0 |  | 1 |  | 4 |  | 1 |  | Single Family | 72.88 | 4 | 0 | 4 | 291.52 | 0 | 291.52
SiteIntrvw_00001482 | SITE_01645 | Primary | 2012 |  | Unknown | No | Yes | No | 0 |  | 0 |  | 1 |  | 2 |  | 0 |  | 1 |  | 0 |  | 1 |  | 4 |  | 1 |  | Single Family | 235.4 | 4 | 0 | 4 | 941.6 | 0 | 941.6
SiteIntrvw_00001483 | SITE_01646 | Primary | 2013 |  | Unknown | No | No | No | 0 |  | 0 |  | 0 |  | 0 |  | 1 |  | 0 |  | 0 |  | 1 |  | 1 |  | 1 |  | Single Family | 72.88 | 1 | 0 | 1 | 72.88 | 0 | 72.88
SiteIntrvw_00001484 | SITE_01647 | Primary | 2006 |  | Unknown | No | No | No | 0 |  | 0 |  | 0 |  | 0 |  | 0 |  | 1 |  | 0 |  | 0 |  | 1 |  | 1 |  | Single Family | 72.88 | 1 | 0 | 1 | 72.88 | 0 | 72.88
SiteIntrvw_00001485 | SITE_01648 | Primary | 1973 |  | Unknown | No | No | No | 0 |  | 0 |  | 0 |  | 0 |  | 0 |  | 0 |  | 1 |  | 0 |  | 1 |  | 1 |  | Single Family | 235.4 | 1 | 0 | 1 | 235.4 | 0 | 235.4
SiteIntrvw_00001486 | SITE_01649 | Primary | 1972 |  | Unknown | No | No | No | 0 |  | 0 |  | 0 |  | 0 |  | 0 |  | 0 |  | 1 |  | 0 |  | 1 |  | 1 |  | Single Family | 72.88 | 1 | 0 | 1 | 72.88 | 0 | 72.88
SiteIntrvw_00001487 | SITE_01650 | Primary | 1994 |  | Unknown | No | No | No | 0 |  | 0 |  | 0 |  | 0 |  | 0 |  | 0 |  | 1 |  | 0 |  | 1 |  | 1 |  | Single Family | 72.88 | 1 | 0 | 1 | 72.88 | 0 | 72.88
SiteIntrvw_00001488 | SITE_01651 | Primary | 2005 |  | Unknown | No | No | No | 0 |  | 0 |  | 0 |  | 0 |  | 0 |  | 0 |  | 2 |  | 0 |  | 2 |  | 2 |  | Single Family | 235.4 | 2 | 0 | 2 | 470.8 | 0 | 470.8
SiteIntrvw_00001489 | SITE_01652 | Primary | 2014 |  | Unknown | No | Yes | No | 0 |  | 0 |  | 0 |  | 0 |  | 0 |  | 1 |  | 1 |  | 1 |  | 2 |  | 2 |  | Single Family | 72.88 | 2 | 0 | 2 | 145.76 | 0 | 145.76
SiteIntrvw_00001490 | SITE_01653 | Primary | 1994 |  | Unknown | No | No | No | 0 |  | 0 |  | 1 |  | 0 |  | 2 |  | 0 |  | 2 |  | 2 |  | 5 |  | 4 |  | Single Family | 235.4 | 5 | 0 | 5 | 1177 | 0 | 1177
SiteIntrvw_00001491 | SITE_01654 | Primary | 1997 |  | Unknown | No | No | No | 0 |  | 0 |  | 0 |  | 1 |  | 1 |  | 0 |  | 0 |  | 1 |  | 2 |  | 1 |  | Single Family | 235.4 | 2 | 0 | 2 | 470.8 | 0 | 470.8
SiteIntrvw_00001492 | SITE_01656 | Primary | 2013 |  | Unknown | No | No | No | 0 |  | 0 |  | 0 |  | 0 |  | 1 |  | 0 |  | 0 |  | 1 |  | 1 |  | 1 |  | Single Family | 72.88 | 1 | 0 | 1 | 72.88 | 0 | 72.88
SiteIntrvw_00001493 | SITE_01657 | Primary | 2008 |  | Unknown | No | No | No | 0 |  | 0 |  | 1 |  | 1 |  | 3 |  | 1 |  | 0 |  | 5 |  | 6 |  | 4 |  | Single Family | 235.4 | 6 | 0 | 6 | 1412.4 | 0 | 1412.4
SiteIntrvw_00001494 | SITE_01658 | Primary | 2007 |  | Unknown | No | No | No | 0 |  | 1 |  | 1 |  | 1 |  | 2 |  | 0 |  | 0 |  | 2 |  | 5 |  | 2 |  | Single Family | 72.88 | 5 | 1 | 4 | 364.4 | 72.88 | 291.52
SiteIntrvw_00002017 | SITE_01659 | Primary | 2007 |  | Unknown | No | No | Yes | 0 |  | 0 |  | 0 |  | 0 |  | 0 |  | 0 |  | 2 |  | 0 |  | 2 |  | 2 |  | Single Family | 235.4 | 2 | 0 | 2 | 470.8 | 0 | 470.8
SiteIntrvw_00001495 | SITE_01660 | Primary | 1976 |  | Unknown | No | No | Yes | 0 |  | 0 |  | 0 |  | 0 |  | 0 |  | 1 |  | 0 |  | 0 |  | 1 |  | 1 |  | Single Family | 235.4 | 1 | 0 | 1 | 235.4 | 0 | 235.4
SiteIntrvw_00001496 | SITE_01661 | Primary | 2011 |  | Unknown | No | No | No | 0 |  | 0 |  | 0 |  | 0 |  | 1 |  | 0 |  | 0 |  | 1 |  | 1 |  | 1 |  | Single Family | 235.4 | 1 | 0 | 1 | 235.4 | 0 | 235.4
SiteIntrvw_00001497 | SITE_01662 | Primary | 1985 |  | Unknown | No | No | No | 0 |  | 0 |  | 0 |  | 0 |  | 0 |  | 0 |  | 2 |  | 0 |  | 2 |  | 2 |  | Single Family | 235.4 | 2 | 0 | 2 | 470.8 | 0 | 470.8
SiteIntrvw_00001498 | SITE_01663 | Primary | 2014 |  | Unknown | No | No | No | 0 |  | 0 |  | 0 |  | 1 |  | 2 |  | 0 |  | 0 |  | 1 |  | 3 |  | 2 |  | Single Family | 235.4 | 3 | 0 | 3 | 706.2 | 0 | 706.2
SiteIntrvw_00001499 | SITE_01664 | Primary | 1991 |  | Unknown | No | No | No | 0 |  | 0 |  | 0 |  | 0 |  | 0 |  | 1 |  | 0 |  | 0 |  | 1 |  | 1 |  | Single Family | 72.88 | 1 | 0 | 1 | 72.88 | 0 | 72.88
SiteIntrvw_00001500 | SITE_01665 | Primary | 1978 |  | Unknown | No | No | No | 0 |  | 0 |  | 0 |  | 0 |  | 0 |  | 0 |  | 2 |  | 0 |  | 2 |  | 2 |  | Single Family | 72.88 | 2 | 0 | 2 | 145.76 | 0 | 145.76
SiteIntrvw_00001501 | SITE_01666 | Primary | 2012 |  | Unknown | Yes | No | No | 0 |  | 0 |  | 0 |  | 0 |  | 2 |  | 2 |  | 1 |  | 0 |  | 5 |  | 5 |  | Single Family | 235.4 | 5 | 0 | 5 | 1177 | 0 | 1177
SiteIntrvw_00001502 | SITE_01667 | Primary | 1969 |  | Unknown | No | No | No | 0 |  | 0 |  | 0 |  | 0 |  | 0 |  | 0 |  | 1 |  | 0 |  | 1 |  | 1 |  | Single Family | 235.4 | 1 | 0 | 1 | 235.4 | 0 | 235.4
SiteIntrvw_00001503 | SITE_01668 | Primary | 1981 |  | Unknown | No | No | No | 0 |  | 0 |  | 0 |  | 0 |  | 0 |  | 1 |  | 0 |  | 1 |  | 1 |  | 1 |  | Single Family | 235.4 | 1 | 0 | 1 | 235.4 | 0 | 235.4
SiteIntrvw_00001504 | SITE_01669 | Primary | 2004 |  | Unknown | No | No | No | 0 |  | 0 |  | 0 |  | 0 |  | 0 |  | 1 |  | 0 |  | 1 |  | 1 |  | 1 |  | Single Family | 72.88 | 1 | 0 | 1 | 72.88 | 0 | 72.88
SiteIntrvw_00001505 | SITE_01670 | Primary | 2002 |  | Unknown | No | No | No | 0 |  | 0 |  | 0 |  | 0 |  | 0 |  | 1 |  | 0 |  | 0 |  | 1 |  | 1 |  | Single Family | 235.4 | 1 | 0 | 1 | 235.4 | 0 | 235.4
SiteIntrvw_00001506 | SITE_01671 | Primary | 2016 |  | Unknown | Yes | Yes | No | 0 |  | 1 |  | 1 |  | 0 |  | 2 |  | 0 |  | 0 |  | 0 |  | 4 |  | 2 |  | Single Family | 235.4 | 4 | 1 | 3 | 941.6 | 235.4 | 706.2
SiteIntrvw_00002018 | SITE_01672 | Primary | 2016 |  | Unknown | Yes | Unknown | No | 0 |  | 0 |  | 1 |  | 1 |  | 1 |  | 0 |  | 0 |  | 0 |  | 3 |  | 1 |  | Multifamily Residence | 2002.39 | 3 | 0 | 3 | 6007.17 | 0 | 6007.17
SiteIntrvw_00001507 | SITE_01673 | Primary | 2014 |  | Unknown | No | No | No | 0 |  | 0 |  | 0 |  | 0 |  | 2 |  | 1 |  | 0 |  | 2 |  | 3 |  | 3 |  | Single Family | 72.88 | 3 | 0 | 3 | 218.64 | 0 | 218.64
SiteIntrvw_00001508 | SITE_01674 | Primary | 2008 |  | Unknown | Yes | Yes | No | 0 |  | 0 |  | 0 |  | 0 |  | 1 |  | 0 |  | 0 |  | 1 |  | 1 |  | 1 |  | Single Family | 235.4 | 1 | 0 | 1 | 235.4 | 0 | 235.4
SiteIntrvw_00001509 | SITE_01675 | Primary | 2013 |  | Unknown | No | No | No | 0 |  | 0 |  | 0 |  | 0 |  | 2 |  | 0 |  | 0 |  | 2 |  | 2 |  | 2 |  | Single Family | 72.88 | 2 | 0 | 2 | 145.76 | 0 | 145.76
SiteIntrvw_00001510 | SITE_01676 | Primary | 2016 |  | Unknown | Yes | Yes | No | 0 |  | 0 |  | 0 |  | 4 |  | 1 |  | 1 |  | 0 |  | 1 |  | 6 |  | 2 |  | Single Family | 72.88 | 6 | 0 | 6 | 437.28 | 0 | 437.28
SiteIntrvw_00001511 | SITE_01677 | Primary | 2003 |  | Unknown | No | No | No | 0 |  | 0 |  | 0 |  | 0 |  | 0 |  | 2 |  | 0 |  | 1 |  | 2 |  | 2 |  | Single Family | 235.4 | 2 | 0 | 2 | 470.8 | 0 | 470.8
SiteIntrvw_00001512 | SITE_01678 | Primary | 1966 |  | Unknown | Yes | Yes | No | 0 |  | 0 |  | 1 |  | 1 |  | 1 |  | 0 |  | 1 |  | 0 |  | 4 |  | 2 |  | Single Family | 235.4 | 4 | 0 | 4 | 941.6 | 0 | 941.6
SiteIntrvw_00001513 | SITE_01679 | Primary | 1984 |  | Unknown | No | No | No | 0 |  | 0 |  | 0 |  | 0 |  | 0 |  | 1 |  | 0 |  | 0 |  | 1 |  | 1 |  | Single Family | 72.88 | 1 | 0 | 1 | 72.88 | 0 | 72.88
SiteIntrvw_00001514 | SITE_01680 | Primary | 1988 |  | Unknown | No | No | No | 0 |  | 0 |  | 0 |  | 0 |  | 0 |  | 0 |  | 1 |  | 0 |  | 1 |  | 1 |  | Single Family | 235.4 | 1 | 0 | 1 | 235.4 | 0 | 235.4
SiteIntrvw_00001515 | SITE_01681 | Primary | 2015 |  | Unknown | No | No | No | 0 |  | 0 |  | 0 |  | 0 |  | 0 |  | 0 |  | 2 |  | 0 |  | 2 |  | 2 |  | Single Family | 3801.52 | 2 | 0 | 2 | 7603.04 | 0 | 7603.04
SiteIntrvw_00001516 | SITE_01682 | Primary | 2013 |  | Unknown | No | No | No | 0 |  | 0 |  | 0 |  | 0 |  | 0 |  | 0 |  | 1 |  | 0 |  | 1 |  | 1 |  | Manufactured | 1982.27 | 1 | 0 | 1 | 1982.27 | 0 | 1982.27
SiteIntrvw_00001517 | SITE_01683 | Primary | 2015 |  | Unknown | No | No | No | 0 |  | 0 |  | 0 |  | 1 |  | 2 |  | 0 |  | 0 |  | 2 |  | 3 |  | 2 |  | Manufactured | 1982.27 | 3 | 0 | 3 | 5946.81 | 0 | 5946.81
SiteIntrvw_00001518 | SITE_01684 | Primary | 2013 |  | Unknown | No | No | No | 0 |  | 0 |  | 1 |  | 1 |  | 1 |  | 1 |  | 0 |  | 1 |  | 4 |  | 2 |  | Manufactured | 921.5 | 4 | 0 | 4 | 3686 | 0 | 3686
SiteIntrvw_00001519 | SITE_01685 | Primary | 2015 |  | Unknown | No | No | No | 0 |  | 0 |  | 0 |  | 0 |  | 0 |  | 0 |  | 2 |  | 0 |  | 2 |  | 2 |  | Manufactured | 1982.27 | 2 | 0 | 2 | 3964.54 | 0 | 3964.54
SiteIntrvw_00001520 | SITE_01686 | Primary | 2015 |  | Unknown | No | No | No | 0 |  | 0 |  | 0 |  | 0 |  | 0 |  | 1 |  | 1 |  | 0 |  | 2 |  | 2 |  | Manufactured | 921.5 | 2 | 0 | 2 | 1843 | 0 | 1843
SiteIntrvw_00001521 | SITE_01687 | Primary | 2014 |  | Unknown | No | No | No | 0 |  | 0 |  | 0 |  | 0 |  | 0 |  | 1 |  | 0 |  | 1 |  | 1 |  | 1 |  | Manufactured | 1982.27 | 1 | 0 | 1 | 1982.27 | 0 | 1982.27
SiteIntrvw_00001522 | SITE_01688 | Primary | 2013 |  | Unknown | No | No | No | 0 |  | 0 |  | 2 |  | 0 |  | 2 |  | 0 |  | 0 |  | 2 |  | 4 |  | 2 |  | Manufactured | 921.5 | 4 | 0 | 4 | 3686 | 0 | 3686
SiteIntrvw_00001523 | SITE_01689 | Primary | 2013 |  | Unknown | No | No | Yes | 0 |  | 1 |  | 1 |  | 0 |  | 2 |  | 0 |  | 0 |  | 1 |  | 4 |  | 2 |  | Manufactured | 1982.27 | 4 | 1 | 3 | 7929.08 | 1982.27 | 5946.81
SiteIntrvw_00001524 | SITE_01690 | Primary | 2001 |  | Unknown | No | No | No | 0 |  | 0 |  | 0 |  | 1 |  | 2 |  | 2 |  | 0 |  | 1 |  | 5 |  | 4 |  | Manufactured | 921.5 | 5 | 0 | 5 | 4607.5 | 0 | 4607.5
SiteIntrvw_00001525 | SITE_01691 | Primary | 2013 |  | Unknown | No | No | No | 0 |  | 1 |  | 0 |  | 0 |  | 2 |  | 0 |  | 0 |  | 1 |  | 3 |  | 2 |  | Manufactured | 1982.27 | 3 | 1 | 2 | 5946.81 | 1982.27 | 3964.54
SiteIntrvw_00001526 | SITE_01692 | Primary | 2014 |  | Unknown | No | No | Yes | 0 |  | 0 |  | 0 |  | 0 |  | 0 |  | 1 |  | 0 |  | 0 |  | 1 |  | 1 |  | Manufactured | 1313.97 | 1 | 0 | 1 | 1313.97 | 0 | 1313.97
SiteIntrvw_00001527 | SITE_01693 | Primary | 2014 |  | Unknown | No | No | No | 0 |  | 0 |  | 0 |  | 0 |  | 0 |  | 0 |  | 1 |  | 1 |  | 1 |  | 1 |  | Manufactured | 1313.97 | 1 | 0 | 1 | 1313.97 | 0 | 1313.97
SiteIntrvw_00001528 | SITE_01694 | Primary | 2016 |  | Unknown | No | No | No | 0 |  | 0 |  | 0 |  | 0 |  | 0 |  | 2 |  | 0 |  | 2 |  | 2 |  | 2 |  | Manufactured | 1982.27 | 2 | 0 | 2 | 3964.54 | 0 | 3964.54
SiteIntrvw_00001529 | SITE_01695 | Primary | 2014 |  | Unknown | No | No | No | 0 |  | 0 |  | 1 |  | 1 |  | 0 |  | 2 |  | 0 |  | 2 |  | 4 |  | 2 |  | Manufactured | 1313.97 | 4 | 0 | 4 | 5255.88 | 0 | 5255.88
SiteIntrvw_00001530 | SITE_01696 | Primary | 2015 |  | Unknown | No | No | No | 0 |  | 0 |  | 0 |  | 0 |  | 0 |  | 1 |  | 0 |  | 0 |  | 1 |  | 1 |  | Manufactured | 1313.97 | 1 | 0 | 1 | 1313.97 | 0 | 1313.97
SiteIntrvw_00001531 | SITE_01697 | Primary | 2016 |  | Unknown | No | No | No | 0 |  | 0 |  | 0 |  | 0 |  | 1 |  | 1 |  | 0 |  | 1 |  | 2 |  | 2 |  | Manufactured | 1313.97 | 2 | 0 | 2 | 2627.94 | 0 | 2627.94
SiteIntrvw_00001532 | SITE_01698 | Primary | 2015 |  | Unknown | No | No | No | 0 |  | 2 |  | 1 |  | 4 |  | 3 |  | 1 |  | 0 |  | 3 |  | 11 |  | 4 |  | Manufactured | 1982.27 | 11 | 2 | 9 | 21804.97 | 3964.54 | 17840.43
SiteIntrvw_00001533 | SITE_01699 | Primary | 2013 |  | Unknown | No | No | No | 0 |  | 0 |  | 0 |  | 1 |  | 0 |  | 2 |  | 0 |  | 1 |  | 3 |  | 2 |  | Manufactured | 1313.97 | 3 | 0 | 3 | 3941.91 | 0 | 3941.91
SiteIntrvw_00001534 | SITE_01700 | Primary | 2013 |  | Unknown | No | No | No | 0 |  | 0 |  | 0 |  | 0 |  | 0 |  | 2 |  | 0 |  | 1 |  | 2 |  | 2 |  | Manufactured | 2658 | 2 | 0 | 2 | 5316 | 0 | 5316
SiteIntrvw_00001535 | SITE_01701 | Primary | 2015 |  | Unknown | Yes | No | No | 0 |  | 0 |  | 0 |  | 0 |  | 0 |  | 2 |  | 0 |  | 2 |  | 2 |  | 2 |  | Manufactured | 2658 | 2 | 0 | 2 | 5316 | 0 | 5316
SiteIntrvw_00001536 | SITE_01702 | Primary | 2013 |  | Unknown | No | No | No | 0 |  | 0 |  | 0 |  | 0 |  | 1 |  | 0 |  | 1 |  | 1 |  | 2 |  | 2 |  | Manufactured | 1982.27 | 2 | 0 | 2 | 3964.54 | 0 | 3964.54
SiteIntrvw_00001537 | SITE_01703 | Primary | 2014 |  | Unknown | No | No | No | 0 |  | 0 |  | 0 |  | 0 |  | 0 |  | 2 |  | 0 |  | 2 |  | 2 |  | 2 |  | Manufactured | 1313.97 | 2 | 0 | 2 | 2627.94 | 0 | 2627.94
SiteIntrvw_00001538 | SITE_01704 | Primary | 2012 |  | Unknown | No | Yes | No | 0 |  | 0 |  | 0 |  | 0 |  | 0 |  | 0 |  | 1 |  | 0 |  | 1 |  | 1 |  | Manufactured | 997.59 | 1 | 0 | 1 | 997.59 | 0 | 997.59
SiteIntrvw_00001539 | SITE_01705 | Primary | 2013 |  | Unknown | No | No | No | 0 |  | 0 |  | 0 |  | 0 |  | 0 |  | 1 |  | 0 |  | 1 |  | 1 |  | 1 |  | Manufactured | 997.59 | 1 | 0 | 1 | 997.59 | 0 | 997.59
SiteIntrvw_00001540 | SITE_01706 | Primary | 1973 |  | Unknown | No | No | No | 0 |  | 0 |  | 0 |  | 0 |  | 0 |  | 0 |  | 1 |  | 0 |  | 1 |  | 1 |  | Manufactured | 1982.27 | 1 | 0 | 1 | 1982.27 | 0 | 1982.27
SiteIntrvw_00001541 | SITE_01707 | Primary | 2015 |  | Unknown | No | No | No | 0 |  | 0 |  | 0 |  | 0 |  | 0 |  | 1 |  | 1 |  | 0 |  | 2 |  | 2 |  | Manufactured | 1982.27 | 2 | 0 | 2 | 3964.54 | 0 | 3964.54
SiteIntrvw_00001542 | SITE_01708 | Primary | 1997 |  | Unknown | No | No | No | 0 |  | 0 |  | 0 |  | 0 |  | 0 |  | 1 |  | 0 |  | 0 |  | 1 |  | 1 |  | Manufactured | 1982.27 | 1 | 0 | 1 | 1982.27 | 0 | 1982.27
SiteIntrvw_00001543 | SITE_01709 | Primary | 2014 |  | Unknown | No | No | No | 0 |  | 0 |  | 0 |  | 0 |  | 0 |  | 0 |  | 1 |  | 0 |  | 1 |  | 1 |  | Manufactured | 1982.27 | 1 | 0 | 1 | 1982.27 | 0 | 1982.27
SiteIntrvw_00001544 | SITE_01710 | Primary | 2013 |  | Unknown | No | Yes | Yes | 0 |  | 0 |  | 0 |  | 0 |  | 0 |  | 0 |  | 1 |  | 0 |  | 1 |  | 1 |  | Multifamily Residence | 2002.39 | 1 | 0 | 1 | 2002.39 | 0 | 2002.39
SiteIntrvw_00001545 | SITE_01711 | Primary | 2001 |  | Unknown | No | No | No | 0 |  | 0 |  | 0 |  | 0 |  | 0 |  | 0 |  | 1 |  | 0 |  | 1 |  | 1 |  | Multifamily Residence | 2002.39 | 1 | 0 | 1 | 2002.39 | 0 | 2002.39
SiteIntrvw_00001546 | SITE_01712 | Primary | 2012 |  | Unknown | No | No | No | 0 |  | 0 |  | 0 |  | 0 |  | 1 |  | 1 |  | 0 |  | 2 |  | 2 |  | 2 |  | Multifamily Residence | 2002.39 | 2 | 0 | 2 | 4004.78 | 0 | 4004.78
SiteIntrvw_00001547 | SITE_01713 | Primary | 2014 |  | Unknown | No | No | No | 0 |  | 0 |  | 0 |  | 0 |  | 0 |  | 0 |  | 1 |  | 0 |  | 1 |  | 1 |  | Multifamily Residence | 2002.11 | 1 | 0 | 1 | 2002.11 | 0 | 2002.11
SiteIntrvw_00001548 | SITE_01714 | Primary | 2013 |  | Unknown | No | No | No | 0 |  | 0 |  | 0 |  | 0 |  | 0 |  | 1 |  | 0 |  | 0 |  | 1 |  | 1 |  | Multifamily Residence | 2000.27 | 1 | 0 | 1 | 2000.27 | 0 | 2000.27
SiteIntrvw_00001549 | SITE_01715 | Primary | 2009 |  | Unknown | No | No | No | 0 |  | 0 |  | 0 |  | 0 |  | 0 |  | 0 |  | 1 |  | 0 |  | 1 |  | 1 |  | Manufactured | 1982.27 | 1 | 0 | 1 | 1982.27 | 0 | 1982.27
SiteIntrvw_00001550 | SITE_01716 | Primary | 2014 |  | Unknown | No | No | No | 0 |  | 0 |  | 0 |  | 0 |  | 2 |  | 0 |  | 0 |  | 2 |  | 2 |  | 2 |  | Multifamily Residence | 2002.39 | 2 | 0 | 2 | 4004.78 | 0 | 4004.78
SiteIntrvw_00001551 | SITE_01717 | Primary | 2013 |  | Unknown | No | No | No | 0 |  | 0 |  | 0 |  | 0 |  | 0 |  | 0 |  | 1 |  | 0 |  | 1 |  | 1 |  | Multifamily Residence | 2383.66 | 1 | 0 | 1 | 2383.66 | 0 | 2383.66
SiteIntrvw_00001552 | SITE_01718 | Primary | 2016 |  | Unknown | No | No | No | 0 |  | 0 |  | 0 |  | 0 |  | 0 |  | 1 |  | 0 |  | 0 |  | 1 |  | 1 |  | Multifamily Residence | 2383.66 | 1 | 0 | 1 | 2383.66 | 0 | 2383.66
SiteIntrvw_00001553 | SITE_01719 | Primary | 1994 |  | Unknown | No | No | No | 0 |  | 0 |  | 0 |  | 0 |  | 0 |  | 1 |  | 0 |  | 0 |  | 1 |  | 1 |  | Manufactured | 1982.27 | 1 | 0 | 1 | 1982.27 | 0 | 1982.27
SiteIntrvw_00001554 | SITE_01720 | Primary | 2009 |  | Unknown | No | No | No | 0 |  | 0 |  | 0 |  | 0 |  | 0 |  | 1 |  | 1 |  | 0 |  | 2 |  | 2 |  | Multifamily Residence | 2383.66 | 2 | 0 | 2 | 4767.32 | 0 | 4767.32
SiteIntrvw_00001555 | SITE_01721 | Primary | 1993 |  | Unknown | No | No | No | 0 |  | 0 |  | 0 |  | 0 |  | 0 |  | 0 |  | 1 |  | 0 |  | 1 |  | 1 |  | Manufactured | 997.59 | 1 | 0 | 1 | 997.59 | 0 | 997.59
SiteIntrvw_00001556 | SITE_01722 | Primary | 2015 |  | Unknown | No | No | Unknown | 0 |  | 0 |  | 0 |  | 0 |  | 0 |  | 0 |  | 1 |  | 0 |  | 1 |  | 1 |  | Manufactured | 2052 | 1 | 0 | 1 | 2052 | 0 | 2052
SiteIntrvw_00001557 | SITE_01723 | Primary | 2015 |  | Unknown | Yes | Unknown | Unknown | 0 |  | 0 |  | 0 |  | 0 |  | 2 |  | 0 |  | 0 |  | 2 |  | 2 |  | 2 |  | Multifamily Residence | 2002.39 | 2 | 0 | 2 | 4004.78 | 0 | 4004.78
SiteIntrvw_00001558 | SITE_01724 | Primary | 2007 |  | Unknown | No | No | No | 0 |  | 0 |  | 0 |  | 0 |  | 0 |  | 0 |  | 1 |  | 0 |  | 1 |  | 1 |  | Manufactured | 1982.27 | 1 | 0 | 1 | 1982.27 | 0 | 1982.27
SiteIntrvw_00001559 | SITE_01725 | Primary | 2002 |  | Unknown | No | No | No | 0 |  | 0 |  | 0 |  | 0 |  | 0 |  | 0 |  | 1 |  | 0 |  | 1 |  | 1 |  | Manufactured | 1982.27 | 1 | 0 | 1 | 1982.27 | 0 | 1982.27
SiteIntrvw_00001560 | SITE_01726 | Primary | 2015 |  | Unknown | No | No | No | 0 |  | 0 |  | 0 |  | 0 |  | 1 |  | 0 |  | 0 |  | 0 |  | 1 |  | 1 |  | Multifamily Residence | 2002.39 | 1 | 0 | 1 | 2002.39 | 0 | 2002.39
SiteIntrvw_00001561 | SITE_01727 | Primary | 2004 |  | Unknown | Yes | Yes | No | 0 |  | 0 |  | 0 |  | 0 |  | 0 |  | 0 |  | 1 |  | 0 |  | 1 |  | 1 |  | Manufactured | 997.59 | 1 | 0 | 1 | 997.59 | 0 | 997.59
SiteIntrvw_00001562 | SITE_01728 | Primary | 1988 |  | Unknown | No | Yes | No | 0 |  | 0 |  | 0 |  | 0 |  | 0 |  | 0 |  | 1 |  | 1 |  | 1 |  | 1 |  | Multifamily Residence | 2000.27 | 1 | 0 | 1 | 2000.27 | 0 | 2000.27
SiteIntrvw_00001563 | SITE_01729 | Primary | 2014 |  | Unknown | No | No | No | 0 |  | 0 |  | 0 |  | 0 |  | 0 |  | 1 |  | 0 |  | 1 |  | 1 |  | 1 |  | Multifamily Residence | 2002.11 | 1 | 0 | 1 | 2002.11 | 0 | 2002.11
SiteIntrvw_00001564 | SITE_01730 | Primary | 2015 |  | Unknown | No | No | No | 0 |  | 0 |  | 0 |  | 1 |  | 0 |  | 2 |  | 0 |  | 2 |  | 3 |  | 2 |  | Multifamily Residence | 2000.27 | 3 | 0 | 3 | 6000.81 | 0 | 6000.81
SiteIntrvw_00001565 | SITE_01731 | Primary | 2011 |  | Unknown | No | No | No | 0 |  | 0 |  | 0 |  | 0 |  | 0 |  | 2 |  | 0 |  | 0 |  | 2 |  | 2 |  | Single Family | 12576.67 | 2 | 0 | 2 | 25153.34 | 0 | 25153.34
SiteIntrvw_00001566 | SITE_01732 | Primary | 2012 |  | Unknown | No | No | No | 0 |  | 0 |  | 0 |  | 0 |  | 2 |  | 0 |  | 0 |  | 2 |  | 2 |  | 2 |  | Multifamily Residence | 2804.94 | 2 | 0 | 2 | 5609.88 | 0 | 5609.88
SiteIntrvw_00001567 | SITE_01733 | Primary | 2016 |  | Unknown | Yes | N/A | No | 0 |  | 0 |  | 0 |  | 0 |  | 0 |  | 0 |  | 1 |  | 0 |  | 1 |  | 1 |  | Multifamily Residence | 2804.94 | 1 | 0 | 1 | 2804.94 | 0 | 2804.94
SiteIntrvw_00001568 | SITE_01734 | Primary | 2016 |  | Unknown | Yes | No | No | 0 |  | 0 |  | 0 |  | 2 |  | 1 |  | 0 |  | 0 |  | 0 |  | 3 |  | 1 |  | Multifamily Residence | 2804.94 | 3 | 0 | 3 | 8414.82 | 0 | 8414.82
SiteIntrvw_00001569 | SITE_01735 | Primary | 2010 |  | Unknown | No | No | No | 0 |  | 0 |  | 0 |  | 0 |  | 0 |  | 1 |  | 0 |  | 0 |  | 1 |  | 1 |  | Multifamily Residence | 2002.11 | 1 | 0 | 1 | 2002.11 | 0 | 2002.11
SiteIntrvw_00001570 | SITE_01736 | Primary | 1990 |  | Unknown | No | No | No | 0 |  | 0 |  | 0 |  | 0 |  | 0 |  | 0 |  | 2 |  | 0 |  | 2 |  | 2 |  | Single Family | 10259.39 | 2 | 0 | 2 | 20518.78 | 0 | 20518.78
SiteIntrvw_00001571 | SITE_01737 | Primary | 2014 |  | Unknown | No | No | No | 0 |  | 0 |  | 0 |  | 0 |  | 0 |  | 0 |  | 1 |  | 0 |  | 1 |  | 1 |  | Single Family | 12576.67 | 1 | 0 | 1 | 12576.67 | 0 | 12576.67
SiteIntrvw_00001572 | SITE_01738 | Primary | 2011 |  | Unknown | No | No | No | 0 |  | 0 |  | 0 |  | 0 |  | 0 |  | 1 |  | 0 |  | 1 |  | 1 |  | 1 |  | Multifamily Residence | 2002.39 | 1 | 0 | 1 | 2002.39 | 0 | 2002.39
SiteIntrvw_00001573 | SITE_01739 | Primary | 2001 |  | Unknown | No | No | No | 0 |  | 0 |  | 0 |  | 0 |  | 0 |  | 0 |  | 1 |  | 0 |  | 1 |  | 1 |  | Single Family | 12576.67 | 1 | 0 | 1 | 12576.67 | 0 | 12576.67
SiteIntrvw_00001574 | SITE_01740 | Primary | 2013 |  | Unknown | No | No | No | 0 |  | 0 |  | 0 |  | 1 |  | 0 |  | 1 |  | 0 |  | 0 |  | 2 |  | 1 |  | Single Family | 12576.67 | 2 | 0 | 2 | 25153.34 | 0 | 25153.34
SiteIntrvw_00001575 | SITE_01741 | Primary | 2016 |  | Unknown | Yes | No | No | 0 |  | 0 |  | 0 |  | 0 |  | 1 |  | 0 |  | 1 |  | 0 |  | 2 |  | 2 |  | Multifamily Residence | 2383.66 | 2 | 0 | 2 | 4767.32 | 0 | 4767.32
SiteIntrvw_00001576 | SITE_01742 | Primary | 1998 |  | Unknown | No | No | No | 0 |  | 0 |  | 0 |  | 0 |  | 0 |  | 1 |  | 0 |  | 1 |  | 1 |  | 1 |  | Multifamily Residence | 2002.39 | 1 | 0 | 1 | 2002.39 | 0 | 2002.39
SiteIntrvw_00001577 | SITE_01743 | Primary | 2007 |  | Unknown | No | No | No | 0 |  | 0 |  | 0 |  | 0 |  | 0 |  | 2 |  | 0 |  | 0 |  | 2 |  | 2 |  | Multifamily Residence | 2383.66 | 2 | 0 | 2 | 4767.32 | 0 | 4767.32
SiteIntrvw_00001578 | SITE_01744 | Primary | 1991 |  | Unknown | No | No | No | 0 |  | 0 |  | 0 |  | 0 |  | 0 |  | 1 |  | 1 |  | 0 |  | 2 |  | 2 |  | Multifamily Residence | 2002.39 | 2 | 0 | 2 | 4004.78 | 0 | 4004.78
SiteIntrvw_00001579 | SITE_01745 | Primary | 2015 |  | Unknown | No | No | No | 0 |  | 0 |  | 0 |  | 0 |  | 2 |  | 0 |  | 0 |  | 2 |  | 2 |  | 2 |  | Multifamily Residence | 2000.27 | 2 | 0 | 2 | 4000.54 | 0 | 4000.54
SiteIntrvw_00001580 | SITE_01746 | Primary | 2010 |  | Unknown | No | No | No | 0 |  | 0 |  | 0 |  | 0 |  | 0 |  | 0 |  | 1 |  | 0 |  | 1 |  | 1 |  | Manufactured | 1982.27 | 1 | 0 | 1 | 1982.27 | 0 | 1982.27
SiteIntrvw_00001581 | SITE_01747 | Primary | 2014 |  | Unknown | Yes | Yes | No | 0 |  | 2 |  | 0 |  | 0 |  | 2 |  | 0 |  | 0 |  | 1 |  | 4 |  | 2 |  | Multifamily Residence | 2002.39 | 4 | 2 | 2 | 8009.56 | 4004.78 | 4004.78
SiteIntrvw_00001582 | SITE_01748 | Primary | 2010 |  | Unknown | No | No | No | 0 |  | 0 |  | 0 |  | 0 |  | 0 |  | 1 |  | 0 |  | 0 |  | 1 |  | 1 |  | Multifamily Residence | 2002.39 | 1 | 0 | 1 | 2002.39 | 0 | 2002.39
SiteIntrvw_00001583 | SITE_01749 | Primary | 2011 |  | Unknown | No | No | No | 0 |  | 0 |  | 0 |  | 0 |  | 0 |  | 0 |  | 1 |  | 0 |  | 1 |  | 1 |  | Multifamily Residence | 2002.39 | 1 | 0 | 1 | 2002.39 | 0 | 2002.39
SiteIntrvw_00001584 | SITE_01750 | Primary | 2015 |  | Unknown | No | No | No | 0 |  | 0 |  | 0 |  | 0 |  | 0 |  | 0 |  | 1 |  | 0 |  | 1 |  | 1 |  | Multifamily Residence | 2002.39 | 1 | 0 | 1 | 2002.39 | 0 | 2002.39
SiteIntrvw_00001585 | SITE_01751 | Primary | 2015 |  | Unknown | No | No | No | 0 |  | 0 |  | 0 |  | 0 |  | 2 |  | 0 |  | 0 |  | 2 |  | 2 |  | 2 |  | Multifamily Residence | 2002.39 | 2 | 0 | 2 | 4004.78 | 0 | 4004.78
SiteIntrvw_00001586 | SITE_01752 | Primary | 2014 |  | Unknown | Yes | No | Unknown | 0 |  | 0 |  | 0 |  | 0 |  | 2 |  | 0 |  | 0 |  | 1 |  | 2 |  | 2 |  | Multifamily Residence | 2002.11 | 2 | 0 | 2 | 4004.22 | 0 | 4004.22
SiteIntrvw_00001587 | SITE_01753 | Primary | 2012 |  | Unknown | No | No | No | 0 |  | 0 |  | 0 |  | 0 |  | 0 |  | 1 |  | 0 |  | 1 |  | 1 |  | 1 |  | Multifamily Residence | 2000.27 | 1 | 0 | 1 | 2000.27 | 0 | 2000.27
SiteIntrvw_00001588 | SITE_01754 | Primary | 2010 |  | Unknown | No | No | No | 0 |  | 0 |  | 0 |  | 0 |  | 0 |  | 1 |  | 0 |  | 0 |  | 1 |  | 1 |  | Multifamily Residence | 2383.66 | 1 | 0 | 1 | 2383.66 | 0 | 2383.66
SiteIntrvw_00001589 | SITE_01755 | Primary | 2013 |  | Unknown | No | No | No | 0 |  | 0 |  | 0 |  | 0 |  | 0 |  | 0 |  | 1 |  | 1 |  | 1 |  | 1 |  | Multifamily Residence | 2002.39 | 1 | 0 | 1 | 2002.39 | 0 | 2002.39
SiteIntrvw_00001590 | SITE_01756 | Primary | 2008 |  | Unknown | Yes | Yes | No | 0 |  | 1 |  | 0 |  | 1 |  | 1 |  | 1 |  | 0 |  | 2 |  | 4 |  | 2 |  | Manufactured | 1982.27 | 4 | 1 | 3 | 7929.08 | 1982.27 | 5946.81
SiteIntrvw_00001591 | SITE_01757 | Primary | 2014 |  | Unknown | No | No | No | 4 |  | 2 |  | 0 |  | 0 |  | 4 |  | 0 |  | 0 |  | 4 |  | 10 |  | 4 |  | Multifamily Residence | 2000.27 | 10 | 6 | 4 | 20002.7 | 12001.62 | 8001.08
SiteIntrvw_00001592 | SITE_01758 | Primary | 2016 |  | Unknown | Yes | Unknown | No | 0 |  | 0 |  | 0 |  | 0 |  | 1 |  | 0 |  | 0 |  | 1 |  | 1 |  | 1 |  | Multifamily Residence | 2000.27 | 1 | 0 | 1 | 2000.27 | 0 | 2000.27
SiteIntrvw_00001593 | SITE_01759 | Primary | 2012 |  | Unknown | No | No | Unknown | 0 |  | 0 |  | 0 |  | 0 |  | 0 |  | 1 |  | 1 |  | 1 |  | 2 |  | 2 |  | Multifamily Residence | 2000.27 | 2 | 0 | 2 | 4000.54 | 0 | 4000.54
SiteIntrvw_00001594 | SITE_01760 | Primary | 2015 |  | Unknown | Yes | Unknown | No | 0 |  | 0 |  | 0 |  | 0 |  | 0 |  | 1 |  | 0 |  | 1 |  | 1 |  | 1 |  | Multifamily Residence | 2000.27 | 1 | 0 | 1 | 2000.27 | 0 | 2000.27
SiteIntrvw_00001595 | SITE_01761 | Primary | 2013 |  | Unknown | No | No | No | 0 |  | 0 |  | 0 |  | 0 |  | 0 |  | 1 |  | 1 |  | 0 |  | 2 |  | 2 |  | Manufactured | 1982.27 | 2 | 0 | 2 | 3964.54 | 0 | 3964.54
SiteIntrvw_00001596 | SITE_01762 | Primary | 2016 |  | Unknown | Yes | Yes | No | 0 |  | 0 |  | 0 |  | 0 |  | 1 |  | 0 |  | 0 |  | 1 |  | 1 |  | 1 |  | Multifamily Residence | 2804.94 | 1 | 0 | 1 | 2804.94 | 0 | 2804.94
SiteIntrvw_00001597 | SITE_01763 | Primary | 2000 |  | Unknown | No | No | No | 0 |  | 0 |  | 0 |  | 0 |  | 1 |  | 1 |  | 0 |  | 2 |  | 2 |  | 2 |  | Manufactured | 1982.27 | 2 | 0 | 2 | 3964.54 | 0 | 3964.54
SiteIntrvw_00001598 | SITE_01764 | Primary | 2014 |  | Unknown | No | No | No | 0 |  | 0 |  | 2 |  | 2 |  | 2 |  | 0 |  | 0 |  | 1 |  | 6 |  | 2 |  | Manufactured | 997.59 | 6 | 0 | 6 | 5985.54 | 0 | 5985.54
SiteIntrvw_00001599 | SITE_01765 | Primary | 2015 |  | Unknown | No | No | No | 0 |  | 0 |  | 0 |  | 0 |  | 1 |  | 1 |  | 1 |  | 2 |  | 3 |  | 3 |  | Multifamily Residence | 2002.11 | 3 | 0 | 3 | 6006.33 | 0 | 6006.33
SiteIntrvw_00001600 | SITE_01766 | Primary | 2003 |  | Unknown | No | No | No | 0 |  | 0 |  | 0 |  | 0 |  | 0 |  | 1 |  | 0 |  | 1 |  | 1 |  | 1 |  | Multifamily Residence | 2000.27 | 1 | 0 | 1 | 2000.27 | 0 | 2000.27
SiteIntrvw_00001601 | SITE_01767 | Primary | 2015 |  | Unknown | No | No | No | 0 |  | 0 |  | 0 |  | 0 |  | 0 |  | 1 |  | 0 |  | 0 |  | 1 |  | 1 |  | Multifamily Residence | 2002.39 | 1 | 0 | 1 | 2002.39 | 0 | 2002.39
SiteIntrvw_00001602 | SITE_01768 | Primary | 2015 |  | Unknown | No | No | No | 0 |  | 0 |  | 0 |  | 0 |  | 0 |  | 1 |  | 0 |  | 0 |  | 1 |  | 1 |  | Multifamily Residence | 2002.39 | 1 | 0 | 1 | 2002.39 | 0 | 2002.39
SiteIntrvw_00001603 | SITE_01769 | Primary | 2013 |  | Unknown | No | No | No | 0 |  | 0 |  | 0 |  | 0 |  | 0 |  | 1 |  | 0 |  | 0 |  | 1 |  | 1 |  | Multifamily Residence | 630.9 | 1 | 0 | 1 | 630.9 | 0 | 630.9
SiteIntrvw_00001604 | SITE_01770 | Primary | 2012 |  | Unknown | No | No | No | 0 |  | 0 |  | 0 |  | 0 |  | 0 |  | 0 |  | 1 |  | 0 |  | 1 |  | 1 |  | Multifamily Residence | 630.9 | 1 | 0 | 1 | 630.9 | 0 | 630.9
SiteIntrvw_00001605 | SITE_01771 | Primary | 2009 |  | Unknown | No | No | No | 0 |  | 0 |  | 0 |  | 0 |  | 0 |  | 0 |  | 1 |  | 0 |  | 1 |  | 1 |  | Multifamily Residence | 630.9 | 1 | 0 | 1 | 630.9 | 0 | 630.9
SiteIntrvw_00001606 | SITE_01772 | Primary | 2014 |  | Unknown | No | No | Yes | 0 |  | 0 |  | 0 |  | 0 |  | 1 |  | 0 |  | 0 |  | 1 |  | 1 |  | 1 |  | Multifamily Residence | 630.9 | 1 | 0 | 1 | 630.9 | 0 | 630.9
SiteIntrvw_00001607 | SITE_01773 | Primary | 2009 |  | Unknown | No | No | No | 0 |  | 0 |  | 0 |  | 0 |  | 0 |  | 0 |  | 1 |  | 0 |  | 1 |  | 1 |  | Multifamily Residence | 739.45 | 1 | 0 | 1 | 739.45 | 0 | 739.45
SiteIntrvw_00001608 | SITE_01774 | Primary | 2016 |  | Unknown | No | No | No | 0 |  | 0 |  | 0 |  | 0 |  | 0 |  | 0 |  | 1 |  | 0 |  | 1 |  | 1 |  | Multifamily Residence | 739.45 | 1 | 0 | 1 | 739.45 | 0 | 739.45
SiteIntrvw_00001609 | SITE_01775 | Primary | 2011 |  | Unknown | No | No | No | 0 |  | 0 |  | 0 |  | 0 |  | 0 |  | 1 |  | 0 |  | 1 |  | 1 |  | 1 |  | Multifamily Residence | 739.45 | 1 | 0 | 1 | 739.45 | 0 | 739.45
SiteIntrvw_00001610 | SITE_01776 | Primary | 2016 |  | Unknown | No | No | No | 0 |  | 0 |  | 0 |  | 0 |  | 0 |  | 1 |  | 0 |  | 1 |  | 1 |  | 1 |  | Multifamily Residence | 630.9 | 1 | 0 | 1 | 630.9 | 0 | 630.9
SiteIntrvw_00001611 | SITE_01777 | Primary | 2015 |  | Unknown | Yes | No | Yes | 0 |  | 0 |  | 0 |  | 0 |  | 2 |  | 0 |  | 0 |  | 2 |  | 2 |  | 2 |  | Multifamily Residence | 2002.39 | 2 | 0 | 2 | 4004.78 | 0 | 4004.78
SiteIntrvw_00001612 | SITE_01778 | Primary | 2013 |  | Unknown | No | No | No | 0 |  | 0 |  | 0 |  | 0 |  | 1 |  | 0 |  | 0 |  | 0 |  | 1 |  | 1 |  | Multifamily Residence | 739.45 | 1 | 0 | 1 | 739.45 | 0 | 739.45
SiteIntrvw_00002042 | SITE_01779 | Unknown |  | N/A | Unknown | Unknown | Unknown | Unknown | 0 |  | 0 |  | 0 |  | 1 |  | 1 |  | 0 |  | 0 |  | 0 |  | 2 |  | 1 |  | Multifamily Residence | 739.45 | 2 | 0 | 2 | 1478.9 | 0 | 1478.9
SiteIntrvw_00001613 | SITE_01780 | Primary | 2014 |  | Unknown | No | No | No | 0 |  | 0 |  | 0 |  | 0 |  | 2 |  | 0 |  | 0 |  | 2 |  | 2 |  | 2 |  | Multifamily Residence | 2804.94 | 2 | 0 | 2 | 5609.88 | 0 | 5609.88
SiteIntrvw_00001614 | SITE_01781 | Primary | 2012 |  | Unknown | No | No | Unknown | 0 |  | 0 |  | 1 |  | 0 |  | 2 |  | 0 |  | 0 |  | 1 |  | 3 |  | 2 |  | Multifamily Residence | 2000.27 | 3 | 0 | 3 | 6000.81 | 0 | 6000.81
SiteIntrvw_00001615 | SITE_01782 | Primary | 1980 |  | Unknown | No | No | No | 0 |  | 0 |  | 0 |  | 0 |  | 0 |  | 0 |  | 1 |  | 0 |  | 1 |  | 1 |  | Single Family | 2986.36 | 1 | 0 | 1 | 2986.36 | 0 | 2986.36
SiteIntrvw_00001616 | SITE_01783 | Primary | 2014 |  | Unknown | No | No | No | 0 |  | 0 |  | 0 |  | 0 |  | 0 |  | 0 |  | 2 |  | 0 |  | 2 |  | 2 |  | Multifamily Residence | 739.45 | 2 | 0 | 2 | 1478.9 | 0 | 1478.9
SiteIntrvw_00001617 | SITE_01784 | Primary | 2015 |  | Unknown | No | No | No | 0 |  | 0 |  | 0 |  | 0 |  | 0 |  | 2 |  | 0 |  | 2 |  | 2 |  | 2 |  | Multifamily Residence | 2000.27 | 2 | 0 | 2 | 4000.54 | 0 | 4000.54
SiteIntrvw_00001618 | SITE_01785 | Primary | 2008 |  | Unknown | No | No | No | 0 |  | 0 |  | 0 |  | 0 |  | 0 |  | 1 |  | 0 |  | 0 |  | 1 |  | 1 |  | Multifamily Residence | 739.45 | 1 | 0 | 1 | 739.45 | 0 | 739.45
SiteIntrvw_00001619 | SITE_01786 | Primary | 1993 |  | Unknown | No | No | No | 0 |  | 0 |  | 0 |  | 0 |  | 0 |  | 1 |  | 0 |  | 0 |  | 1 |  | 1 |  | Multifamily Residence | 739.45 | 1 | 0 | 1 | 739.45 | 0 | 739.45
SiteIntrvw_00001620 | SITE_01787 | Primary | 2013 |  | Unknown | No | No | No | 0 |  | 0 |  | 0 |  | 0 |  | 0 |  | 1 |  | 0 |  | 0 |  | 1 |  | 1 |  | Single Family | 2986.36 | 1 | 0 | 1 | 2986.36 | 0 | 2986.36
SiteIntrvw_00001621 | SITE_01788 | Primary | 2005 |  | Unknown | No | No | No | 0 |  | 0 |  | 0 |  | 0 |  | 0 |  | 0 |  | 1 |  | 0 |  | 1 |  | 1 |  | Single Family | 2986.36 | 1 | 0 | 1 | 2986.36 | 0 | 2986.36
SiteIntrvw_00001622 | SITE_01789 | Primary | 2011 |  | Unknown | No | No | No | 0 |  | 0 |  | 0 |  | 0 |  | 0 |  | 1 |  | 1 |  | 2 |  | 2 |  | 2 |  | Multifamily Residence | 739.45 | 2 | 0 | 2 | 1478.9 | 0 | 1478.9
SiteIntrvw_00001623 | SITE_01790 | Primary | 2016 |  | Unknown | Yes | No | No | 0 |  | 0 |  | 0 |  | 0 |  | 0 |  | 2 |  | 0 |  | 1 |  | 2 |  | 2 |  | Single Family | 2986.36 | 2 | 0 | 2 | 5972.72 | 0 | 5972.72
SiteIntrvw_00001624 | SITE_01791 | Primary | 2012 |  | Unknown | No | No | No | 0 |  | 0 |  | 0 |  | 0 |  | 0 |  | 0 |  | 1 |  | 0 |  | 1 |  | 1 |  | Single Family | 2986.36 | 1 | 0 | 1 | 2986.36 | 0 | 2986.36
SiteIntrvw_00001625 | SITE_01792 | Primary | 2015 |  | Unknown | No | No | No | 0 |  | 2 |  | 0 |  | 0 |  | 2 |  | 0 |  | 0 |  | 1 |  | 4 |  | 2 |  | Multifamily Residence | 739.45 | 4 | 2 | 2 | 2957.8 | 1478.9 | 1478.9
SiteIntrvw_00001626 | SITE_01793 | Primary | 2003 |  | Unknown | No | No | No | 0 |  | 0 |  | 0 |  | 0 |  | 0 |  | 0 |  | 1 |  | 0 |  | 1 |  | 1 |  | Single Family | 2986.36 | 1 | 0 | 1 | 2986.36 | 0 | 2986.36
SiteIntrvw_00001627 | SITE_01794 | Primary | 2005 |  | Unknown | No | No | No | 0 |  | 0 |  | 0 |  | 1 |  | 0 |  | 2 |  | 0 |  | 1 |  | 3 |  | 2 |  | Multifamily Residence | 2000.27 | 3 | 0 | 3 | 6000.81 | 0 | 6000.81
SiteIntrvw_00001628 | SITE_01795 | Primary | 2016 |  | Unknown | Yes | No | Yes | 1 |  | 0 |  | 0 |  | 0 |  | 2 |  | 0 |  | 0 |  | 1 |  | 3 |  | 2 |  | Multifamily Residence | 2002.11 | 3 | 1 | 2 | 6006.33 | 2002.11 | 4004.22
SiteIntrvw_00001629 | SITE_01796 | Primary | 2001 |  | Unknown | No | No | No | 0 |  | 0 |  | 0 |  | 0 |  | 0 |  | 1 |  | 0 |  | 0 |  | 1 |  | 1 |  | Single Family | 3801.52 | 1 | 0 | 1 | 3801.52 | 0 | 3801.52
SiteIntrvw_00001630 | SITE_01797 | Primary | 1999 |  | Unknown | No | No | No | 0 |  | 0 |  | 0 |  | 1 |  | 0 |  | 1 |  | 0 |  | 1 |  | 2 |  | 1 |  | Multifamily Residence | 2000.27 | 2 | 0 | 2 | 4000.54 | 0 | 4000.54
SiteIntrvw_00001631 | SITE_01798 | Primary | 2013 |  | Unknown | No | Yes | No | 0 |  | 0 |  | 0 |  | 0 |  | 0 |  | 1 |  | 0 |  | 1 |  | 1 |  | 1 |  | Multifamily Residence | 2000.27 | 1 | 0 | 1 | 2000.27 | 0 | 2000.27
SiteIntrvw_00001632 | SITE_01799 | Primary | 2015 |  | Unknown | Yes | Unknown | No | 0 |  | 0 |  | 0 |  | 0 |  | 2 |  | 0 |  | 0 |  | 1 |  | 2 |  | 2 |  | Multifamily Residence | 2000.27 | 2 | 0 | 2 | 4000.54 | 0 | 4000.54
SiteIntrvw_00001633 | SITE_01800 | Primary | 2002 |  | Unknown | No | Yes | No | 0 |  | 0 |  | 0 |  | 0 |  | 1 |  | 0 |  | 0 |  | 0 |  | 1 |  | 1 |  | Multifamily Residence | 2000.27 | 1 | 0 | 1 | 2000.27 | 0 | 2000.27
SiteIntrvw_00001634 | SITE_01801 | Primary | 2016 |  | Unknown | No | Yes | No | 0 |  | 0 |  | 0 |  | 0 |  | 0 |  | 2 |  | 0 |  | 2 |  | 2 |  | 2 |  | Multifamily Residence | 2000.27 | 2 | 0 | 2 | 4000.54 | 0 | 4000.54
SiteIntrvw_00001635 | SITE_01802 | Primary | 2015 |  | Unknown | Yes | Yes | No | 0 |  | 1 |  | 1 |  | 0 |  | 2 |  | 0 |  | 0 |  | 1 |  | 4 |  | 2 |  | Single Family | 3801.52 | 4 | 1 | 3 | 15206.08 | 3801.52 | 11404.56
SiteIntrvw_00001636 | SITE_01803 | Primary | 2016 |  | Unknown | No | No | Unknown | 0 |  | 0 |  | 0 |  | 0 |  | 0 |  | 1 |  | 0 |  | 0 |  | 1 |  | 1 |  | Multifamily Residence | 2002.39 | 1 | 0 | 1 | 2002.39 | 0 | 2002.39
SiteIntrvw_00001637 | SITE_01804 | Primary | 2015 |  | Unknown | No | No | Unknown | 0 |  | 0 |  | 0 |  | 0 |  | 1 |  | 0 |  | 0 |  | 1 |  | 1 |  | 1 |  | Multifamily Residence | 2002.39 | 1 | 0 | 1 | 2002.39 | 0 | 2002.39
SiteIntrvw_00001638 | SITE_01805 | Primary | 2015 |  | Unknown | Yes | No | No | 0 |  | 0 |  | 0 |  | 0 |  | 0 |  | 0 |  | 1 |  | 0 |  | 1 |  | 1 |  | Single Family | 597.38 | 1 | 0 | 1 | 597.38 | 0 | 597.38
SiteIntrvw_00001639 | SITE_01806 | Primary | 2010 |  | Unknown | No | No | No | 0 |  | 0 |  | 0 |  | 0 |  | 1 |  | 0 |  | 0 |  | 1 |  | 1 |  | 1 |  | Multifamily Residence | 2002.39 | 1 | 0 | 1 | 2002.39 | 0 | 2002.39
SiteIntrvw_00001640 | SITE_01807 | Primary | 2013 |  | Unknown | No | No | No | 0 |  | 0 |  | 0 |  | 0 |  | 1 |  | 0 |  | 0 |  | 1 |  | 1 |  | 1 |  | Multifamily Residence | 2002.39 | 1 | 0 | 1 | 2002.39 | 0 | 2002.39
SiteIntrvw_00001641 | SITE_01808 | Primary | 2014 |  | Unknown | Yes | Yes | Yes | 0 |  | 0 |  | 0 |  | 0 |  | 2 |  | 0 |  | 0 |  | 2 |  | 2 |  | 2 |  | Multifamily Residence | 2002.39 | 2 | 0 | 2 | 4004.78 | 0 | 4004.78
SiteIntrvw_00001642 | SITE_01809 | Primary | 2013 |  | Unknown | No | No | No | 0 |  | 0 |  | 0 |  | 0 |  | 0 |  | 1 |  | 1 |  | 0 |  | 2 |  | 2 |  | Single Family | 2259.17 | 2 | 0 | 2 | 4518.34 | 0 | 4518.34
SiteIntrvw_00001643 | SITE_01810 | Primary | 2003 |  | Unknown | No | No | No | 0 |  | 0 |  | 0 |  | 0 |  | 0 |  | 1 |  | 0 |  | 1 |  | 1 |  | 1 |  | Multifamily Residence | 2002.39 | 1 | 0 | 1 | 2002.39 | 0 | 2002.39
SiteIntrvw_00001644 | SITE_01811 | Primary | 2014 |  | Unknown | No | No | No | 0 |  | 0 |  | 0 |  | 0 |  | 0 |  | 0 |  | 1 |  | 0 |  | 1 |  | 1 |  | Multifamily Residence | 2002.39 | 1 | 0 | 1 | 2002.39 | 0 | 2002.39
SiteIntrvw_00001645 | SITE_01812 | Primary | 2016 |  | Unknown | No | Yes | No | 0 |  | 0 |  | 0 |  | 0 |  | 1 |  | 0 |  | 0 |  | 1 |  | 1 |  | 1 |  | Multifamily Residence | 2002.39 | 1 | 0 | 1 | 2002.39 | 0 | 2002.39
SiteIntrvw_00002019 | SITE_01813 | Primary | 2014 |  | Unknown | No | No | No | 0 |  | 0 |  | 0 |  | 0 |  | 2 |  | 0 |  | 0 |  | 2 |  | 2 |  | 2 |  | Multifamily Residence | 2002.39 | 2 | 0 | 2 | 4004.78 | 0 | 4004.78
SiteIntrvw_00001646 | SITE_01814 | Primary | 2009 |  | Unknown | No | No | No | 0 |  | 0 |  | 0 |  | 0 |  | 0 |  | 0 |  | 1 |  | 0 |  | 1 |  | 1 |  | Multifamily Residence | 2002.39 | 1 | 0 | 1 | 2002.39 | 0 | 2002.39
SiteIntrvw_00001647 | SITE_01815 | Primary | 1999 |  | Unknown | No | No | No | 0 |  | 0 |  | 0 |  | 0 |  | 0 |  | 0 |  | 1 |  | 0 |  | 1 |  | 1 |  | Multifamily Residence | 2002.39 | 1 | 0 | 1 | 2002.39 | 0 | 2002.39
SiteIntrvw_00001648 | SITE_01816 | Primary | 2011 |  | Unknown | No | No | Yes | 0 |  | 0 |  | 0 |  | 0 |  | 0 |  | 0 |  | 1 |  | 0 |  | 1 |  | 1 |  | Multifamily Residence | 2002.39 | 1 | 0 | 1 | 2002.39 | 0 | 2002.39
SiteIntrvw_00001649 | SITE_01817 | Primary | 2002 |  | Unknown | Yes | Yes | No | 0 |  | 0 |  | 0 |  | 0 |  | 0 |  | 0 |  | 1 |  | 0 |  | 1 |  | 1 |  | Multifamily Residence | 2002.11 | 1 | 0 | 1 | 2002.11 | 0 | 2002.11
SiteIntrvw_00001650 | SITE_01818 | Primary | 1997 |  | Unknown | No | No | No | 0 |  | 0 |  | 0 |  | 0 |  | 0 |  | 0 |  | 1 |  | 0 |  | 1 |  | 1 |  | Single Family | 12576.67 | 1 | 0 | 1 | 12576.67 | 0 | 12576.67
SiteIntrvw_00001651 | SITE_01819 | Primary | 2015 |  | Unknown | No | No | No | 0 |  | 0 |  | 0 |  | 1 |  | 1 |  | 0 |  | 0 |  | 2 |  | 2 |  | 1 |  | Multifamily Residence | 2002.11 | 2 | 0 | 2 | 4004.22 | 0 | 4004.22
SiteIntrvw_00001652 | SITE_01820 | Primary | 2004 |  | Unknown | Yes | No | No | 0 |  | 0 |  | 0 |  | 0 |  | 3 |  | 0 |  | 0 |  | 2 |  | 3 |  | 3 |  | Manufactured | 894.83 | 3 | 0 | 3 | 2684.49 | 0 | 2684.49
SiteIntrvw_00001653 | SITE_01821 | Primary | 2014 |  | Unknown | No | No | No | 0 |  | 0 |  | 0 |  | 0 |  | 0 |  | 0 |  | 1 |  | 0 |  | 1 |  | 1 |  | Manufactured | 1745.15 | 1 | 0 | 1 | 1745.15 | 0 | 1745.15
SiteIntrvw_00001654 | SITE_01822 | Primary | 2015 |  | Unknown | Yes | No | No | 0 |  | 0 |  | 0 |  | 0 |  | 0 |  | 0 |  | 3 |  | 0 |  | 3 |  | 3 |  | Manufactured | 1745.15 | 3 | 0 | 3 | 5235.45 | 0 | 5235.45
SiteIntrvw_00001655 | SITE_01823 | Primary | 2015 |  | Unknown | No | No | No | 0 |  | 0 |  | 0 |  | 0 |  | 2 |  | 0 |  | 0 |  | 2 |  | 2 |  | 2 |  | Manufactured | 1745.15 | 2 | 0 | 2 | 3490.3 | 0 | 3490.3
SiteIntrvw_00001656 | SITE_01824 | Primary | 2016 |  | Unknown | Yes | No | No | 0 |  | 0 |  | 0 |  | 0 |  | 0 |  | 1 |  | 1 |  | 0 |  | 2 |  | 2 |  | Manufactured | 1745.15 | 2 | 0 | 2 | 3490.3 | 0 | 3490.3
SiteIntrvw_00001657 | SITE_01825 | Primary | 2014 |  | Unknown | No | No | No | 0 |  | 0 |  | 2 |  | 0 |  | 1 |  | 0 |  | 0 |  | 0 |  | 3 |  | 1 |  | Manufactured | 1745.15 | 3 | 0 | 3 | 5235.45 | 0 | 5235.45
SiteIntrvw_00001658 | SITE_01826 | Primary | 2015 |  | Unknown | No | No | No | 0 |  | 0 |  | 1 |  | 0 |  | 2 |  | 0 |  | 0 |  | 2 |  | 3 |  | 2 |  | Manufactured | 1745.15 | 3 | 0 | 3 | 5235.45 | 0 | 5235.45
SiteIntrvw_00001659 | SITE_01827 | Primary | 2015 |  | Unknown | No | No | No | 0 |  | 0 |  | 0 |  | 0 |  | 0 |  | 1 |  | 1 |  | 0 |  | 2 |  | 2 |  | Manufactured | 894.83 | 2 | 0 | 2 | 1789.66 | 0 | 1789.66
SiteIntrvw_00001660 | SITE_01828 | Primary | 2015 |  | Unknown | No | No | No | 0 |  | 0 |  | 0 |  | 0 |  | 0 |  | 0 |  | 2 |  | 0 |  | 2 |  | 2 |  | Manufactured | 1745.15 | 2 | 0 | 2 | 3490.3 | 0 | 3490.3
SiteIntrvw_00001661 | SITE_01829 | Primary | 2016 |  | Unknown | Yes | No | No | 0 |  | 0 |  | 0 |  | 0 |  | 0 |  | 1 |  | 1 |  | 2 |  | 2 |  | 2 |  | Manufactured | 1745.15 | 2 | 0 | 2 | 3490.3 | 0 | 3490.3
SiteIntrvw_00001662 | SITE_01830 | Primary | 2014 |  | Unknown | No | No | No | 0 |  | 0 |  | 0 |  | 0 |  | 0 |  | 1 |  | 1 |  | 0 |  | 2 |  | 2 |  | Manufactured | 1745.15 | 2 | 0 | 2 | 3490.3 | 0 | 3490.3
SiteIntrvw_00001663 | SITE_01831 | Primary | 2013 |  | Unknown | No | No | No | 0 |  | 0 |  | 0 |  | 0 |  | 0 |  | 0 |  | 2 |  | 0 |  | 2 |  | 2 |  | Manufactured | 894.83 | 2 | 0 | 2 | 1789.66 | 0 | 1789.66
SiteIntrvw_00001664 | SITE_01832 | Primary | 2016 |  | Unknown | No | No | No | 0 |  | 0 |  | 0 |  | 0 |  | 0 |  | 0 |  | 1 |  | 0 |  | 1 |  | 1 |  | Manufactured | 894.83 | 1 | 0 | 1 | 894.83 | 0 | 894.83
SiteIntrvw_00001665 | SITE_01833 | Primary | 2013 |  | Unknown | No | No | No | 0 |  | 0 |  | 0 |  | 0 |  | 0 |  | 1 |  | 0 |  | 0 |  | 1 |  | 1 |  | Manufactured | 1745.15 | 1 | 0 | 1 | 1745.15 | 0 | 1745.15
SiteIntrvw_00001666 | SITE_01834 | Primary | 2016 |  | Unknown | No | No | No | 0 |  | 0 |  | 1 |  | 0 |  | 0 |  | 2 |  | 0 |  | 0 |  | 3 |  | 2 |  | Manufactured | 894.83 | 3 | 0 | 3 | 2684.49 | 0 | 2684.49
SiteIntrvw_00001667 | SITE_01835 | Primary | 2006 |  | Unknown | No | No | No | 0 |  | 1 |  | 0 |  | 0 |  | 2 |  | 2 |  | 0 |  | 1 |  | 5 |  | 4 |  | Manufactured | 894.83 | 5 | 1 | 4 | 4474.15 | 894.83 | 3579.32
SiteIntrvw_00001668 | SITE_01836 | Primary | 2010 |  | Unknown | No | No | No | 0 |  | 1 |  | 1 |  | 1 |  | 2 |  | 0 |  | 0 |  | 2 |  | 5 |  | 2 |  | Manufactured | 894.83 | 5 | 1 | 4 | 4474.15 | 894.83 | 3579.32
SiteIntrvw_00001669 | SITE_01837 | Primary | 2015 |  | Unknown | No | No | No | 0 |  | 0 |  | 0 |  | 0 |  | 0 |  | 1 |  | 1 |  | 0 |  | 2 |  | 2 |  | Manufactured | 1745.15 | 2 | 0 | 2 | 3490.3 | 0 | 3490.3
SiteIntrvw_00001670 | SITE_01838 | Primary | 2015 |  | Unknown | Yes | Yes | No | 0 |  | 0 |  | 0 |  | 2 |  | 1 |  | 1 |  | 0 |  | 1 |  | 4 |  | 2 |  | Manufactured | 894.83 | 4 | 0 | 4 | 3579.32 | 0 | 3579.32
SiteIntrvw_00001671 | SITE_01839 | Primary | 2015 |  | Unknown | Yes | No | Yes | 0 |  | 0 |  | 0 |  | 0 |  | 1 |  | 2 |  | 0 |  | 0 |  | 3 |  | 3 |  | Manufactured | 1745.15 | 3 | 0 | 3 | 5235.45 | 0 | 5235.45
SiteIntrvw_00001672 | SITE_01840 | Primary | 2015 |  | Unknown | No | No | No | 0 |  | 0 |  | 0 |  | 0 |  | 0 |  | 0 |  | 3 |  | 0 |  | 3 |  | 3 |  | Manufactured | 894.83 | 3 | 0 | 3 | 2684.49 | 0 | 2684.49
SiteIntrvw_00001673 | SITE_01841 | Primary | 2015 |  | Unknown | No | No | No | 0 |  | 0 |  | 0 |  | 0 |  | 0 |  | 2 |  | 0 |  | 0 |  | 2 |  | 2 |  | Manufactured | 894.83 | 2 | 0 | 2 | 1789.66 | 0 | 1789.66
SiteIntrvw_00001674 | SITE_01842 | Primary | 2015 |  | Unknown | No | No | No | 0 |  | 0 |  | 0 |  | 0 |  | 0 |  | 0 |  | 2 |  | 0 |  | 2 |  | 2 |  | Manufactured | 1745.15 | 2 | 0 | 2 | 3490.3 | 0 | 3490.3
SiteIntrvw_00001675 | SITE_01843 | Primary | 2015 |  | Unknown | No | No | No | 0 |  | 0 |  | 0 |  | 0 |  | 2 |  | 0 |  | 0 |  | 2 |  | 2 |  | 2 |  | Manufactured | 1745.15 | 2 | 0 | 2 | 3490.3 | 0 | 3490.3
SiteIntrvw_00001676 | SITE_01844 | Primary | 2013 |  | Unknown | No | No | No | 0 |  | 0 |  | 0 |  | 0 |  | 0 |  | 1 |  | 2 |  | 1 |  | 3 |  | 3 |  | Manufactured | 894.83 | 3 | 0 | 3 | 2684.49 | 0 | 2684.49
SiteIntrvw_00001677 | SITE_01845 | Primary | 2016 |  | Unknown | Yes | No | No | 0 |  | 0 |  | 0 |  | 0 |  | 0 |  | 0 |  | 1 |  | 0 |  | 1 |  | 1 |  | Manufactured | 894.83 | 1 | 0 | 1 | 894.83 | 0 | 894.83
SiteIntrvw_00001678 | SITE_01846 | Primary | 2015 |  | Unknown | No | No | No | 1 |  | 1 |  | 0 |  | 0 |  | 2 |  | 0 |  | 0 |  | 0 |  | 4 |  | 2 |  | Manufactured | 1745.15 | 4 | 2 | 2 | 6980.6 | 3490.3 | 3490.3
SiteIntrvw_00001679 | SITE_01847 | Primary | 2013 |  | Unknown | No | No | No | 0 |  | 0 |  | 0 |  | 0 |  | 0 |  | 1 |  | 0 |  | 1 |  | 1 |  | 1 |  | Manufactured | 1745.15 | 1 | 0 | 1 | 1745.15 | 0 | 1745.15
SiteIntrvw_00001680 | SITE_01848 | Primary | 2016 |  | Unknown | No | No | No | 0 |  | 0 |  | 0 |  | 0 |  | 0 |  | 1 |  | 0 |  | 0 |  | 1 |  | 1 |  | Manufactured | 894.83 | 1 | 0 | 1 | 894.83 | 0 | 894.83
SiteIntrvw_00001681 | SITE_01849 | Primary | 2015 |  | Unknown | No | No | No | 0 |  | 0 |  | 0 |  | 0 |  | 1 |  | 0 |  | 2 |  | 0 |  | 3 |  | 3 |  | Manufactured | 894.83 | 3 | 0 | 3 | 2684.49 | 0 | 2684.49
SiteIntrvw_00001682 | SITE_01850 | Primary | 2013 |  | Unknown | No | No | No | 0 |  | 0 |  | 1 |  | 0 |  | 0 |  | 2 |  | 0 |  | 0 |  | 3 |  | 2 |  | Manufactured | 1745.15 | 3 | 0 | 3 | 5235.45 | 0 | 5235.45
SiteIntrvw_00001683 | SITE_01851 | Primary | 2013 |  | Unknown | No | No | No | 0 |  | 0 |  | 0 |  | 0 |  | 0 |  | 0 |  | 2 |  | 0 |  | 2 |  | 2 |  | Manufactured | 1745.15 | 2 | 0 | 2 | 3490.3 | 0 | 3490.3
SiteIntrvw_00001684 | SITE_01852 | Primary | 2015 |  | Unknown | No | No | No | 0 |  | 0 |  | 0 |  | 0 |  | 0 |  | 0 |  | 2 |  | 0 |  | 2 |  | 2 |  | Manufactured | 1745.15 | 2 | 0 | 2 | 3490.3 | 0 | 3490.3
SiteIntrvw_00001685 | SITE_01853 | Primary | 2015 |  | Unknown | Yes | Yes | No | 0 |  | 0 |  | 0 |  | 0 |  | 2 |  | 0 |  | 0 |  | 2 |  | 2 |  | 2 |  | Manufactured | 1745.15 | 2 | 0 | 2 | 3490.3 | 0 | 3490.3
SiteIntrvw_00001686 | SITE_01854 | Primary | 2014 |  | Unknown | No | No | No | 0 |  | 0 |  | 0 |  | 0 |  | 0 |  | 0 |  | 2 |  | 0 |  | 2 |  | 2 |  | Manufactured | 1745.15 | 2 | 0 | 2 | 3490.3 | 0 | 3490.3
SiteIntrvw_00001687 | SITE_01855 | Primary | 1997 |  | Unknown | No | No | No | 0 |  | 0 |  | 0 |  | 0 |  | 0 |  | 1 |  | 0 |  | 1 |  | 1 |  | 1 |  | Manufactured | 894.83 | 1 | 0 | 1 | 894.83 | 0 | 894.83
SiteIntrvw_00001688 | SITE_01856 | Primary | 2016 |  | Unknown | Yes | Yes | No | 0 |  | 0 |  | 0 |  | 0 |  | 1 |  | 2 |  | 0 |  | 3 |  | 3 |  | 3 |  | Manufactured | 1745.15 | 3 | 0 | 3 | 5235.45 | 0 | 5235.45
SiteIntrvw_00001689 | SITE_01857 | Primary | 1994 |  | Unknown | No | No | No | 0 |  | 0 |  | 0 |  | 0 |  | 0 |  | 0 |  | 2 |  | 0 |  | 2 |  | 2 |  | Manufactured | 1745.15 | 2 | 0 | 2 | 3490.3 | 0 | 3490.3
SiteIntrvw_00001690 | SITE_01858 | Primary | 2013 |  | Unknown | No | No | No | 0 |  | 0 |  | 0 |  | 0 |  | 0 |  | 1 |  | 0 |  | 0 |  | 1 |  | 1 |  | Manufactured | 894.83 | 1 | 0 | 1 | 894.83 | 0 | 894.83
SiteIntrvw_00001691 | SITE_01859 | Primary | 2016 |  | Unknown | Yes | Yes | No | 0 |  | 0 |  | 0 |  | 0 |  | 0 |  | 1 |  | 1 |  | 0 |  | 2 |  | 2 |  | Manufactured | 1745.15 | 2 | 0 | 2 | 3490.3 | 0 | 3490.3
SiteIntrvw_00001692 | SITE_01860 | Primary | 2016 |  | Unknown | Yes | Yes | Yes | 0 |  | 0 |  | 0 |  | 0 |  | 0 |  | 0 |  | 1 |  | 0 |  | 1 |  | 1 |  | Manufactured | 1745.15 | 1 | 0 | 1 | 1745.15 | 0 | 1745.15
SiteIntrvw_00001693 | SITE_01861 | Primary | 2017 |  | Unknown | Yes | No | No | 0 |  | 0 |  | 0 |  | 0 |  | 0 |  | 2 |  | 1 |  | 2 |  | 3 |  | 3 |  | Manufactured | 1745.15 | 3 | 0 | 3 | 5235.45 | 0 | 5235.45
SiteIntrvw_00001694 | SITE_01862 | Primary | 2017 |  | Unknown | Yes | Yes | No | 0 |  | 0 |  | 0 |  | 0 |  | 0 |  | 1 |  | 0 |  | 0 |  | 1 |  | 1 |  | Manufactured | 1745.15 | 1 | 0 | 1 | 1745.15 | 0 | 1745.15
SiteIntrvw_00001695 | SITE_01863 | Primary | 2006 |  | Unknown | No | No | No | 1 |  | 0 |  | 1 |  | 0 |  | 2 |  | 2 |  | 0 |  | 1 |  | 6 |  | 4 |  | Manufactured | 1745.15 | 6 | 1 | 5 | 10470.9 | 1745.15 | 8725.75
SiteIntrvw_00001696 | SITE_01864 | Secondary | 2016 |  | Unknown | No | Yes | No | 0 |  | 0 |  | 2 |  | 0 |  | 0 |  | 1 |  | 1 |  | 0 |  | 4 |  | 2 |  | Manufactured | 894.83 | 4 | 0 | 4 | 3579.32 | 0 | 3579.32
SiteIntrvw_00001697 | SITE_01865 | Primary | 2016 |  | Unknown | Yes | Yes | No | 0 |  | 0 |  | 0 |  | 0 |  | 0 |  | 0 |  | 2 |  | 0 |  | 2 |  | 2 |  | Manufactured | 1745.15 | 2 | 0 | 2 | 3490.3 | 0 | 3490.3
SiteIntrvw_00001698 | SITE_01866 | Primary | 2015 |  | Unknown | No | No | No | 0 |  | 0 |  | 0 |  | 0 |  | 0 |  | 0 |  | 2 |  | 0 |  | 2 |  | 2 |  | Manufactured | 894.83 | 2 | 0 | 2 | 1789.66 | 0 | 1789.66
SiteIntrvw_00001699 | SITE_01867 | Primary | 2015 |  | Unknown | No | No | No | 0 |  | 0 |  | 0 |  | 0 |  | 0 |  | 0 |  | 2 |  | 0 |  | 2 |  | 2 |  | Manufactured | 1745.15 | 2 | 0 | 2 | 3490.3 | 0 | 3490.3
SiteIntrvw_00001700 | SITE_01868 | Primary | 2009 |  | Unknown | No | No | No | 0 |  | 1 |  | 0 |  | 0 |  | 3 |  | 0 |  | 0 |  | 3 |  | 4 |  | 3 |  | Manufactured | 1745.15 | 4 | 1 | 3 | 6980.6 | 1745.15 | 5235.45
SiteIntrvw_00001701 | SITE_01869 | Primary | 2016 |  | Unknown | No | Yes | No | 0 |  | 0 |  | 0 |  | 0 |  | 0 |  | 1 |  | 1 |  | 0 |  | 2 |  | 2 |  | Manufactured | 894.83 | 2 | 0 | 2 | 1789.66 | 0 | 1789.66
SiteIntrvw_00001702 | SITE_01870 | Primary | 2012 |  | Unknown | No | No | No | 0 |  | 0 |  | 0 |  | 0 |  | 3 |  | 0 |  | 1 |  | 0 |  | 4 |  | 4 |  | Manufactured | 894.83 | 4 | 0 | 4 | 3579.32 | 0 | 3579.32
SiteIntrvw_00001703 | SITE_01871 | Primary | 2015 |  | Unknown | No | No | No | 0 |  | 0 |  | 0 |  | 0 |  | 0 |  | 2 |  | 0 |  | 2 |  | 2 |  | 2 |  | Manufactured | 1745.15 | 2 | 0 | 2 | 3490.3 | 0 | 3490.3
SiteIntrvw_00001704 | SITE_01873 | Primary | 2014 |  | Unknown | No | Yes | No | 0 |  | 2 |  | 0 |  | 0 |  | 1 |  | 0 |  | 0 |  | 1 |  | 3 |  | 1 |  | Multifamily Residence | 4053.65 | 3 | 2 | 1 | 12160.95 | 8107.3 | 4053.65
SiteIntrvw_00001705 | SITE_01874 | Primary | 2016 |  | Unknown | Yes | Yes | Yes | 0 |  | 0 |  | 0 |  | 0 |  | 1 |  | 1 |  | 0 |  | 0 |  | 2 |  | 2 |  | Multifamily Residence | 4053.65 | 2 | 0 | 2 | 8107.3 | 0 | 8107.3
SiteIntrvw_00001706 | SITE_01875 | Primary | 2001 |  | Unknown | No | No | No | 0 |  | 0 |  | 0 |  | 0 |  | 0 |  | 1 |  | 0 |  | 0 |  | 1 |  | 1 |  | Multifamily Residence | 4053.65 | 1 | 0 | 1 | 4053.65 | 0 | 4053.65
SiteIntrvw_00001707 | SITE_01876 | Primary | 2012 |  | Unknown | No | No | Unknown | 0 |  | 0 |  | 0 |  | 0 |  | 0 |  | 0 |  | 1 |  | 0 |  | 1 |  | 1 |  | Multifamily Residence | 4053.65 | 1 | 0 | 1 | 4053.65 | 0 | 4053.65
SiteIntrvw_00001708 | SITE_01877 | Primary | 2015 |  | Unknown | No | No | No | 0 |  | 0 |  | 0 |  | 0 |  | 1 |  | 0 |  | 0 |  | 0 |  | 1 |  | 1 |  | Multifamily Residence | 4053.65 | 1 | 0 | 1 | 4053.65 | 0 | 4053.65
SiteIntrvw_00001709 | SITE_01878 | Primary | 2009 |  | Unknown | No | No | No | 0 |  | 0 |  | 0 |  | 0 |  | 0 |  | 2 |  | 0 |  | 1 |  | 2 |  | 2 |  | Multifamily Residence | 4053.65 | 2 | 0 | 2 | 8107.3 | 0 | 8107.3
SiteIntrvw_00001710 | SITE_01879 | Secondary | 2016 |  | Unknown | No | No | No | 0 |  | 0 |  | 0 |  | 0 |  | 0 |  | 1 |  | 0 |  | 1 |  | 1 |  | 1 |  | Single Family | 8874.09 | 1 | 0 | 1 | 8874.09 | 0 | 8874.09
SiteIntrvw_00001711 | SITE_01880 | Primary | 2016 |  | Unknown | Yes | No | No | 0 |  | 0 |  | 0 |  | 0 |  | 1 |  | 0 |  | 0 |  | 0 |  | 1 |  | 1 |  | Multifamily Residence | 4053.65 | 1 | 0 | 1 | 4053.65 | 0 | 4053.65
SiteIntrvw_00001712 | SITE_01881 | Primary | 2011 |  | Unknown | No | No | Unknown | 0 |  | 0 |  | 0 |  | 0 |  | 0 |  | 2 |  | 0 |  | 0 |  | 2 |  | 2 |  | Multifamily Residence | 4053.65 | 2 | 0 | 2 | 8107.3 | 0 | 8107.3
SiteIntrvw_00001713 | SITE_01882 | Primary | 2016 |  | Unknown | Yes | No | Yes | 1 |  | 1 |  | 0 |  | 0 |  | 2 |  | 0 |  | 0 |  | 1 |  | 4 |  | 2 |  | Multifamily Residence | 4053.65 | 4 | 2 | 2 | 16214.6 | 8107.3 | 8107.3
SiteIntrvw_00001714 | SITE_01883 | Primary | 2012 |  | Unknown | No | No | Yes | 0 |  | 0 |  | 0 |  | 0 |  | 2 |  | 0 |  | 0 |  | 2 |  | 2 |  | 2 |  | Multifamily Residence | 4053.65 | 2 | 0 | 2 | 8107.3 | 0 | 8107.3
SiteIntrvw_00001715 | SITE_01884 | Primary | 2012 |  | Unknown | No | No | No | 0 |  | 0 |  | 0 |  | 0 |  | 0 |  | 0 |  | 1 |  | 0 |  | 1 |  | 1 |  | Multifamily Residence | 751.56 | 1 | 0 | 1 | 751.56 | 0 | 751.56
SiteIntrvw_00001716 | SITE_01885 | Primary | 2016 |  | Unknown | No | No | No | 0 |  | 0 |  | 0 |  | 0 |  | 1 |  | 0 |  | 0 |  | 1 |  | 1 |  | 1 |  | Multifamily Residence | 751.56 | 1 | 0 | 1 | 751.56 | 0 | 751.56
SiteIntrvw_00001717 | SITE_01886 | Primary | 1999 |  | Unknown | No | No | Yes | 0 |  | 0 |  | 0 |  | 0 |  | 0 |  | 0 |  | 1 |  | 0 |  | 1 |  | 1 |  | Multifamily Residence | 751.56 | 1 | 0 | 1 | 751.56 | 0 | 751.56
SiteIntrvw_00001718 | SITE_01887 | Primary | 2003 |  | Unknown | Yes | Yes | No | 0 |  | 0 |  | 0 |  | 0 |  | 0 |  | 0 |  | 1 |  | 0 |  | 1 |  | 1 |  | Multifamily Residence | 751.56 | 1 | 0 | 1 | 751.56 | 0 | 751.56
SiteIntrvw_00001719 | SITE_01888 | Primary | 1991 |  | Unknown | No | No | No | 0 |  | 0 |  | 0 |  | 0 |  | 0 |  | 0 |  | 1 |  | 0 |  | 1 |  | 1 |  | Multifamily Residence | 4053.65 | 1 | 0 | 1 | 4053.65 | 0 | 4053.65
SiteIntrvw_00001720 | SITE_01889 | Primary | 2014 |  | Unknown | No | No | No | 0 |  | 1 |  | 0 |  | 1 |  | 1 |  | 0 |  | 0 |  | 1 |  | 3 |  | 1 |  | Multifamily Residence | 751.56 | 3 | 1 | 2 | 2254.68 | 751.56 | 1503.12
SiteIntrvw_00001721 | SITE_01890 | Primary | 2013 |  | Unknown | No | No | No | 0 |  | 0 |  | 0 |  | 0 |  | 0 |  | 1 |  | 0 |  | 1 |  | 1 |  | 1 |  | Multifamily Residence | 751.56 | 1 | 0 | 1 | 751.56 | 0 | 751.56
SiteIntrvw_00001722 | SITE_01891 | Primary | 2008 |  | Unknown | No | No | No | 0 |  | 0 |  | 0 |  | 0 |  | 0 |  | 0 |  | 1 |  | 0 |  | 1 |  | 1 |  | Single Family | 2259.17 | 1 | 0 | 1 | 2259.17 | 0 | 2259.17
SiteIntrvw_00001723 | SITE_01892 | Primary | 2015 |  | Unknown | No | No | No | 0 |  | 0 |  | 0 |  | 1 |  | 1 |  | 0 |  | 0 |  | 0 |  | 2 |  | 1 |  | Single Family | 12576.67 | 2 | 0 | 2 | 25153.34 | 0 | 25153.34
SiteIntrvw_00001724 | SITE_01893 | Primary | 2005 |  | Unknown | No | No | No | 0 |  | 0 |  | 0 |  | 0 |  | 0 |  | 2 |  | 0 |  | 0 |  | 2 |  | 2 |  | Single Family | 2259.17 | 2 | 0 | 2 | 4518.34 | 0 | 4518.34
SiteIntrvw_00001725 | SITE_01894 | Primary | 2004 |  | Unknown | No | No | No | 0 |  | 0 |  | 2 |  | 0 |  | 0 |  | 2 |  | 0 |  | 1 |  | 4 |  | 2 |  | Single Family | 2259.17 | 4 | 0 | 4 | 9036.68 | 0 | 9036.68
SiteIntrvw_00001726 | SITE_01895 | Primary | 2000 |  | Unknown | Yes | Yes | No | 0 |  | 0 |  | 0 |  | 0 |  | 1 |  | 2 |  | 0 |  | 2 |  | 3 |  | 3 |  | Manufactured | 1982.27 | 3 | 0 | 3 | 5946.81 | 0 | 5946.81
SiteIntrvw_00001727 | SITE_01896 | Primary | 2014 |  | Unknown | Yes | Yes | No | 0 |  | 2 |  | 4 |  | 2 |  | 4 |  | 0 |  | 0 |  | 2 |  | 12 |  | 4 |  | Manufactured | 997.59 | 12 | 2 | 10 | 11971.08 | 1995.18 | 9975.9
SiteIntrvw_00001728 | SITE_01897 | Primary | 2007 |  | Unknown | No | No | No | 0 |  | 0 |  | 0 |  | 1 |  | 4 |  | 0 |  | 0 |  | 5 |  | 5 |  | 4 |  | Single Family | 597.38 | 5 | 0 | 5 | 2986.9 | 0 | 2986.9
SiteIntrvw_00001729 | SITE_01898 | Primary | 2002 |  | Unknown | No | No | No | 0 |  | 0 |  | 0 |  | 0 |  | 0 |  | 1 |  | 2 |  | 2 |  | 3 |  | 3 |  | Single Family | 12576.67 | 3 | 0 | 3 | 37730.01 | 0 | 37730.01
SiteIntrvw_00001730 | SITE_01899 | Primary | 1993 |  | Unknown | No | No | No | 0 |  | 0 |  | 0 |  | 0 |  | 0 |  | 1 |  | 1 |  | 0 |  | 2 |  | 2 |  | Single Family | 12576.67 | 2 | 0 | 2 | 25153.34 | 0 | 25153.34
SiteIntrvw_00001731 | SITE_01900 | Primary | 2002 |  | Unknown | Yes | Yes | No | 0 |  | 0 |  | 1 |  | 0 |  | 1 |  | 1 |  | 0 |  | 1 |  | 3 |  | 2 |  | Single Family | 2259.17 | 3 | 0 | 3 | 6777.51 | 0 | 6777.51
SiteIntrvw_00001732 | SITE_01901 | Primary | 2013 |  | Unknown | No | No | No | 0 |  | 0 |  | 1 |  | 1 |  | 0 |  | 2 |  | 0 |  | 1 |  | 4 |  | 2 |  | Single Family | 12576.67 | 4 | 0 | 4 | 50306.68 | 0 | 50306.68
SiteIntrvw_00001733 | SITE_01902 | Primary | 1972 |  | Unknown | No | No | No | 0 |  | 0 |  | 0 |  | 0 |  | 2 |  | 0 |  | 1 |  | 2 |  | 3 |  | 3 |  | Single Family | 12576.67 | 3 | 0 | 3 | 37730.01 | 0 | 37730.01
SiteIntrvw_00001734 | SITE_01903 | Primary | 2013 |  | Unknown | No | No | No | 0 |  | 0 |  | 0 |  | 0 |  | 0 |  | 0 |  | 2 |  | 0 |  | 2 |  | 2 |  | Single Family | 3801.52 | 2 | 0 | 2 | 7603.04 | 0 | 7603.04
SiteIntrvw_00001735 | SITE_01904 | Primary | 1999 |  | Unknown | No | Yes | No | 0 |  | 0 |  | 0 |  | 0 |  | 0 |  | 2 |  | 0 |  | 2 |  | 2 |  | 2 |  | Single Family | 12576.67 | 2 | 0 | 2 | 25153.34 | 0 | 25153.34
SiteIntrvw_00001736 | SITE_01905 | Primary | 1990 |  | Unknown | No | No | No | 0 |  | 0 |  | 0 |  | 0 |  | 2 |  | 2 |  | 0 |  | 3 |  | 4 |  | 4 |  | Single Family | 12576.67 | 4 | 0 | 4 | 50306.68 | 0 | 50306.68
SiteIntrvw_00001737 | SITE_01906 | Primary | 2007 |  | Unknown | No | Yes | Yes | 0 |  | 1 |  | 0 |  | 0 |  | 0 |  | 1 |  | 1 |  | 2 |  | 3 |  | 2 |  | Single Family | 12576.67 | 3 | 1 | 2 | 37730.01 | 12576.67 | 25153.34
SiteIntrvw_00001738 | SITE_01907 | Primary | 2015 |  | Unknown | No | No | No | 0 |  | 0 |  | 0 |  | 0 |  | 0 |  | 2 |  | 0 |  | 1 |  | 2 |  | 2 |  | Single Family | 10259.39 | 2 | 0 | 2 | 20518.78 | 0 | 20518.78
SiteIntrvw_00001739 | SITE_01908 | Primary | 1984 |  | Unknown | Yes | No | No | 0 |  | 1 |  | 0 |  | 0 |  | 1 |  | 1 |  | 1 |  | 1 |  | 4 |  | 3 |  | Single Family | 2259.17 | 4 | 1 | 3 | 9036.68 | 2259.17 | 6777.51
SiteIntrvw_00001740 | SITE_01909 | Primary | 2016 |  | Unknown | Yes | No | No | 0 |  | 0 |  | 0 |  | 0 |  | 2 |  | 0 |  | 0 |  | 2 |  | 2 |  | 2 |  | Single Family | 2259.17 | 2 | 0 | 2 | 4518.34 | 0 | 4518.34
SiteIntrvw_00001741 | SITE_01910 | Primary | 2013 |  | Unknown | No | No | No | 0 |  | 0 |  | 0 |  | 0 |  | 2 |  | 0 |  | 0 |  | 2 |  | 2 |  | 2 |  | Single Family | 10259.39 | 2 | 0 | 2 | 20518.78 | 0 | 20518.78
SiteIntrvw_00001742 | SITE_01911 | Primary | 2008 |  | Unknown | No | No | No | 0 |  | 0 |  | 2 |  | 0 |  | 1 |  | 1 |  | 0 |  | 2 |  | 4 |  | 2 |  | Single Family | 2259.17 | 4 | 0 | 4 | 9036.68 | 0 | 9036.68
SiteIntrvw_00001743 | SITE_01912 | Primary | 2003 |  | Unknown | No | No | No | 0 |  | 0 |  | 0 |  | 0 |  | 0 |  | 0 |  | 1 |  | 0 |  | 1 |  | 1 |  | Single Family | 12576.67 | 1 | 0 | 1 | 12576.67 | 0 | 12576.67
SiteIntrvw_00001744 | SITE_01913 | Primary | 2012 |  | Unknown | No | No | No | 0 |  | 0 |  | 0 |  | 0 |  | 0 |  | 0 |  | 2 |  | 0 |  | 2 |  | 2 |  | Single Family | 3801.52 | 2 | 0 | 2 | 7603.04 | 0 | 7603.04
SiteIntrvw_00001745 | SITE_01914 | Primary | 2015 |  | Unknown | No | No | No | 0 |  | 0 |  | 0 |  | 1 |  | 1 |  | 1 |  | 0 |  | 2 |  | 3 |  | 2 |  | Single Family | 12576.67 | 3 | 0 | 3 | 37730.01 | 0 | 37730.01
SiteIntrvw_00001746 | SITE_01915 | Primary | 2011 |  | Unknown | No | No | No | 0 |  | 0 |  | 0 |  | 0 |  | 0 |  | 2 |  | 0 |  | 2 |  | 2 |  | 2 |  | Single Family | 3801.52 | 2 | 0 | 2 | 7603.04 | 0 | 7603.04
SiteIntrvw_00001747 | SITE_01916 | Primary | 2013 |  | Unknown | No | No | No | 0 |  | 0 |  | 0 |  | 0 |  | 1 |  | 1 |  | 0 |  | 2 |  | 2 |  | 2 |  | Single Family | 12576.67 | 2 | 0 | 2 | 25153.34 | 0 | 25153.34
SiteIntrvw_00001748 | SITE_01917 | Primary | 2015 |  | Unknown | No | No | Yes | 0 |  | 0 |  | 0 |  | 0 |  | 0 |  | 1 |  | 1 |  | 0 |  | 2 |  | 2 |  | Single Family | 3801.52 | 2 | 0 | 2 | 7603.04 | 0 | 7603.04
SiteIntrvw_00001749 | SITE_01918 | Primary | 1995 |  | Unknown | Yes | Yes | No | 0 |  | 0 |  | 0 |  | 0 |  | 1 |  | 0 |  | 1 |  | 1 |  | 2 |  | 2 |  | Manufactured | 921.5 | 2 | 0 | 2 | 1843 | 0 | 1843
SiteIntrvw_00001750 | SITE_01919 | Primary | 2015 |  | Unknown | No | No | No | 0 |  | 0 |  | 0 |  | 0 |  | 2 |  | 0 |  | 0 |  | 2 |  | 2 |  | 2 |  | Manufactured | 1982.27 | 2 | 0 | 2 | 3964.54 | 0 | 3964.54
SiteIntrvw_00001751 | SITE_01920 | Primary | 1991 |  | Unknown | No | No | No | 0 |  | 0 |  | 0 |  | 0 |  | 1 |  | 2 |  | 0 |  | 3 |  | 3 |  | 3 |  | Single Family | 12576.67 | 3 | 0 | 3 | 37730.01 | 0 | 37730.01
SiteIntrvw_00001752 | SITE_01921 | Primary | 2014 |  | Unknown | No | Yes | Unknown | 0 |  | 0 |  | 0 |  | 2 |  | 6 |  | 1 |  | 0 |  | 3 |  | 9 |  | 7 |  | Single Family | 12576.67 | 9 | 0 | 9 | 113190.03 | 0 | 113190.03
SiteIntrvw_00001753 | SITE_01922 | Primary | 1992 |  | Unknown | No | No | No | 0 |  | 0 |  | 0 |  | 0 |  | 0 |  | 1 |  | 1 |  | 0 |  | 2 |  | 2 |  | Single Family | 2259.17 | 2 | 0 | 2 | 4518.34 | 0 | 4518.34
SiteIntrvw_00001754 | SITE_01923 | Primary | 2004 |  | Unknown | No | No | No | 0 |  | 0 |  | 0 |  | 2 |  | 0 |  | 2 |  | 0 |  | 2 |  | 4 |  | 2 |  | Single Family | 2259.17 | 4 | 0 | 4 | 9036.68 | 0 | 9036.68
SiteIntrvw_00001755 | SITE_01924 | Primary | 2014 |  | Unknown | No | No | No | 0 |  | 0 |  | 0 |  | 0 |  | 2 |  | 1 |  | 1 |  | 1 |  | 4 |  | 4 |  | Single Family | 10259.39 | 4 | 0 | 4 | 41037.56 | 0 | 41037.56
SiteIntrvw_00001756 | SITE_01925 | Primary | 2008 |  | Unknown | No | No | No | 0 |  | 0 |  | 0 |  | 2 |  | 2 |  | 0 |  | 0 |  | 3 |  | 4 |  | 2 |  | Single Family | 3801.52 | 4 | 0 | 4 | 15206.08 | 0 | 15206.08
SiteIntrvw_00001757 | SITE_01926 | Primary | 1993 |  | Unknown | No | No | No | 0 |  | 0 |  | 0 |  | 0 |  | 0 |  | 0 |  | 2 |  | 0 |  | 2 |  | 2 |  | Single Family | 12576.67 | 2 | 0 | 2 | 25153.34 | 0 | 25153.34
SiteIntrvw_00001758 | SITE_01927 | Primary | 2008 |  | Unknown | No | Yes | No | 0 |  | 0 |  | 0 |  | 0 |  | 0 |  | 1 |  | 0 |  | 0 |  | 1 |  | 1 |  | Single Family | 12576.67 | 1 | 0 | 1 | 12576.67 | 0 | 12576.67
SiteIntrvw_00001759 | SITE_01928 | Primary | 2007 |  | Unknown | No | Yes | Unknown | 0 |  | 0 |  | 0 |  | 0 |  | 0 |  | 0 |  | 1 |  | 0 |  | 1 |  | 1 |  | Single Family | 5123.47 | 1 | 0 | 1 | 5123.47 | 0 | 5123.47
SiteIntrvw_00001760 | SITE_01929 | Primary | 1994 |  | Unknown | No | No | No | 0 |  | 0 |  | 0 |  | 0 |  | 0 |  | 1 |  | 1 |  | 0 |  | 2 |  | 2 |  | Single Family | 5123.47 | 2 | 0 | 2 | 10246.94 | 0 | 10246.94
SiteIntrvw_00001761 | SITE_01930 | Primary | 2011 |  | Unknown | Yes | No | No | 0 |  | 0 |  | 0 |  | 0 |  | 1 |  | 1 |  | 0 |  | 2 |  | 2 |  | 2 |  | Single Family | 5123.47 | 2 | 0 | 2 | 10246.94 | 0 | 10246.94
SiteIntrvw_00001762 | SITE_01931 | Primary | 2012 |  | Unknown | No | No | No | 0 |  | 0 |  | 0 |  | 0 |  | 0 |  | 1 |  | 1 |  | 0 |  | 2 |  | 2 |  | Single Family | 2986.36 | 2 | 0 | 2 | 5972.72 | 0 | 5972.72
SiteIntrvw_00001763 | SITE_01932 | Primary | 1978 |  | Unknown | No | No | No | 0 |  | 0 |  | 0 |  | 0 |  | 0 |  | 1 |  | 0 |  | 0 |  | 1 |  | 1 |  | Single Family | 2986.36 | 1 | 0 | 1 | 2986.36 | 0 | 2986.36
SiteIntrvw_00001764 | SITE_01933 | Primary | 2005 |  | Unknown | No | No | No | 0 |  | 0 |  | 0 |  | 0 |  | 0 |  | 0 |  | 1 |  | 0 |  | 1 |  | 1 |  | Single Family | 5123.47 | 1 | 0 | 1 | 5123.47 | 0 | 5123.47
SiteIntrvw_00001765 | SITE_01934 | Primary | 2001 |  | Unknown | Yes | No | No | 0 |  | 0 |  | 0 |  | 0 |  | 2 |  | 2 |  | 0 |  | 4 |  | 4 |  | 4 |  | Single Family | 2986.36 | 4 | 0 | 4 | 11945.44 | 0 | 11945.44
SiteIntrvw_00001766 | SITE_01935 | Primary | 2012 |  | Unknown | No | No | No | 0 |  | 1 |  | 0 |  | 3 |  | 1 |  | 1 |  | 0 |  | 0 |  | 6 |  | 2 |  | Single Family | 5123.47 | 6 | 1 | 5 | 30740.82 | 5123.47 | 25617.35
SiteIntrvw_00001767 | SITE_01936 | Primary | 2016 |  | Unknown | No | No | No | 0 |  | 0 |  | 0 |  | 0 |  | 0 |  | 0 |  | 2 |  | 0 |  | 2 |  | 2 |  | Single Family | 5123.47 | 2 | 0 | 2 | 10246.94 | 0 | 10246.94
SiteIntrvw_00001768 | SITE_01937 | Primary | 2002 |  | Unknown | No | No | No | 0 |  | 0 |  | 0 |  | 1 |  | 2 |  | 0 |  | 0 |  | 0 |  | 3 |  | 2 |  | Single Family | 2986.36 | 3 | 0 | 3 | 8959.08 | 0 | 8959.08
SiteIntrvw_00001769 | SITE_01938 | Primary | 2011 |  | Unknown | No | No | No | 0 |  | 1 |  | 1 |  | 0 |  | 2 |  | 0 |  | 0 |  | 1 |  | 4 |  | 2 |  | Single Family | 2986.36 | 4 | 1 | 3 | 11945.44 | 2986.36 | 8959.08
SiteIntrvw_00001770 | SITE_01939 | Primary | 2014 |  | Unknown | No | No | No | 0 |  | 0 |  | 0 |  | 0 |  | 0 |  | 0 |  | 1 |  | 1 |  | 1 |  | 1 |  | Single Family | 5123.47 | 1 | 0 | 1 | 5123.47 | 0 | 5123.47
SiteIntrvw_00001771 | SITE_01940 | Primary | 2015 |  | Unknown | No | No | No | 0 |  | 2 |  | 0 |  | 0 |  | 2 |  | 0 |  | 0 |  | 1 |  | 4 |  | 2 |  | Single Family | 2986.36 | 4 | 2 | 2 | 11945.44 | 5972.72 | 5972.72
SiteIntrvw_00001772 | SITE_01941 | Primary | 2016 |  | Unknown | Yes | Unknown | No | 0 |  | 1 |  | 0 |  | 0 |  | 1 |  | 0 |  | 0 |  | 2 |  | 2 |  | 1 |  | Single Family | 2986.36 | 2 | 1 | 1 | 5972.72 | 2986.36 | 2986.36
SiteIntrvw_00001773 | SITE_01942 | Primary | 2013 |  | Unknown | No | No | No | 0 |  | 0 |  | 1 |  | 2 |  | 0 |  | 1 |  | 0 |  | 1 |  | 4 |  | 1 |  | Single Family | 2986.36 | 4 | 0 | 4 | 11945.44 | 0 | 11945.44
SiteIntrvw_00001774 | SITE_01943 | Primary | 2010 |  | Unknown | No | No | No | 0 |  | 0 |  | 0 |  | 0 |  | 0 |  | 2 |  | 0 |  | 2 |  | 2 |  | 2 |  | Single Family | 2986.36 | 2 | 0 | 2 | 5972.72 | 0 | 5972.72
SiteIntrvw_00001775 | SITE_01944 | Primary | 2015 |  | Unknown | Yes | No | No | 0 |  | 1 |  | 0 |  | 2 |  | 2 |  | 0 |  | 0 |  | 1 |  | 5 |  | 2 |  | Single Family | 2986.36 | 5 | 1 | 4 | 14931.8 | 2986.36 | 11945.44
SiteIntrvw_00001776 | SITE_01945 | Primary | 2014 |  | Unknown | No | No | No | 0 |  | 1 |  | 0 |  | 0 |  | 2 |  | 0 |  | 0 |  | 2 |  | 3 |  | 2 |  | Single Family | 2986.36 | 3 | 1 | 2 | 8959.08 | 2986.36 | 5972.72
SiteIntrvw_00001777 | SITE_01946 | Primary | 2008 |  | Unknown | No | No | No | 0 |  | 0 |  | 0 |  | 0 |  | 1 |  | 0 |  | 1 |  | 2 |  | 2 |  | 2 |  | Single Family | 5123.47 | 2 | 0 | 2 | 10246.94 | 0 | 10246.94
SiteIntrvw_00001778 | SITE_01947 | Primary | 2005 |  | Unknown | No | Yes | No | 0 |  | 0 |  | 0 |  | 1 |  | 0 |  | 1 |  | 0 |  | 0 |  | 2 |  | 1 |  | Single Family | 2986.36 | 2 | 0 | 2 | 5972.72 | 0 | 5972.72
SiteIntrvw_00001779 | SITE_01948 | Primary | 2013 |  | Unknown | No | No | No | 0 |  | 0 |  | 0 |  | 0 |  | 0 |  | 0 |  | 1 |  | 0 |  | 1 |  | 1 |  | Single Family | 2986.36 | 1 | 0 | 1 | 2986.36 | 0 | 2986.36
SiteIntrvw_00001780 | SITE_01949 | Primary | 1987 |  | Unknown | Yes | No | No | 0 |  | 1 |  | 0 |  | 0 |  | 3 |  | 1 |  | 0 |  | 2 |  | 5 |  | 4 |  | Single Family | 5123.47 | 5 | 1 | 4 | 25617.35 | 5123.47 | 20493.88
SiteIntrvw_00001781 | SITE_01950 | Primary | 2007 |  | Unknown | No | No | No | 0 |  | 0 |  | 0 |  | 0 |  | 0 |  | 2 |  | 0 |  | 2 |  | 2 |  | 2 |  | Single Family | 2986.36 | 2 | 0 | 2 | 5972.72 | 0 | 5972.72
SiteIntrvw_00001782 | SITE_01951 | Primary | 1995 |  | Unknown | No | No | No | 0 |  | 0 |  | 0 |  | 0 |  | 0 |  | 0 |  | 1 |  | 0 |  | 1 |  | 1 |  | Manufactured | 1313.97 | 1 | 0 | 1 | 1313.97 | 0 | 1313.97
SiteIntrvw_00001783 | SITE_01952 | Primary | 2008 |  | Unknown | No | No | No | 0 |  | 0 |  | 0 |  | 0 |  | 0 |  | 1 |  | 1 |  | 1 |  | 2 |  | 2 |  | Single Family | 2986.36 | 2 | 0 | 2 | 5972.72 | 0 | 5972.72
SiteIntrvw_00001784 | SITE_01953 | Primary | 2000 |  | Unknown | No | No | No | 0 |  | 0 |  | 0 |  | 0 |  | 2 |  | 2 |  | 0 |  | 3 |  | 4 |  | 4 |  | Single Family | 2986.36 | 4 | 0 | 4 | 11945.44 | 0 | 11945.44
SiteIntrvw_00001785 | SITE_01954 | Primary | 1952 |  | Unknown | No | No | No | 0 |  | 0 |  | 0 |  | 0 |  | 0 |  | 0 |  | 1 |  | 0 |  | 1 |  | 1 |  | Single Family | 5123.47 | 1 | 0 | 1 | 5123.47 | 0 | 5123.47
SiteIntrvw_00001786 | SITE_01955 | Primary | 2014 |  | Unknown | No | No | No | 0 |  | 0 |  | 0 |  | 0 |  | 0 |  | 2 |  | 0 |  | 0 |  | 2 |  | 2 |  | Single Family | 2986.36 | 2 | 0 | 2 | 5972.72 | 0 | 5972.72
SiteIntrvw_00002052 | SITE_01956 | Primary | 2017 |  | Unknown | No | Yes | No | 0 |  | 1 |  | 0 |  | 0 |  | 2 |  | 0 |  | 0 |  | 0 |  | 3 |  | 2 |  | Single Family | 2986.36 | 3 | 1 | 2 | 8959.08 | 2986.36 | 5972.72
SiteIntrvw_00001787 | SITE_01957 | Primary | 2013 |  | Unknown | No | No | Yes | 1 |  | 1 |  | 0 |  | 0 |  | 2 |  | 0 |  | 0 |  | 1 |  | 4 |  | 2 |  | Single Family | 2986.36 | 4 | 2 | 2 | 11945.44 | 5972.72 | 5972.72
SiteIntrvw_00001788 | SITE_01958 | Primary | 2015 |  | Unknown | No | No | No | 0 |  | 0 |  | 0 |  | 0 |  | 0 |  | 0 |  | 1 |  | 0 |  | 1 |  | 1 |  | Single Family | 2986.36 | 1 | 0 | 1 | 2986.36 | 0 | 2986.36
SiteIntrvw_00001789 | SITE_01959 | Primary | 2015 |  | Unknown | No | No | No | 0 |  | 0 |  | 1 |  | 0 |  | 2 |  | 0 |  | 0 |  | 2 |  | 3 |  | 2 |  | Single Family | 2986.36 | 3 | 0 | 3 | 8959.08 | 0 | 8959.08
SiteIntrvw_00001790 | SITE_01960 | Primary | 1995 |  | Unknown | No | No | No | 0 |  | 0 |  | 0 |  | 0 |  | 0 |  | 1 |  | 1 |  | 0 |  | 2 |  | 2 |  | Single Family | 2986.36 | 2 | 0 | 2 | 5972.72 | 0 | 5972.72
SiteIntrvw_00001791 | SITE_01961 | Primary | 2016 |  | Unknown | No | No | No | 0 |  | 0 |  | 0 |  | 3 |  | 2 |  | 0 |  | 0 |  | 1 |  | 5 |  | 2 |  | Single Family | 5123.47 | 5 | 0 | 5 | 25617.35 | 0 | 25617.35
SiteIntrvw_00001792 | SITE_01962 | Primary | 2012 |  | Unknown | No | No | No | 0 |  | 0 |  | 0 |  | 0 |  | 0 |  | 0 |  | 2 |  | 0 |  | 2 |  | 2 |  | Single Family | 2986.36 | 2 | 0 | 2 | 5972.72 | 0 | 5972.72
SiteIntrvw_00001793 | SITE_01963 | Primary | 2000 |  | Unknown | Yes | Yes | No | 0 |  | 0 |  | 0 |  | 0 |  | 0 |  | 0 |  | 1 |  | 0 |  | 1 |  | 1 |  | Single Family | 2986.36 | 1 | 0 | 1 | 2986.36 | 0 | 2986.36
SiteIntrvw_00001794 | SITE_01964 | Primary | 2015 |  | Unknown | No | No | No | 0 |  | 0 |  | 0 |  | 0 |  | 0 |  | 0 |  | 2 |  | 1 |  | 2 |  | 2 |  | Single Family | 2986.36 | 2 | 0 | 2 | 5972.72 | 0 | 5972.72
SiteIntrvw_00001795 | SITE_01965 | Primary | 2014 |  | Unknown | No | No | No | 0 |  | 0 |  | 0 |  | 0 |  | 0 |  | 1 |  | 0 |  | 1 |  | 1 |  | 1 |  | Single Family | 2986.36 | 1 | 0 | 1 | 2986.36 | 0 | 2986.36
SiteIntrvw_00002043 | SITE_01966 | Primary | 2014 |  | Unknown | Yes | Yes | No | 0 |  | 0 |  | 1 |  | 0 |  | 1 |  | 0 |  | 0 |  | 1 |  | 2 |  | 1 |  | Single Family | 2986.36 | 2 | 0 | 2 | 5972.72 | 0 | 5972.72
SiteIntrvw_00001796 | SITE_01967 | Primary | 1989 |  | Unknown | No | No | No | 0 |  | 0 |  | 0 |  | 0 |  | 0 |  | 0 |  | 2 |  | 0 |  | 2 |  | 2 |  | Manufactured | 1313.97 | 2 | 0 | 2 | 2627.94 | 0 | 2627.94
SiteIntrvw_00001797 | SITE_01968 | Primary | 1997 |  | Unknown | No | No | No | 0 |  | 0 |  | 0 |  | 2 |  | 1 |  | 2 |  | 0 |  | 3 |  | 5 |  | 3 |  | Single Family | 2986.36 | 5 | 0 | 5 | 14931.8 | 0 | 14931.8
SiteIntrvw_00001798 | SITE_01969 | Primary | 2016 |  | Unknown | Yes | Yes | No | 0 |  | 0 |  | 0 |  | 0 |  | 0 |  | 2 |  | 0 |  | 2 |  | 2 |  | 2 |  | Single Family | 2986.36 | 2 | 0 | 2 | 5972.72 | 0 | 5972.72
SiteIntrvw_00001799 | SITE_01970 | Primary | 2016 |  | Unknown | No | No | No | 0 |  | 1 |  | 1 |  | 0 |  | 2 |  | 0 |  | 0 |  | 1 |  | 4 |  | 2 |  | Single Family | 2986.36 | 4 | 1 | 3 | 11945.44 | 2986.36 | 8959.08
SiteIntrvw_00001800 | SITE_01971 | Primary | 2014 |  | Unknown | No | No | No | 0 |  | 0 |  | 0 |  | 0 |  | 0 |  | 0 |  | 2 |  | 0 |  | 2 |  | 2 |  | Single Family | 2986.36 | 2 | 0 | 2 | 5972.72 | 0 | 5972.72
SiteIntrvw_00001801 | SITE_01972 | Primary | 1995 |  | Unknown | No | No | No | 0 |  | 0 |  | 0 |  | 0 |  | 0 |  | 0 |  | 1 |  | 0 |  | 1 |  | 1 |  | Single Family | 5123.47 | 1 | 0 | 1 | 5123.47 | 0 | 5123.47
SiteIntrvw_00001802 | SITE_01973 | Primary | 2016 |  | Unknown | No | No | No | 0 |  | 0 |  | 0 |  | 0 |  | 1 |  | 0 |  | 1 |  | 0 |  | 2 |  | 2 |  | Single Family | 2986.36 | 2 | 0 | 2 | 5972.72 | 0 | 5972.72
SiteIntrvw_00001803 | SITE_01974 | Primary | 2013 |  | Unknown | No | Yes | No | 0 |  | 0 |  | 0 |  | 0 |  | 0 |  | 1 |  | 0 |  | 1 |  | 1 |  | 1 |  | Single Family | 2986.36 | 1 | 0 | 1 | 2986.36 | 0 | 2986.36
SiteIntrvw_00001804 | SITE_01975 | Primary | 2014 |  | Unknown | No | No | No | 0 |  | 0 |  | 0 |  | 0 |  | 1 |  | 1 |  | 0 |  | 2 |  | 2 |  | 2 |  | Single Family | 2986.36 | 2 | 0 | 2 | 5972.72 | 0 | 5972.72
SiteIntrvw_00001805 | SITE_01976 | Primary | 2001 |  | Unknown | No | No | No | 0 |  | 0 |  | 0 |  | 0 |  | 0 |  | 0 |  | 2 |  | 0 |  | 2 |  | 2 |  | Single Family | 12576.67 | 2 | 0 | 2 | 25153.34 | 0 | 25153.34
SiteIntrvw_00001806 | SITE_01977 | Primary | 2014 |  | Unknown | No | No | No | 0 |  | 2 |  | 0 |  | 0 |  | 2 |  | 0 |  | 0 |  | 1 |  | 4 |  | 2 |  | Single Family | 12576.67 | 4 | 2 | 2 | 50306.68 | 25153.34 | 25153.34
SiteIntrvw_00001807 | SITE_01978 | Primary | 2011 |  | Unknown | No | No | No | 0 |  | 0 |  | 0 |  | 0 |  | 0 |  | 0 |  | 2 |  | 0 |  | 2 |  | 2 |  | Single Family | 2986.36 | 2 | 0 | 2 | 5972.72 | 0 | 5972.72
SiteIntrvw_00001808 | SITE_01979 | Primary | 1994 |  | Unknown | No | No | No | 0 |  | 0 |  | 0 |  | 0 |  | 0 |  | 0 |  | 2 |  | 0 |  | 2 |  | 2 |  | Single Family | 5123.47 | 2 | 0 | 2 | 10246.94 | 0 | 10246.94
SiteIntrvw_00001809 | SITE_01980 | Primary | 2014 |  | Unknown | No | No | Unknown | 0 |  | 3 |  | 2 |  | 5 |  | 2 |  | 1 |  | 0 |  | 3 |  | 13 |  | 3 |  | Single Family | 2986.36 | 13 | 3 | 10 | 38822.68 | 8959.08 | 29863.6
SiteIntrvw_00001810 | SITE_01981 | Primary | 1971 |  | Unknown | No | No | No | 0 |  | 0 |  | 0 |  | 0 |  | 0 |  | 0 |  | 2 |  | 0 |  | 2 |  | 2 |  | Single Family | 2986.36 | 2 | 0 | 2 | 5972.72 | 0 | 5972.72
SiteIntrvw_00001811 | SITE_01982 | Primary | 2003 |  | Unknown | No | No | No | 0 |  | 0 |  | 0 |  | 0 |  | 0 |  | 2 |  | 0 |  | 0 |  | 2 |  | 2 |  | Single Family | 5123.47 | 2 | 0 | 2 | 10246.94 | 0 | 10246.94
SiteIntrvw_00001812 | SITE_01983 | Primary | 1988 |  | Unknown | No | No | No | 0 |  | 0 |  | 0 |  | 0 |  | 0 |  | 0 |  | 2 |  | 1 |  | 2 |  | 2 |  | Single Family | 2986.36 | 2 | 0 | 2 | 5972.72 | 0 | 5972.72
SiteIntrvw_00001813 | SITE_01984 | Primary | 2013 |  | Unknown | No | No | No | 0 |  | 1 |  | 0 |  | 0 |  | 2 |  | 0 |  | 0 |  | 2 |  | 3 |  | 2 |  | Single Family | 2986.36 | 3 | 1 | 2 | 8959.08 | 2986.36 | 5972.72
SiteIntrvw_00001814 | SITE_01985 | Primary | 2015 |  | Unknown | No | No | Unknown | 0 |  | 0 |  | 0 |  | 0 |  | 0 |  | 3 |  | 0 |  | 1 |  | 3 |  | 3 |  | Single Family | 597.38 | 3 | 0 | 3 | 1792.14 | 0 | 1792.14
SiteIntrvw_00001815 | SITE_01986 | Primary | 1986 |  | Unknown | No | No | No | 0 |  | 0 |  | 0 |  | 0 |  | 0 |  | 2 |  | 0 |  | 1 |  | 2 |  | 2 |  | Single Family | 2259.17 | 2 | 0 | 2 | 4518.34 | 0 | 4518.34
SiteIntrvw_00001816 | SITE_01987 | Primary | 2009 |  | Unknown | No | No | Yes | 0 |  | 0 |  | 0 |  | 0 |  | 0 |  | 1 |  | 0 |  | 0 |  | 1 |  | 1 |  | Single Family | 2986.36 | 1 | 0 | 1 | 2986.36 | 0 | 2986.36
SiteIntrvw_00001817 | SITE_01988 | Primary | 1992 |  | Unknown | No | No | Yes | 0 |  | 0 |  | 0 |  | 0 |  | 0 |  | 0 |  | 1 |  | 0 |  | 1 |  | 1 |  | Single Family | 2986.36 | 1 | 0 | 1 | 2986.36 | 0 | 2986.36
SiteIntrvw_00001818 | SITE_01989 | Primary | 2006 |  | Unknown | No | No | No | 0 |  | 0 |  | 1 |  | 0 |  | 1 |  | 1 |  | 0 |  | 1 |  | 3 |  | 2 |  | Single Family | 2259.17 | 3 | 0 | 3 | 6777.51 | 0 | 6777.51
SiteIntrvw_00001819 | SITE_01990 | Primary | 1995 |  | Unknown | No | No | No | 0 |  | 0 |  | 0 |  | 2 |  | 0 |  | 2 |  | 0 |  | 1 |  | 4 |  | 2 |  | Single Family | 2986.36 | 4 | 0 | 4 | 11945.44 | 0 | 11945.44
SiteIntrvw_00001820 | SITE_01991 | Primary | 2012 |  | Unknown | No | No | No | 0 |  | 0 |  | 0 |  | 0 |  | 0 |  | 2 |  | 0 |  | 2 |  | 2 |  | 2 |  | Single Family | 2986.36 | 2 | 0 | 2 | 5972.72 | 0 | 5972.72
SiteIntrvw_00002044 | SITE_01992 | Primary | 2016 |  | Unknown | No | No | No | 0 |  | 0 |  | 0 |  | 2 |  | 2 |  | 0 |  | 0 |  | 2 |  | 4 |  | 2 |  | Single Family | 5123.47 | 4 | 0 | 4 | 20493.88 | 0 | 20493.88
SiteIntrvw_00001821 | SITE_01993 | Primary | 2006 |  | Unknown | No | Yes | No | 0 |  | 0 |  | 0 |  | 1 |  | 2 |  | 0 |  | 0 |  | 2 |  | 3 |  | 2 |  | Single Family | 2986.36 | 3 | 0 | 3 | 8959.08 | 0 | 8959.08
SiteIntrvw_00001822 | SITE_01994 | Primary | 2013 |  | Unknown | No | No | No | 0 |  | 0 |  | 0 |  | 0 |  | 0 |  | 2 |  | 0 |  | 2 |  | 2 |  | 2 |  | Single Family | 2986.36 | 2 | 0 | 2 | 5972.72 | 0 | 5972.72
SiteIntrvw_00001823 | SITE_01995 | Primary | 2016 |  | Unknown | No | No | No | 0 |  | 2 |  | 0 |  | 0 |  | 3 |  | 0 |  | 0 |  | 0 |  | 5 |  | 3 |  | Single Family | 5123.47 | 5 | 2 | 3 | 25617.35 | 10246.94 | 15370.41
SiteIntrvw_00001824 | SITE_01996 | Primary | 2009 |  | Unknown | No | No | No | 0 |  | 0 |  | 0 |  | 0 |  | 0 |  | 2 |  | 0 |  | 2 |  | 2 |  | 2 |  | Single Family | 2986.36 | 2 | 0 | 2 | 5972.72 | 0 | 5972.72
SiteIntrvw_00001825 | SITE_01997 | Primary | 2004 |  | Unknown | No | No | No | 0 |  | 0 |  | 0 |  | 0 |  | 0 |  | 0 |  | 2 |  | 0 |  | 2 |  | 2 |  | Single Family | 3801.52 | 2 | 0 | 2 | 7603.04 | 0 | 7603.04
SiteIntrvw_00001826 | SITE_01998 | Primary | 2001 |  | Unknown | Yes | Yes | No | 0 |  | 0 |  | 0 |  | 1 |  | 1 |  | 1 |  | 0 |  | 0 |  | 3 |  | 2 |  | Single Family | 2986.36 | 3 | 0 | 3 | 8959.08 | 0 | 8959.08
SiteIntrvw_00001827 | SITE_01999 | Primary | 2010 |  | Unknown | No | No | No | 0 |  | 0 |  | 0 |  | 1 |  | 0 |  | 2 |  | 0 |  | 2 |  | 3 |  | 2 |  | Single Family | 5123.47 | 3 | 0 | 3 | 15370.41 | 0 | 15370.41
SiteIntrvw_00001828 | SITE_02000 | Primary | 1986 |  | Unknown | No | No | No | 0 |  | 0 |  | 0 |  | 0 |  | 0 |  | 1 |  | 0 |  | 1 |  | 1 |  | 1 |  | Single Family | 2986.36 | 1 | 0 | 1 | 2986.36 | 0 | 2986.36
SiteIntrvw_00001829 | SITE_02001 | Primary | 2009 |  | Unknown | No | No | Yes | 0 |  | 0 |  | 0 |  | 0 |  | 0 |  | 0 |  | 1 |  | 0 |  | 1 |  | 1 |  | Single Family | 2986.36 | 1 | 0 | 1 | 2986.36 | 0 | 2986.36
SiteIntrvw_00001830 | SITE_02002 | Primary | 1993 |  | Unknown | No | No | No | 0 |  | 0 |  | 0 |  | 0 |  | 1 |  | 1 |  | 1 |  | 1 |  | 3 |  | 3 |  | Single Family | 2986.36 | 3 | 0 | 3 | 8959.08 | 0 | 8959.08
SiteIntrvw_00002014 | SITE_02003 | Primary | 1985 |  | Unknown | No | No | No | 0 |  | 0 |  | 0 |  | 0 |  | 0 |  | 0 |  | 1 |  | 0 |  | 1 |  | 1 |  | Single Family | 12576.67 | 1 | 0 | 1 | 12576.67 | 0 | 12576.67
SiteIntrvw_00001831 | SITE_02004 | Primary | 2007 |  | Unknown | No | No | No | 0 |  | 0 |  | 0 |  | 0 |  | 1 |  | 0 |  | 2 |  | 2 |  | 3 |  | 3 |  | Single Family | 2986.36 | 3 | 0 | 3 | 8959.08 | 0 | 8959.08
SiteIntrvw_00001832 | SITE_02005 | Primary | 2005 |  | Unknown | Yes | No | No | 0 |  | 0 |  | 0 |  | 1 |  | 2 |  | 0 |  | 0 |  | 1 |  | 3 |  | 2 |  | Manufactured | 1313.97 | 3 | 0 | 3 | 3941.91 | 0 | 3941.91
SiteIntrvw_00001833 | SITE_02006 | Primary | 1986 |  | Unknown | No | No | No | 0 |  | 0 |  | 0 |  | 0 |  | 0 |  | 0 |  | 2 |  | 0 |  | 2 |  | 2 |  | Single Family | 2986.36 | 2 | 0 | 2 | 5972.72 | 0 | 5972.72
SiteIntrvw_00001834 | SITE_02007 | Primary | 2007 |  | Unknown | Yes | No | No | 0 |  | 0 |  | 0 |  | 5 |  | 3 |  | 0 |  | 0 |  | 2 |  | 8 |  | 3 |  | Single Family | 2986.36 | 8 | 0 | 8 | 23890.88 | 0 | 23890.88
SiteIntrvw_00001835 | SITE_02008 | Primary | 1975 |  | Unknown | No | No | No | 0 |  | 0 |  | 0 |  | 0 |  | 0 |  | 0 |  | 2 |  | 1 |  | 2 |  | 2 |  | Single Family | 2986.36 | 2 | 0 | 2 | 5972.72 | 0 | 5972.72
SiteIntrvw_00001836 | SITE_02009 | Primary | 2013 |  | Unknown | No | No | No | 1 |  | 0 |  | 1 |  | 0 |  | 0 |  | 1 |  | 0 |  | 0 |  | 3 |  | 1 |  | Single Family | 2986.36 | 3 | 1 | 2 | 8959.08 | 2986.36 | 5972.72
SiteIntrvw_00001837 | SITE_02010 | Primary | 2014 |  | Unknown | No | No | No | 0 |  | 0 |  | 2 |  | 2 |  | 0 |  | 2 |  | 0 |  | 1 |  | 6 |  | 2 |  | Single Family | 2986.36 | 6 | 0 | 6 | 17918.16 | 0 | 17918.16
SiteIntrvw_00001838 | SITE_02011 | Primary | 2016 |  | Unknown | No | No | No | 0 |  | 0 |  | 0 |  | 0 |  | 0 |  | 2 |  | 0 |  | 2 |  | 2 |  | 2 |  | Single Family | 2259.17 | 2 | 0 | 2 | 4518.34 | 0 | 4518.34
SiteIntrvw_00001839 | SITE_02012 | Primary | 1998 |  | Unknown | No | No | No | 0 |  | 0 |  | 2 |  | 1 |  | 2 |  | 2 |  | 0 |  | 0 |  | 7 |  | 4 |  | Manufactured | 1313.97 | 7 | 0 | 7 | 9197.79 | 0 | 9197.79
SiteIntrvw_00001840 | SITE_02013 | Primary | 2004 |  | Unknown | No | Yes | No | 0 |  | 1 |  | 1 |  | 2 |  | 3 |  | 0 |  | 0 |  | 0 |  | 7 |  | 3 |  | Single Family | 2986.36 | 7 | 1 | 6 | 20904.52 | 2986.36 | 17918.16
SiteIntrvw_00001841 | SITE_02014 | Primary | 2010 |  | Unknown | Yes | Yes | Yes | 0 |  | 0 |  | 0 |  | 1 |  | 1 |  | 2 |  | 0 |  | 4 |  | 4 |  | 3 |  | Single Family | 12576.67 | 4 | 0 | 4 | 50306.68 | 0 | 50306.68
SiteIntrvw_00001842 | SITE_02015 | Primary | 2003 |  | Unknown | No | No | No | 0 |  | 0 |  | 0 |  | 0 |  | 0 |  | 2 |  | 0 |  | 0 |  | 2 |  | 2 |  | Single Family | 2986.36 | 2 | 0 | 2 | 5972.72 | 0 | 5972.72
SiteIntrvw_00001843 | SITE_02016 | Primary | 2014 |  | Unknown | No | No | No | 0 |  | 0 |  | 0 |  | 0 |  | 2 |  | 0 |  | 0 |  | 0 |  | 2 |  | 2 |  | Single Family | 2986.36 | 2 | 0 | 2 | 5972.72 | 0 | 5972.72
SiteIntrvw_00001844 | SITE_02017 | Primary | 2011 |  | Unknown | No | No | No | 0 |  | 0 |  | 1 |  | 0 |  | 0 |  | 1 |  | 1 |  | 0 |  | 3 |  | 2 |  | Single Family | 2986.36 | 3 | 0 | 3 | 8959.08 | 0 | 8959.08
SiteIntrvw_00001845 | SITE_02018 | Primary | 1995 |  | Unknown | No | No | No | 0 |  | 0 |  | 0 |  | 0 |  | 0 |  | 0 |  | 2 |  | 0 |  | 2 |  | 2 |  | Single Family | 2986.36 | 2 | 0 | 2 | 5972.72 | 0 | 5972.72
SiteIntrvw_00001846 | SITE_02019 | Primary | 2016 |  | Unknown | Yes | N/A | No | 0 |  | 0 |  | 0 |  | 0 |  | 0 |  | 2 |  | 0 |  | 2 |  | 2 |  | 2 |  | Single Family | 2986.36 | 2 | 0 | 2 | 5972.72 | 0 | 5972.72
SiteIntrvw_00001847 | SITE_02020 | Primary | 1977 |  | Unknown | No | No | No | 0 |  | 0 |  | 0 |  | 0 |  | 0 |  | 0 |  | 2 |  | 1 |  | 2 |  | 2 |  | Single Family | 2986.36 | 2 | 0 | 2 | 5972.72 | 0 | 5972.72
SiteIntrvw_00001848 | SITE_02021 | Primary | 2009 |  | Unknown | No | No | No | 0 |  | 0 |  | 0 |  | 0 |  | 1 |  | 1 |  | 0 |  | 2 |  | 2 |  | 2 |  | Single Family | 2986.36 | 2 | 0 | 2 | 5972.72 | 0 | 5972.72
SiteIntrvw_00002006 | SITE_02022 | Primary | 2011 |  | Unknown | Yes | No | No | 0 |  | 0 |  | 0 |  | 0 |  | 2 |  | 2 |  | 0 |  | 2 |  | 4 |  | 4 |  | Single Family | 5123.47 | 4 | 0 | 4 | 20493.88 | 0 | 20493.88
SiteIntrvw_00001849 | SITE_02023 | Primary | 2011 |  | Unknown | No | No | No | 0 |  | 0 |  | 0 |  | 0 |  | 0 |  | 0 |  | 1 |  | 0 |  | 1 |  | 1 |  | Single Family | 10259.39 | 1 | 0 | 1 | 10259.39 | 0 | 10259.39
SiteIntrvw_00001850 | SITE_02024 | Primary | 2001 |  | Unknown | No | No | No | 0 |  | 0 |  | 0 |  | 0 |  | 0 |  | 1 |  | 0 |  | 0 |  | 1 |  | 1 |  | Single Family | 2986.36 | 1 | 0 | 1 | 2986.36 | 0 | 2986.36
SiteIntrvw_00001851 | SITE_02025 | Primary | 1997 |  | Unknown | No | No | No | 0 |  | 0 |  | 0 |  | 0 |  | 0 |  | 2 |  | 0 |  | 2 |  | 2 |  | 2 |  | Single Family | 2986.36 | 2 | 0 | 2 | 5972.72 | 0 | 5972.72
SiteIntrvw_00001852 | SITE_02026 | Primary | 1974 |  | Unknown | No | No | No | 0 |  | 0 |  | 0 |  | 0 |  | 0 |  | 0 |  | 2 |  | 0 |  | 2 |  | 2 |  | Single Family | 2986.36 | 2 | 0 | 2 | 5972.72 | 0 | 5972.72
SiteIntrvw_00001853 | SITE_02027 | Primary | 2014 |  | Unknown | Yes | No | No | 1 |  | 1 |  | 1 |  | 1 |  | 2 |  | 0 |  | 0 |  | 1 |  | 6 |  | 2 |  | Single Family | 2986.36 | 6 | 2 | 4 | 17918.16 | 5972.72 | 11945.44
SiteIntrvw_00001854 | SITE_02028 | Primary | 2010 |  | Unknown | No | No | No | 0 |  | 1 |  | 1 |  | 0 |  | 2 |  | 0 |  | 0 |  | 0 |  | 4 |  | 2 |  | Single Family | 5123.47 | 4 | 1 | 3 | 20493.88 | 5123.47 | 15370.41
SiteIntrvw_00001855 | SITE_02029 | Primary | 2002 |  | Unknown | No | No | No | 0 |  | 0 |  | 0 |  | 0 |  | 0 |  | 1 |  | 2 |  | 1 |  | 3 |  | 3 |  | Single Family | 2986.36 | 3 | 0 | 3 | 8959.08 | 0 | 8959.08
SiteIntrvw_00001856 | SITE_02030 | Primary | 2015 |  | Unknown | Yes | No | No | 0 |  | 0 |  | 0 |  | 0 |  | 1 |  | 1 |  | 0 |  | 2 |  | 2 |  | 2 |  | Single Family | 2986.36 | 2 | 0 | 2 | 5972.72 | 0 | 5972.72
SiteIntrvw_00001857 | SITE_02031 | Primary | 1994 |  | Unknown | No | No | No | 0 |  | 0 |  | 0 |  | 0 |  | 0 |  | 0 |  | 1 |  | 1 |  | 1 |  | 1 |  | Single Family | 2986.36 | 1 | 0 | 1 | 2986.36 | 0 | 2986.36
SiteIntrvw_00001858 | SITE_02032 | Primary | 1999 |  | Unknown | No | No | No | 0 |  | 0 |  | 0 |  | 0 |  | 1 |  | 0 |  | 0 |  | 1 |  | 1 |  | 1 |  | Manufactured | 2658 | 1 | 0 | 1 | 2658 | 0 | 2658
SiteIntrvw_00001859 | SITE_02033 | Primary | 2002 |  | Unknown | No | No | No | 0 |  | 0 |  | 0 |  | 0 |  | 0 |  | 2 |  | 0 |  | 1 |  | 2 |  | 2 |  | Single Family | 2986.36 | 2 | 0 | 2 | 5972.72 | 0 | 5972.72
SiteIntrvw_00001860 | SITE_02034 | Primary | 1996 |  | Unknown | No | No | No | 0 |  | 0 |  | 0 |  | 0 |  | 0 |  | 1 |  | 0 |  | 0 |  | 1 |  | 1 |  | Single Family | 2986.36 | 1 | 0 | 1 | 2986.36 | 0 | 2986.36
SiteIntrvw_00001861 | SITE_02035 | Primary | 1996 |  | Unknown | No | No | No | 0 |  | 0 |  | 0 |  | 0 |  | 0 |  | 2 |  | 0 |  | 1 |  | 2 |  | 2 |  | Single Family | 2986.36 | 2 | 0 | 2 | 5972.72 | 0 | 5972.72
SiteIntrvw_00001862 | SITE_02036 | Primary | 2009 |  | Unknown | Yes | No | No | 1 |  | 2 |  | 1 |  | 0 |  | 2 |  | 0 |  | 0 |  | 2 |  | 6 |  | 2 |  | Single Family | 2986.36 | 6 | 3 | 3 | 17918.16 | 8959.08 | 8959.08
SiteIntrvw_00001863 | SITE_02037 | Primary | 2013 |  | Unknown | No | No | No | 0 |  | 0 |  | 0 |  | 0 |  | 0 |  | 2 |  | 0 |  | 1 |  | 2 |  | 2 |  | Manufactured | 1313.97 | 2 | 0 | 2 | 2627.94 | 0 | 2627.94
SiteIntrvw_00001864 | SITE_02038 | Primary | 2001 |  | Unknown | No | No | Yes | 0 |  | 0 |  | 0 |  | 0 |  | 0 |  | 0 |  | 2 |  | 0 |  | 2 |  | 2 |  | Single Family | 2986.36 | 2 | 0 | 2 | 5972.72 | 0 | 5972.72
SiteIntrvw_00001865 | SITE_02039 | Primary | 1975 |  | Unknown | No | No | No | 0 |  | 0 |  | 0 |  | 0 |  | 0 |  | 1 |  | 1 |  | 0 |  | 2 |  | 2 |  | Single Family | 2986.36 | 2 | 0 | 2 | 5972.72 | 0 | 5972.72
SiteIntrvw_00001866 | SITE_02040 | Primary | 2014 |  | Unknown | No | No | No | 0 |  | 0 |  | 0 |  | 1 |  | 0 |  | 1 |  | 0 |  | 2 |  | 2 |  | 1 |  | Manufactured | 2658 | 2 | 0 | 2 | 5316 | 0 | 5316
SiteIntrvw_00001867 | SITE_02041 | Primary | 1983 |  | Unknown | Yes | Yes | No | 0 |  | 0 |  | 0 |  | 0 |  | 0 |  | 2 |  | 0 |  | 1 |  | 2 |  | 2 |  | Single Family | 12576.67 | 2 | 0 | 2 | 25153.34 | 0 | 25153.34
SiteIntrvw_00001868 | SITE_02042 | Primary | 2000 |  | Unknown | No | No | No | 0 |  | 0 |  | 0 |  | 0 |  | 0 |  | 2 |  | 0 |  | 1 |  | 2 |  | 2 |  | Single Family | 12576.67 | 2 | 0 | 2 | 25153.34 | 0 | 25153.34
SiteIntrvw_00001869 | SITE_02043 | Primary | 2016 |  | Unknown | Yes | No | No | 1 |  | 1 |  | 0 |  | 0 |  | 2 |  | 0 |  | 0 |  | 1 |  | 4 |  | 2 |  | Single Family | 12576.67 | 4 | 2 | 2 | 50306.68 | 25153.34 | 25153.34
SiteIntrvw_00001870 | SITE_02044 | Primary | 2000 |  | Unknown | No | No | No | 0 |  | 0 |  | 0 |  | 1 |  | 1 |  | 1 |  | 0 |  | 1 |  | 3 |  | 2 |  | Single Family | 12576.67 | 3 | 0 | 3 | 37730.01 | 0 | 37730.01
SiteIntrvw_00001871 | SITE_02045 | Primary | 2000 |  | Unknown | No | No | No | 0 |  | 0 |  | 0 |  | 0 |  | 2 |  | 2 |  | 0 |  | 3 |  | 4 |  | 4 |  | Single Family | 10259.39 | 4 | 0 | 4 | 41037.56 | 0 | 41037.56
SiteIntrvw_00001872 | SITE_02046 | Primary | 2004 |  | Unknown | No | No | No | 0 |  | 0 |  | 0 |  | 0 |  | 1 |  | 1 |  | 0 |  | 1 |  | 2 |  | 2 |  | Single Family | 10259.39 | 2 | 0 | 2 | 20518.78 | 0 | 20518.78
SiteIntrvw_00001873 | SITE_02047 | Primary | 1999 |  | Unknown | No | No | No | 0 |  | 0 |  | 0 |  | 0 |  | 0 |  | 2 |  | 0 |  | 0 |  | 2 |  | 2 |  | Single Family | 10259.39 | 2 | 0 | 2 | 20518.78 | 0 | 20518.78
SiteIntrvw_00001874 | SITE_02048 | Primary | 2002 |  | Unknown | No | No | Yes | 0 |  | 0 |  | 0 |  | 0 |  | 1 |  | 0 |  | 0 |  | 0 |  | 1 |  | 1 |  | Single Family | 2259.17 | 1 | 0 | 1 | 2259.17 | 0 | 2259.17
SiteIntrvw_00001875 | SITE_02049 | Primary | 2012 |  | Unknown | No | No | No | 0 |  | 0 |  | 0 |  | 1 |  | 1 |  | 1 |  | 1 |  | 2 |  | 4 |  | 3 |  | Single Family | 12576.67 | 4 | 0 | 4 | 50306.68 | 0 | 50306.68
SiteIntrvw_00001876 | SITE_02050 | Primary | 2016 |  | Unknown | Yes | Yes | No | 0 |  | 0 |  | 0 |  | 0 |  | 4 |  | 0 |  | 0 |  | 4 |  | 4 |  | 4 |  | Single Family | 10259.39 | 4 | 0 | 4 | 41037.56 | 0 | 41037.56
SiteIntrvw_00001877 | SITE_02051 | Primary | 1986 |  | Unknown | Yes | No | No | 0 |  | 0 |  | 0 |  | 1 |  | 1 |  | 0 |  | 1 |  | 1 |  | 3 |  | 2 |  | Manufactured | 1982.27 | 3 | 0 | 3 | 5946.81 | 0 | 5946.81
SiteIntrvw_00001878 | SITE_02052 | Primary | 2012 |  | Unknown | No | No | No | 0 |  | 1 |  | 1 |  | 0 |  | 2 |  | 0 |  | 0 |  | 1 |  | 4 |  | 2 |  | Single Family | 2259.17 | 4 | 1 | 3 | 9036.68 | 2259.17 | 6777.51
SiteIntrvw_00001879 | SITE_02053 | Primary | 2004 |  | Unknown | No | No | No | 0 |  | 0 |  | 0 |  | 1 |  | 0 |  | 2 |  | 0 |  | 3 |  | 3 |  | 2 |  | Single Family | 12576.67 | 3 | 0 | 3 | 37730.01 | 0 | 37730.01
SiteIntrvw_00001880 | SITE_02054 | Primary | 2015 |  | Unknown | No | No | No | 0 |  | 0 |  | 0 |  | 0 |  | 1 |  | 2 |  | 0 |  | 0 |  | 3 |  | 3 |  | Single Family | 2986.36 | 3 | 0 | 3 | 8959.08 | 0 | 8959.08
SiteIntrvw_00001881 | SITE_02055 | Primary | 1986 |  | Unknown | No | No | No | 0 |  | 0 |  | 0 |  | 0 |  | 0 |  | 2 |  | 0 |  | 1 |  | 2 |  | 2 |  | Single Family | 2986.36 | 2 | 0 | 2 | 5972.72 | 0 | 5972.72
SiteIntrvw_00001882 | SITE_02056 | Primary | 2014 |  | Unknown | No | No | No | 0 |  | 0 |  | 0 |  | 0 |  | 0 |  | 2 |  | 0 |  | 0 |  | 2 |  | 2 |  | Single Family | 2986.36 | 2 | 0 | 2 | 5972.72 | 0 | 5972.72
SiteIntrvw_00001883 | SITE_02057 | Primary | 2009 |  | Unknown | No | No | No | 0 |  | 0 |  | 0 |  | 0 |  | 0 |  | 1 |  | 1 |  | 0 |  | 2 |  | 2 |  | Single Family | 2986.36 | 2 | 0 | 2 | 5972.72 | 0 | 5972.72
SiteIntrvw_00001884 | SITE_02058 | Primary | 1971 |  | Unknown | No | No | No | 0 |  | 0 |  | 0 |  | 0 |  | 0 |  | 0 |  | 1 |  | 0 |  | 1 |  | 1 |  | Single Family | 597.38 | 1 | 0 | 1 | 597.38 | 0 | 597.38
SiteIntrvw_00001885 | SITE_02059 | Primary | 2013 |  | Unknown | No | No | No | 0 |  | 0 |  | 0 |  | 0 |  | 0 |  | 1 |  | 1 |  | 0 |  | 2 |  | 2 |  | Single Family | 2986.36 | 2 | 0 | 2 | 5972.72 | 0 | 5972.72
SiteIntrvw_00001886 | SITE_02060 | Primary | 2004 |  | Unknown | No | No | Unknown | 0 |  | 0 |  | 0 |  | 0 |  | 2 |  | 0 |  | 0 |  | 0 |  | 2 |  | 2 |  | Single Family | 3801.52 | 2 | 0 | 2 | 7603.04 | 0 | 7603.04
SiteIntrvw_00001887 | SITE_02061 | Primary | 2005 |  | Unknown | No | No | No | 0 |  | 0 |  | 0 |  | 0 |  | 0 |  | 0 |  | 2 |  | 0 |  | 2 |  | 2 |  | Single Family | 12576.67 | 2 | 0 | 2 | 25153.34 | 0 | 25153.34
SiteIntrvw_00001888 | SITE_02062 | Primary | 1985 |  | Unknown | No | No | No | 0 |  | 0 |  | 0 |  | 0 |  | 0 |  | 1 |  | 2 |  | 1 |  | 3 |  | 3 |  | Single Family | 12576.67 | 3 | 0 | 3 | 37730.01 | 0 | 37730.01
SiteIntrvw_00001889 | SITE_02063 | Primary | 1974 |  | Unknown | No | No | No | 0 |  | 0 |  | 0 |  | 0 |  | 1 |  | 0 |  | 2 |  | 1 |  | 3 |  | 3 |  | Single Family | 12576.67 | 3 | 0 | 3 | 37730.01 | 0 | 37730.01
SiteIntrvw_00001890 | SITE_02064 | Primary | 2013 |  | Unknown | No | Yes | No | 0 |  | 0 |  | 0 |  | 0 |  | 0 |  | 0 |  | 1 |  | 0 |  | 1 |  | 1 |  | Single Family | 12576.67 | 1 | 0 | 1 | 12576.67 | 0 | 12576.67
SiteIntrvw_00001891 | SITE_02065 | Primary | 2005 |  | Unknown | No | No | No | 0 |  | 0 |  | 0 |  | 2 |  | 2 |  | 0 |  | 0 |  | 1 |  | 4 |  | 2 |  | Single Family | 12576.67 | 4 | 0 | 4 | 50306.68 | 0 | 50306.68
SiteIntrvw_00001892 | SITE_02066 | Primary | 1970 |  | Unknown | No | No | No | 0 |  | 0 |  | 0 |  | 0 |  | 0 |  | 0 |  | 2 |  | 0 |  | 2 |  | 2 |  | Single Family | 12576.67 | 2 | 0 | 2 | 25153.34 | 0 | 25153.34
SiteIntrvw_00001893 | SITE_02067 | Primary | 2015 |  | Unknown | No | Yes | No | 0 |  | 1 |  | 1 |  | 0 |  | 2 |  | 0 |  | 0 |  | 2 |  | 4 |  | 2 |  | Single Family | 3801.52 | 4 | 1 | 3 | 15206.08 | 3801.52 | 11404.56
SiteIntrvw_00000729 | SITE_02068 | Primary | 2017 |  | Unknown | Yes | Yes | No | 0 |  | 0 |  | 0 |  | 0 |  | 2 |  | 0 |  | 0 |  | 2 |  | 2 |  | 2 |  | Multifamily Residence | 687.85 | 2 | 0 | 2 | 1375.7 | 0 | 1375.7
SiteIntrvw_00002056 | SITE_02069 | Primary | 2011 |  | Unknown | Yes | No | No | 0 |  | 0 |  | 0 |  | 0 |  | 0 |  | 1 |  | 1 |  | 0 |  | 2 |  | 2 |  | Single Family | 2348.97 | 2 | 0 | 2 | 4697.94 | 0 | 4697.94

## RBSA_WaterHeater
RBSA DATA | [42 empty] | RTF ANALYSIS
note: some homes have multiple records (i.e., multiple water heaters)
PK_Mechanical_ID | CK_SiteID | System Type | Technology | Size (Gallons) | Size (Gallons)_notes | Make | Model | Year Manufactured on Nameplate | Year Manufactured | Year Manufactured_notes | Serial Number | Provided by Heating System | Supplemental Solar Water Heating | Fuel Type | Capacity | Capacity_notes | Capacity Units | Energy Factor | Energy Factor_notes | HPWH in Conditioned Space | HPWH Conditioned Space Type | HPWH Conditioned Space Size | HPWH Conditioned Space Size_notes | HPWH Relation to Space Heating Unit | HPWH Ducting | Location | Serves Whole House | Within 4 feet of a drain | Drain Type | Tank Wrap | Tank Wrap Thickness | Tank Wrap Thickness_notes | Pipe Wrap | Pipe Wrap Type | Pipe Wrap Length | Pipe Wrap Length_notes | Pipe Wrap Thickness | Pipe Wrap Thickness_notes | Can Exhaust to Garage or Get Supply Air from Home Interior | In a room greater than 1,000 cubic feet | Eight feet of Vertical Space | Wifi Enabled | Site Index | Site Weight | Site Type | # of water heaters | Revised Site Weight | SiteType_Fuel | Site_IsHeatPump
Mechanical_00010451 | SITE_01715 | Instantaneous Water Heater | Fossil Fuel Condensing | 0 |  | Noritz | NRC98-DV | Yes | 2011 |  | N/A | No | No | Natural Gas | 180000 |  | Btuh | 0.91 |  | N/A | N/A |  | N/A | N/A | N/A | Main House | Yes | Yes | Plumbed drain | No |  | N/A | Yes | Polyethylene Foam | 4 |  | 1 |  | No | No | No | No | 2223 | 1982.27 | Manufactured | 1 | 1982.27 | Manufactured_Natural Gas | Manufactured_FALSE |  | Natural Gas | Propane | Unknown | N/A | Electric | Total | Heat Pump
Mechanical_00010452 | SITE_00051 | Storage Water Heater | Fossil Fuel Condensing | 50 |  | Powerflex | Pvg6240t42nv | No |  | Unknown | 0843T433626 | No | No | Natural Gas | 42000 |  | Btuh | 0.68 |  | N/A | N/A |  | N/A | N/A | N/A | Garage | Yes | No | N/A | No |  | N/A | Yes | Polyethylene Foam | 1 |  | 1 |  | Yes | Yes | Yes | Unknown | 574 | 653.4162 | Single Family | 1 | 653.4162 | Single Family_Natural Gas | Single Family_FALSE | Single Family | 1999991.2432 | 76023.9439 | 57613.5303 | 0 | 2158514.6758 | 4292143.3932 | 85005.79
Mechanical_00010453 | SITE_01075 | Storage Water Heater | Fossil Fuel Condensing | 50 |  | Powerflex | PVG62-50T63-3NHV | No |  | Unknown | 224108844 | Yes | No | Natural Gas | 63500 |  | Btuh |  | Unknown | N/A | N/A |  | N/A | N/A | N/A | Garage | Yes | No | N/A | No |  | N/A | No | N/A |  | N/A |  | N/A | Yes | Yes | Yes | No | 1591 | 3955.5333 | Single Family | 2 | 1977.7667 | Single Family_Natural Gas | Single Family_FALSE | Manufactured | 46965.37 | 11759.95 | 23872.15 | 0 | 341118.2 | 423715.67 | 2748.11
Mechanical_00010454 | SITE_02011 | Storage Water Heater | Fossil Fuel Non-Condensing | 50 |  | Reliance | 1250NART | No | 2015 |  | D01521825 | No | No | Natural Gas | 40000 |  | Btuh |  | Unknown | N/A | N/A |  | N/A | N/A | N/A | Main House | Yes | No | N/A | No |  | N/A | No | N/A |  | N/A |  | N/A | No | No | Yes | No | 2518 | 2471.1038 | Single Family | 1 | 2471.1038 | Single Family_Natural Gas | Single Family_FALSE | Multifamily Residence | 65448.55 | 0 | 4117.26 | 107.02 | 519073.67 | 588746.5 | 2216.43
Mechanical_00010455 | SITE_01565 | Storage Water Heater | Electric Resistance | 52 |  | Reliance | 55220RS0 | No | 1995 |  | H95335020 | No | No | Electric | 4.5 |  | kW |  | Unknown | N/A | N/A |  | N/A | N/A | N/A | Basement | Yes | No | N/A | No |  | N/A | No | N/A |  | N/A |  | N/A | N/A | Yes | No | No | 2074 | 653.4162 | Single Family | 1 | 653.4162 | Single Family_Electric | Single Family_FALSE | Total | 2112405.1632 | 87783.8939 | 85602.9403 | 107.02 | 3018706.5458 | 5304605.5632 | 89970.33
Mechanical_00010456 | SITE_00944 | Storage Water Heater | Electric Resistance | 50 |  | Reliance | 5522octjw | No | 2001 |  | K01222453 | No | No | Electric | 4.5 |  | kW |  | Unknown | N/A | N/A |  | N/A | N/A | N/A | Main House | Yes | Yes | Plumbed drain | No |  | N/A | No | N/A |  | N/A |  | N/A | No | No | No | No | 1461 | 214.04 | Multifamily Residence | 1 | 214.04 | Multifamily Residence_Electric | Multifamily Residence_FALSE
Mechanical_00010457 | SITE_01017 | Storage Water Heater | Electric Resistance | 55 |  | Reliance | 650D0RT 210 | No | 2012 |  | 1120J010222 | No | No | Electric | 4.5 |  | kW | 0.9 |  | N/A | N/A |  | N/A | N/A | N/A | Basement | Yes | No | N/A | No |  | N/A | Yes | Polyethylene Foam | 5 |  | 0.75 |  | No | No | Yes | No | 1533 | 1521.68 | Single Family | 1 | 1521.68 | Single Family_Electric | Single Family_FALSE
Mechanical_00010458 | SITE_00972 | Storage Water Heater | Fossil Fuel Non-Condensing | 50 |  | Reliance | 650nbrt 400 | Yes | 2016 |  | N/A | No | No | Natural Gas | 40000 |  | Btuh | 0.6 |  | N/A | N/A |  | N/A | N/A | N/A | Basement | Yes | Yes | Floor drain | No |  | N/A | No | N/A |  | N/A |  | N/A | No | Yes | No | No | 1489 | 5962.4 | Single Family | 1 | 5962.4 | Single Family_Natural Gas | Single Family_FALSE
Mechanical_00010459 | SITE_01027 | Storage Water Heater | Electric Resistance | 50 |  | Reliance | 6522octjw | No | 2002 |  | D02110824 | No | No | Electric | 4.5 |  | kW |  | Unknown | N/A | N/A |  | N/A | N/A | N/A | Basement | Yes | No | N/A | No |  | N/A | Yes | Polyethylene Foam | 2 |  | 1.5 |  | No | Yes | No | No | 1543 | 3706.5714 | Single Family | 1 | 3706.5714 | Single Family_Electric | Single Family_FALSE
Mechanical_00010460 | SITE_00943 | Storage Water Heater | Electric Resistance | 50 |  | Reliance | 6522octjw | No | 2001 |  | K0122424 | No | No | Electric | 4.5 |  | kW |  | Unknown | N/A | N/A |  | N/A | N/A | N/A | Main House | Yes | Yes | Plumbed drain | No |  | N/A | No | N/A |  | N/A |  | N/A | No | No | No | No | 1460 | 214.04 | Multifamily Residence | 1 | 214.04 | Multifamily Residence_Electric | Multifamily Residence_FALSE
Mechanical_00010461 | SITE_01721 | Storage Water Heater | Electric Resistance | 50 |  | Rheem | Unknown | No |  | Unknown | Unknown | No | No | Electric |  | Unknown | kW |  | Unknown | N/A | N/A |  | N/A | N/A | N/A | Main House | Yes | Unknown | N/A | Unknown |  | N/A | Unknown | N/A |  | N/A |  | N/A | No | No | Yes | No | 2229 | 997.59 | Manufactured | 1 | 997.59 | Manufactured_Electric | Manufactured_FALSE
Mechanical_00010462 | SITE_00053 | Storage Water Heater | Electric Resistance | 71 |  | Rheem | Unknown | No |  | Unknown | Unknown | Unknown | No | Electric |  | Unknown | kW |  | Unknown | N/A | N/A |  | N/A | N/A | N/A | Main House | Yes | No | N/A | No |  | N/A | Yes | Polyethylene Foam | 1.5 |  | 1.5 |  | No | No | No | No | 576 | 2002.39 | Multifamily Residence | 1 | 2002.39 | Multifamily Residence_Electric | Multifamily Residence_FALSE
Mechanical_00010463 | SITE_01569 | Storage Water Heater | Electric Resistance | 50 |  | Rheem | 2010 | Yes | 2010 |  | N/A | No | No | Electric | 4.5 |  | kW |  | Unknown | N/A | N/A |  | N/A | N/A | N/A | Main House | Yes | No | N/A | No |  | N/A | No | N/A |  | N/A |  | N/A | No | Yes | Yes | No | 2078 | 653.4162 | Single Family | 1 | 653.4162 | Single Family_Electric | Single Family_FALSE
Mechanical_00010464 | SITE_01152 | Storage Water Heater | Fossil Fuel Non-Condensing | 50 |  | Rheem | 21dv50 | No | 2001 |  | RHNG0401D06003 | No | No | Natural Gas | 40000 |  | Btuh | 0.53 |  | N/A | N/A |  | N/A | N/A | N/A | Main House | Yes | No | N/A | No |  | N/A | No | N/A |  | N/A |  | N/A | Yes | Yes | Yes | No | 1667 | 2471.1038 | Single Family | 1 | 2471.1038 | Single Family_Natural Gas | Single Family_FALSE
Mechanical_00010465 | SITE_01709 | Storage Water Heater | Fossil Fuel Non-Condensing | 40 |  | Rheem | 21I40DV | No | 2000 |  | RHNGO800504391 | No | No | Natural Gas | 30000 |  | Btuh |  | Unknown | N/A | N/A |  | N/A | N/A | N/A | Main House | Yes | No | N/A | No |  | N/A | No | N/A |  | N/A |  | N/A | No | No | Yes | No | 2217 | 1982.27 | Manufactured | 1 | 1982.27 | Manufactured_Natural Gas | Manufactured_FALSE
Mechanical_00010466 | SITE_01086 | Storage Water Heater | Fossil Fuel Non-Condensing | 50 |  | Rheem | 21V50-2P | No | 1997 |  | RLP 0597A36720 | No | No | Propane | 36000 |  | Btuh | 0.53 |  | N/A | N/A |  | N/A | N/A | N/A | Garage | Yes | No | N/A | No |  | N/A | No | N/A |  | N/A |  | N/A | Yes | Yes | Yes | No | 1602 | 3955.5333 | Single Family | 1 | 3955.5333 | Single Family_Propane | Single Family_FALSE
Mechanical_00010467 | SITE_01060 | Storage Water Heater | Fossil Fuel Non-Condensing | 40 |  | Rheem | 22-40-2 | Yes | 1979 |  | N/A | No | No | Natural Gas | 45000 |  | Btuh |  | Unknown | N/A | N/A |  | N/A | N/A | N/A | Basement | Yes | No | N/A | Yes | 2 |  | Yes | Polyethylene Foam | 8 |  | 0.8 |  | No | Yes | No | No | 1576 | 3706.5714 | Single Family | 1 | 3706.5714 | Single Family_Natural Gas | Single Family_FALSE
Mechanical_00010468 | SITE_01093 | Storage Water Heater | Fossil Fuel Non-Condensing | 50 |  | Rheem | 22dv50f | Yes | 2011 |  | N/A | No | No | Natural Gas | 38000 |  | Btuh | 0.58 |  | N/A | N/A |  | N/A | N/A | N/A | Basement | Yes | No | N/A | No |  | N/A | No | N/A |  | N/A |  | N/A | No | No | No | No | 1609 | 3955.5333 | Single Family | 1 | 3955.5333 | Single Family_Natural Gas | Single Family_FALSE
Mechanical_00010469 | SITE_01596 | Storage Water Heater | Fossil Fuel Non-Condensing | 50 |  | Rheem | 22dv50f | Yes | 2009 |  | N/A | No | No | Natural Gas | 38000 |  | Btuh | 0.58 |  | N/A | N/A |  | N/A | N/A | N/A | Basement | Yes | Yes | Plumbed drain | No |  | N/A | No | N/A |  | N/A |  | N/A | No | Yes | No | No | 2105 | 2471.1038 | Single Family | 1 | 2471.1038 | Single Family_Natural Gas | Single Family_FALSE
Mechanical_00010470 | SITE_01903 | Storage Water Heater | Fossil Fuel Non-Condensing | 40 |  | Rheem | 22V40SF | Yes | 2008 |  | N/A | No | No | Natural Gas | 36000 |  | Btuh | 0.59 |  | N/A | N/A |  | N/A | N/A | N/A | Garage | Yes | No | N/A | No |  | N/A | No | N/A |  | N/A |  | N/A | Yes | Yes | Yes | No | 2410 | 3955.5333 | Single Family | 1 | 3955.5333 | Single Family_Natural Gas | Single Family_FALSE
Mechanical_00010471 | SITE_01662 | Storage Water Heater | Fossil Fuel Non-Condensing | 50 |  | Rheem | 22v50f1 | Yes | 2011 |  | N/A | No | No | Natural Gas | 38000 |  | Btuh | 0.58 |  | N/A | N/A |  | N/A | N/A | N/A | Main House | Yes | No | N/A | No |  | N/A | No | N/A |  | N/A |  | N/A | N/A | Yes | Yes | No | 2170 | 257.4775 | Single Family | 1 | 257.4775 | Single Family_Natural Gas | Single Family_FALSE
Mechanical_00010472 | SITE_01214 | Storage Water Heater | Fossil Fuel Non-Condensing | 50 |  | Rheem | 22V50F1 | Yes | 2009 |  | N/A | No | No | Natural Gas | 38000 |  | Btuh | 0.58 |  | N/A | N/A |  | N/A | N/A | N/A | Basement | Yes | Yes | Plumbed drain | No |  | N/A | No | N/A |  | N/A |  | N/A | Yes | Yes | No | No | 1729 | 2471.1038 | Single Family | 1 | 2471.1038 | Single Family_Natural Gas | Single Family_FALSE
Mechanical_00010473 | SITE_02042 | Storage Water Heater | Fossil Fuel Non-Condensing | 50 |  | Rheem | 41V50 | No | 1999 |  | RHNG 1299111798 | No | No | Natural Gas | 40000 |  | Btuh | 0.54 |  | N/A | N/A |  | N/A | N/A | N/A | Garage | Yes | No | N/A | No |  | N/A | Yes | Polyethylene Foam | 6 |  | 1 |  | Yes | Yes | Yes | No | 2549 | 14922.6667 | Single Family | 1 | 14922.6667 | Single Family_Natural Gas | Single Family_FALSE
Mechanical_00010474 | SITE_01670 | Storage Water Heater | Fossil Fuel Non-Condensing | 50 |  | Rheem | 41v50 | No | 2002 |  | RHNG0302131927 | No | No | Natural Gas | 40000 |  | Btuh | 0.54 |  | N/A | N/A |  | N/A | N/A | N/A | Garage | Yes | No | N/A | No |  | N/A | No | N/A |  | N/A |  | N/A | Yes | Yes | Yes | No | 2178 | 257.4775 | Single Family | 1 | 257.4775 | Single Family_Natural Gas | Single Family_FALSE
Mechanical_00010475 | SITE_01645 | Storage Water Heater | Fossil Fuel Non-Condensing | 50 |  | Rheem | 41v50 | No | 2002 |  | RHNG1102V14099 | No | No | Natural Gas | 40000 |  | Btuh | 0.54 |  | N/A | N/A |  | N/A | N/A | N/A | Garage | No | No | N/A | No |  | N/A | No | N/A |  | N/A |  | N/A | Yes | Yes | Yes | No | 2154 | 257.4775 | Single Family | 2 | 128.7387 | Single Family_Natural Gas | Single Family_FALSE
Mechanical_00010476 | SITE_00169 | Storage Water Heater | Fossil Fuel Non-Condensing | 50 |  | Rheem | 41v50 | No | 2000 |  | RHNG 0200129026 | No | No | Natural Gas | 40000 |  | Btuh | 0.54 |  | N/A | N/A |  | N/A | N/A | N/A | Basement | Yes | No | N/A | No |  | N/A | No | N/A |  | N/A |  | N/A | No | No | Yes | No | 690 | 2471.1038 | Single Family | 1 | 2471.1038 | Single Family_Natural Gas | Single Family_FALSE
Mechanical_00010477 | SITE_01139 | Storage Water Heater | Fossil Fuel Non-Condensing | 50 |  | Rheem | 41v50n | Yes | 2003 |  | N/A | No | No | Natural Gas | 40000 |  | Btuh | 0.54 |  | N/A | N/A |  | N/A | N/A | N/A | Main House | Yes | No | N/A | No |  | N/A | No | N/A |  | N/A |  | N/A | No | No | No | No | 1654 | 2000.27 | Multifamily Residence | 1 | 2000.27 | Multifamily Residence_Natural Gas | Multifamily Residence_FALSE
Mechanical_00010478 | SITE_01618 | Storage Water Heater | Fossil Fuel Non-Condensing | 50 |  | Rheem | 41vr50 | No | 2002 |  | RHNG 0802108458 | No | No | Natural Gas | 40000 |  | Btuh | 0.61 |  | N/A | N/A |  | N/A | N/A | N/A | Garage | Yes | Unknown | N/A | No |  | N/A | No | N/A |  | N/A |  | N/A | No | Yes | Yes | No | 2127 | 653.4162 | Single Family | 1 | 653.4162 | Single Family_Natural Gas | Single Family_FALSE
Mechanical_00010479 | SITE_02049 | Storage Water Heater | Fossil Fuel Non-Condensing | 40 |  | Rheem | 41XR40 | No | 2000 |  | RHNG 1100129105 | No | No | Natural Gas | 40000 |  | Btuh | 0.62 |  | N/A | N/A |  | N/A | N/A | N/A | Garage | Yes | No | N/A | No |  | N/A | No | N/A |  | N/A |  | N/A | Yes | Yes | Yes | No | 2556 | 14922.6667 | Single Family | 1 | 14922.6667 | Single Family_Natural Gas | Single Family_FALSE
Mechanical_00011263 | SITE_00195 | Storage Water Heater | Electric Resistance | 50 |  | Rheem | 82v52-2 | Yes | 2013 |  | N/A | No | No | Electric | 4.5 |  | kW | 0.91 |  | N/A | N/A |  | N/A | N/A | N/A | Main House | Yes | No | N/A | No |  | N/A | No | N/A |  | N/A |  | N/A | No | Yes | Yes | No | 715 | 773.6 | Multifamily Residence | 1 | 773.6 | Multifamily Residence_Electric | Multifamily Residence_FALSE
Mechanical_00011264 | SITE_00402 | Storage Water Heater | Fossil Fuel Non-Condensing | 50 |  | Reliance | 12-50-nact 400 | Yes | 2016 |  | 10019218 | No | No | Natural Gas | 40000 |  | Btuh | 0.62 |  | N/A | N/A |  | N/A | N/A | N/A | Main House | Yes | No | N/A | No |  | N/A | No | N/A |  | N/A |  | N/A | No | No | Yes | No | 922 | 4255.3636 | Single Family | 1 | 4255.3636 | Single Family_Natural Gas | Single Family_FALSE
Mechanical_00011265 | SITE_00298 | Storage Water Heater | Electric Resistance | 40 |  | Reliance | 640dors | No | 2014 |  | 1403J009187 | No | No | Electric | 4.5 |  | kW | 0.92 |  | N/A | N/A |  | N/A | N/A | N/A | Main House | Yes | No | N/A | No |  | N/A | No | N/A |  | N/A |  | N/A | Yes | Yes | Yes | No | 818 | 4862.5455 | Single Family | 2 | 2431.2727 | Single Family_Electric | Single Family_FALSE
Mechanical_00011266 | SITE_00298 | Storage Water Heater | Electric Resistance | 40 |  | Reliance | 940dkrs | No | 2013 |  | 130J010447 | No | No | Electric | 4.5 |  | kW | 0.93 |  | N/A | N/A |  | N/A | N/A | N/A | Basement | Yes | No | N/A | No |  | N/A | No | N/A |  | N/A |  | N/A | Yes | Yes | Yes | No | 818 | 4862.5455 | Single Family | 2 | 2431.2727 | Single Family_Electric | Single Family_FALSE
Mechanical_00011267 | SITE_00823 | Storage Water Heater | Electric Resistance | 50 |  | AO Smith | Ecrt 52 200 | No | 2013 |  | 1310J000107 | No | No | Electric | 4.5 |  | kW | 0.93 |  | N/A | N/A |  | N/A | N/A | N/A | Main House | Yes | Yes | Floor drain | No |  | N/A | No | N/A |  | N/A |  | N/A | No | No | Yes | No | 1342 | 2147.4231 | Single Family | 1 | 2147.4231 | Single Family_Electric | Single Family_FALSE
Mechanical_00011268 | SITE_00827 | Storage Water Heater | Electric Resistance | 40 |  | Reliance | 640d0rt | No | 2013 |  | 1347J012053 | No | No | Electric | 4.5 |  | kW | 0.92 |  | N/A | N/A |  | N/A | N/A | N/A | Main House | Yes | No | N/A | No |  | N/A | No | N/A |  | N/A |  | N/A | No | No | No | No | 1346 | 214.04 | Multifamily Residence | 1 | 214.04 | Multifamily Residence_Electric | Multifamily Residence_FALSE
Mechanical_00011269 | SITE_00821 | Storage Water Heater | Fossil Fuel Non-Condensing | 40 |  | AO Smith | FSG 40 222 | No | 1994 |  | GL94-2106490-222 | No | No | Natural Gas | 32000 |  | Btuh | 0.56 |  | N/A | N/A |  | N/A | N/A | N/A | Basement | Yes | Yes | Floor drain | No |  | N/A | No | N/A |  | N/A |  | N/A | No | No | Yes | No | 1340 | 2147.4231 | Single Family | 1 | 2147.4231 | Single Family_Natural Gas | Single Family_FALSE
Mechanical_00011270 | SITE_00820 | Storage Water Heater | Unknown |  | Unknown | Unknown | Unknown | No |  | Unknown | Unknown | Unknown | Unknown | Unknown |  | Unknown | Btuh |  | Unknown | N/A | N/A |  | N/A | N/A | N/A | Basement | Unknown | Unknown | N/A | Unknown |  | N/A | Unknown | N/A |  | N/A |  | N/A | Unknown | Unknown | Unknown | Unknown | 1339 | 2147.4231 | Single Family | 1 | 2147.4231 | Single Family_Unknown | Single Family_FALSE
Mechanical_00011271 | SITE_00822 | Storage Water Heater | Fossil Fuel Non-Condensing | 40 |  | AO Smith | FSG 40232 | No |  | Unknown | Unknown | No | No | Natural Gas |  | Unknown | Btuh |  | Unknown | N/A | N/A |  | N/A | N/A | N/A | Garage | Yes | Yes | Floor drain | Yes | 1.5 |  | No | N/A |  | N/A |  | N/A | No | No | Yes | No | 1341 | 2147.4231 | Single Family | 1 | 2147.4231 | Single Family_Natural Gas | Single Family_FALSE
Mechanical_00011272 | SITE_00855 | Storage Water Heater | Electric Resistance | 50 |  | Reliance | 650D0RS | No | 2004 |  | J04147478 | No | No | Electric | 4.5 |  | kW | 0.9 |  | N/A | N/A |  | N/A | N/A | N/A | Main House | Yes | No | N/A | No |  | N/A | Yes | Polyethylene Foam | 4 |  | 1 |  | No | No | No | No | 1374 | 2147.4231 | Single Family | 1 | 2147.4231 | Single Family_Electric | Single Family_FALSE
Mechanical_00011273 | SITE_00817 | Storage Water Heater | Electric Resistance | 50 |  | Rheem | 81V52D C | Yes | 2003 |  | N/A | No | No | Electric | 4.2 |  | kW | 0.91 |  | N/A | N/A |  | N/A | N/A | N/A | Main House | Yes | Yes | Floor drain | Yes | 1.5 |  | No | N/A |  | N/A |  | N/A | No | No | Yes | No | 1336 | 2103.18 | Multifamily Residence | 1 | 2103.18 | Multifamily Residence_Electric | Multifamily Residence_FALSE
Mechanical_00011274 | SITE_00956 | Storage Water Heater | Fossil Fuel Non-Condensing | 40 |  | Bradford White | MI40T6FBN | No | 2014 |  | LG34735920 | No | No | Natural Gas | 40000 |  | Btuh | 0.59 |  | N/A | N/A |  | N/A | N/A | N/A | Main House | Yes | No | N/A | No |  | N/A | No | N/A |  | N/A |  | N/A | No | No | Yes | No | 1473 | 2103.18 | Multifamily Residence | 1 | 2103.18 | Multifamily Residence_Natural Gas | Multifamily Residence_FALSE
Mechanical_00011275 | SITE_00818 | Storage Water Heater | Electric Resistance | 50 |  | Bradford White | M250S6DS-1NCWW | No | 2013 |  | KA17608234 | No | No | Electric | 4.5 |  | kW | 0.92 |  | N/A | N/A |  | N/A | N/A | N/A | Main House | Yes | Yes | Floor drain | No |  | N/A | No | N/A |  | N/A |  | N/A | No | No | Yes | No | 1337 | 2147.4231 | Single Family | 1 | 2147.4231 | Single Family_Electric | Single Family_FALSE
Mechanical_00011276 | SITE_00824 | Storage Water Heater | Fossil Fuel Non-Condensing | 40 |  | AO Smith | GCV 40 200 | No | 2010 |  | 1039J001857 | No | No | Natural Gas | 40000 |  | Btuh | 0.59 |  | N/A | N/A |  | N/A | N/A | N/A | Main House | Yes | No | N/A | No |  | N/A | No | N/A |  | N/A |  | N/A | No | No | Yes | No | 1343 | 214.04 | Multifamily Residence | 1 | 214.04 | Multifamily Residence_Natural Gas | Multifamily Residence_FALSE
Mechanical_00011277 | SITE_00836 | Storage Water Heater | Fossil Fuel Condensing | 72 |  | Bradford White | CDW2TW75T10BN | No |  | Unknown | Unknown | No | No | Natural Gas | 76000 |  | Btuh |  | Unknown | N/A | N/A |  | N/A | N/A | N/A | Unknown | Yes | No | N/A | Yes | 1 |  | Yes | Polyethylene Foam | 23 |  | 0.5 |  | Yes | No | Yes | No | 1355 | 214.04 | Multifamily Residence | 1 | 214.04 | Multifamily Residence_Natural Gas | Multifamily Residence_FALSE
Mechanical_00011278 | SITE_00831 | Storage Water Heater | Electric Resistance | 55 |  | Reliance | 650DOCT | No | 2005 |  | A05A053314 | No | No | Electric | 4.5 |  | kW |  | Unknown | N/A | N/A |  | N/A | N/A | N/A | Main House | Yes | Yes | Plumbed drain | No |  | N/A | No | N/A |  | N/A |  | N/A | Yes | No | No | No | 1350 | 2147.4231 | Single Family | 1 | 2147.4231 | Single Family_Electric | Single Family_FALSE
Mechanical_00011279 | SITE_00853 | Storage Water Heater | Fossil Fuel Non-Condensing | 50 |  | Sears | 153.3359 | No | 2000 |  | E00113206 | No | No | Natural Gas | 40000 |  | Btuh | 0.56 |  | N/A | N/A |  | N/A | N/A | N/A | Main House | Yes | Yes | Plumbed drain | No |  | N/A | No | N/A |  | N/A |  | N/A | No | No | No | No | 1372 | 2147.4231 | Single Family | 1 | 2147.4231 | Single Family_Natural Gas | Single Family_FALSE
Mechanical_00011280 | SITE_00397 | Storage Water Heater | Fossil Fuel Non-Condensing |  | Unknown | Unknown | Unknown | No |  | Unknown | Unknown | No | No | Natural Gas |  | Unknown | Btuh |  | Unknown | N/A | N/A |  | N/A | N/A | N/A | Garage | Yes | Yes | Unknown | Yes | 0.25 |  | No | N/A |  | N/A |  | N/A | Yes | Yes | Yes | No | 917 | 4219.8431 | Single Family | 1 | 4219.8431 | Single Family_Natural Gas | Single Family_FALSE
Mechanical_00011281 | SITE_00406 | Storage Water Heater | Electric Resistance | 65 |  | Bradford White | M265R6DS5 | No | 2005 |  | BD6162966 | No | Unknown | Electric | 4.5 |  | kW | 0.89 |  | N/A | N/A |  | N/A | N/A | N/A | Basement | Yes | No | N/A | No |  | N/A | No | N/A |  | N/A |  | N/A | Unknown | Yes | Yes | No | 926 | 4219.8431 | Single Family | 2 | 2109.9216 | Single Family_Electric | Single Family_FALSE
Mechanical_00011282 | SITE_00406 | Instantaneous Water Heater | Electric Resistance | 0 |  | Stiebel Eltron | Unknown | No |  | Unknown | Unknown | No | No | Electric |  | Unknown | kW |  | Unknown | N/A | N/A |  | N/A | N/A | N/A | Main House | No | No | N/A | No |  | N/A | No | N/A |  | N/A |  | N/A | No | No | No | No | 926 | 4219.8431 | Single Family | 2 | 2109.9216 | Single Family_Electric | Single Family_FALSE
Mechanical_00011283 | SITE_00395 | Storage Water Heater | Electric Resistance |  | Unknown | Unknown | Unknown | No |  | Unknown | Unknown | No | No | Electric |  | Unknown | kW |  | Unknown | N/A | N/A |  | N/A | N/A | N/A | Main House | Unknown | Unknown | N/A | Unknown |  | N/A | Unknown | N/A |  | N/A |  | N/A | No | No | Yes | No | 915 | 4219.8431 | Single Family | 1 | 4219.8431 | Single Family_Electric | Single Family_FALSE
Mechanical_00011284 | SITE_00393 | Storage Water Heater | Fossil Fuel Non-Condensing | 50 |  | American Appliance | GVF90-533T | No | 1991 |  | 9108310700 | No | No | Natural Gas | 38000 |  | Btuh |  | Unknown | N/A | N/A |  | N/A | N/A | N/A | Garage | Yes | No | N/A | No |  | N/A | No | N/A |  | N/A |  | N/A | Yes | Yes | Yes | No | 913 | 4219.8431 | Single Family | 1 | 4219.8431 | Single Family_Natural Gas | Single Family_FALSE
Mechanical_00011285 | SITE_00392 | Storage Water Heater | Fossil Fuel Non-Condensing |  | Unknown | Unknown | Unknown | No |  | Unknown | Unknown | No | No | Natural Gas |  | Unknown | Btuh |  | Unknown | N/A | N/A |  | N/A | N/A | N/A | Garage | Yes | No | N/A | Yes | 3 |  | No | N/A |  | N/A |  | N/A | Yes | Yes | Yes | No | 912 | 7205.25 | Single Family | 1 | 7205.25 | Single Family_Natural Gas | Single Family_FALSE
Mechanical_00011286 | SITE_00295 | Storage Water Heater | Electric Resistance | 50 |  | Richmond | 8MV52 | No | 1994 |  | RC 1094121577 | No | No | Electric | 4.5 |  | kW |  | Unknown | N/A | N/A |  | N/A | N/A | N/A | Unknown | Yes | No | N/A | Yes | 2 |  | Yes | Fiberglass | 4 |  | 0.5 |  | No | No | Yes | No | 815 | 626.07 | Manufactured | 1 | 626.07 | Manufactured_Electric | Manufactured_FALSE
Mechanical_00011287 | SITE_00409 | Storage Water Heater | Electric Resistance | 50 |  | General Electric | GE50M06AAG | Yes | 2010 |  | N/A | No | No | Electric | 4.5 |  | kW | 0.9 |  | N/A | N/A |  | N/A | N/A | N/A | Garage | Yes | Unknown | N/A | No |  | N/A | No | N/A |  | N/A |  | N/A | Yes | Yes | Yes | No | 929 | 4219.8431 | Single Family | 1 | 4219.8431 | Single Family_Electric | Single Family_FALSE
Mechanical_00011288 | SITE_00403 | Instantaneous Water Heater | Fossil Fuel Condensing | 0.5 |  | Navien | NR-240(A) | No | 2010 |  | 9545-20100212-3017 | Unknown | No | Natural Gas | 199900 |  | Btuh | 0.95 |  | N/A | N/A |  | N/A | N/A | N/A | Garage | Yes | Unknown | N/A | No |  | N/A | No | N/A |  | N/A |  | N/A | Yes | Yes | Yes | Unknown | 923 | 4219.8431 | Single Family | 1 | 4219.8431 | Single Family_Natural Gas | Single Family_FALSE
Mechanical_00011289 | SITE_00296 | Storage Water Heater | Electric Resistance | 40 |  | Rheem | XE40M06ST45U0 | No | 2014 |  | RH M231409779 | No | No | Electric | 4.5 |  | kW | 0.92 |  | N/A | N/A |  | N/A | N/A | N/A | Main House | Yes | No | N/A | No |  | N/A | No | N/A |  | N/A |  | N/A | No | No | Yes | No | 816 | 626.07 | Manufactured | 1 | 626.07 | Manufactured_Electric | Manufactured_FALSE
Mechanical_00011290 | SITE_00390 | Storage Water Heater | Fossil Fuel Non-Condensing | 50 |  | Bradford White | MI5036FBN7 | No | 2006 |  | CC7546319 | No | No | Natural Gas | 40000 |  | Btuh | 0.58 |  | N/A | N/A |  | N/A | N/A | N/A | Garage | Yes | No | N/A | No |  | N/A | No | N/A |  | N/A |  | N/A | Yes | Yes | Yes | No | 910 | 4219.8431 | Single Family | 1 | 4219.8431 | Single Family_Natural Gas | Single Family_FALSE
Mechanical_00011291 | SITE_00394 | Storage Water Heater | Fossil Fuel Non-Condensing | 50 |  | Rheem | 41V50 | No | 2000 |  | RHNG0200138699 | No | No | Natural Gas | 40000 |  | Btuh | 0.54 |  | N/A | N/A |  | N/A | N/A | N/A | Main House | Yes | Unknown | N/A | No |  | N/A | No | N/A |  | N/A |  | N/A | Unknown | Yes | Yes | No | 914 | 4219.8431 | Single Family | 1 | 4219.8431 | Single Family_Natural Gas | Single Family_FALSE
Mechanical_00011639 | SITE_01043 | Storage Water Heater | Fossil Fuel Non-Condensing | 50 |  | General Electric | GG50T06AVG00 | Yes | 2004 |  | N/A | No | No | Natural Gas | 36000 |  | Btuh | 0.58 |  | N/A | N/A |  | N/A | N/A | N/A | Basement | Yes | No | N/A | No |  | N/A | No | N/A |  | N/A |  | N/A | No | No | Yes | No | 1559 | 1521.68 | Single Family | 1 | 1521.68 | Single Family_Natural Gas | Single Family_FALSE
Mechanical_00011640 | SITE_01473 | Storage Water Heater | Electric Resistance | 50 |  | State | Sci502hmt8 | No | 1994 |  | M94291548 | No | No | Electric | 4.5 |  | kW |  | Unknown | N/A | N/A |  | N/A | N/A | N/A | Unknown | Yes | No | N/A | No |  | N/A | No | N/A |  | N/A |  | N/A | No | No | Yes | No | 1987 | 1745.15 | Manufactured | 1 | 1745.15 | Manufactured_Electric | Manufactured_FALSE
Mechanical_00011641 | SITE_01500 | Storage Water Heater | Electric Resistance | 85 |  | Marathon | Mr85245 | No | 2008 |  | 0208W31451 | No | No | Electric | 4.5 |  | kW | 0.92 |  | N/A | N/A |  | N/A | N/A | N/A | Basement | Unknown | Yes | Floor drain | No |  | N/A | Yes | Polyethylene Foam | 12 |  | 1 |  | Yes | Yes | Yes | No | 2013 | 2267.7917 | Single Family | 1 | 2267.7917 | Single Family_Electric | Single Family_FALSE
Mechanical_00011642 | SITE_01209 | Storage Water Heater | Electric Heat Pump (Packaged) | 50 |  | AO Smith | SHPT 50 100 | No | 2014 |  | 1440J009547 | Yes | No | Electric | 4.5 |  | kW | 2.75 |  | No | Unknown |  | Unknown | Unknown | Both | Garage | Yes | No | N/A | No |  | N/A | Yes | Polyethylene Foam | 10 |  | 0.5 |  | Yes | Yes | Yes | No | 1724 | 14922.6667 | Single Family | 1 | 14922.6667 | Single Family_Electric | Single Family_TRUE
Mechanical_00011643 | SITE_01582 | Storage Water Heater | Electric Resistance | 50 |  | Bradford White | M250S6DS-NCWW | No |  | Unknown | LK35153329 | No | No | Electric | 4.5 |  | kW | 0.92 |  | N/A | N/A |  | N/A | N/A | N/A | Main House | Yes | No | N/A | No |  | N/A | No | N/A |  | N/A |  | N/A | No | No | Yes | No | 2091 | 653.4162 | Single Family | 1 | 653.4162 | Single Family_Electric | Single Family_FALSE
Mechanical_00011644 | SITE_00077 | Storage Water Heater | Electric Resistance | 50 |  | Bradford White | MI50S6DS13 | No |  | Unknown | TG6216482 | No | No | Electric | 4.5 |  | kW |  | Unknown | N/A | N/A |  | N/A | N/A | N/A | Main House | Yes | No | N/A | No |  | N/A | No | N/A |  | N/A |  | N/A | No | No | Yes | No | 600 | 2804.94 | Multifamily Residence | 1 | 2804.94 | Multifamily Residence_Electric | Multifamily Residence_FALSE
Mechanical_00011645 | SITE_01659 | Storage Water Heater | Electric Heat Pump (Packaged) | 50 |  | General Electric | GEH50DFEJSRA | Yes | 2015 |  | N/A | Unknown | No | Electric | 4.5 |  | kW | 3.25 |  | Yes | Other | 32 |  | None of the above | N/A | Basement | Yes | No | N/A | No |  | N/A | No | N/A |  | N/A |  | N/A | No | No | No | No | 2167 | 257.4775 | Single Family | 2 | 128.7387 | Single Family_Electric | Single Family_TRUE
Mechanical_00011646 | SITE_01597 | Storage Water Heater | Fossil Fuel Non-Condensing | 48 |  | Lochinvar | LVN052G | No |  | Unknown | DD9056023 | No | No | Natural Gas | 67000 |  | Btuh | 0.656 |  | N/A | N/A |  | N/A | N/A | N/A | Garage | Yes | No | N/A | No |  | N/A | Yes | Polyethylene Foam | 10 |  | 0.5 |  | No | Yes | Yes | No | 2106 | 2471.1038 | Single Family | 1 | 2471.1038 | Single Family_Natural Gas | Single Family_FALSE
Mechanical_00011647 | SITE_02022 | Storage Water Heater | Electric Resistance | 50 |  | Whirlpool | E50R6-45 110 | No | 2016 |  | 1606102598892 | No | No | Electric | 4.5 |  | kW | 0.95 |  | N/A | N/A |  | N/A | N/A | N/A | Basement | Yes | No | N/A | No |  | N/A | No | N/A |  | N/A |  | N/A | No | Yes | Yes | No | 2529 | 4621.3158 | Single Family | 1 | 4621.3158 | Single Family_Electric | Single Family_FALSE
Mechanical_00011648 | SITE_00137 | Instantaneous Water Heater | Fossil Fuel Non-Condensing | 0 |  | Rinnai | U250-1681-N | No | 2006 |  | Unknown | No | No | Natural Gas | 180000 |  | Btuh |  | Unknown | N/A | N/A |  | N/A | N/A | N/A | Attic | Yes | No | N/A | No |  | N/A | No | N/A |  | N/A |  | N/A | No | Yes | Yes | No | 659 | 3955.5333 | Single Family | 1 | 3955.5333 | Single Family_Natural Gas | Single Family_FALSE
Mechanical_00011649 | SITE_00533 | Storage Water Heater | Electric Resistance | 50 |  | General Electric | PE50T09AAH | Yes | 2010 |  | N/A | No | No | Electric | 4.5 |  | kW | 0.91 |  | N/A | N/A |  | N/A | N/A | N/A | Garage | Yes | No | N/A | No |  | N/A | No | N/A |  | N/A |  | N/A | No | Yes | Yes | No | 1053 | 1432.1875 | Single Family | 1 | 1432.1875 | Single Family_Electric | Single Family_FALSE
Mechanical_00011650 | SITE_01824 | Storage Water Heater | Electric Resistance | 50 |  | General Electric | Pe50t09aah | Yes | 2009 |  | N/A | No | No | Electric | 4.5 |  | kW | 0.91 |  | N/A | N/A |  | N/A | N/A | N/A | Main House | Yes | No | N/A | No |  | N/A | No | N/A |  | N/A |  | N/A | Yes | No | No | No | 2332 | 1745.15 | Manufactured | 1 | 1745.15 | Manufactured_Electric | Manufactured_FALSE
Mechanical_00011651 | SITE_01838 | Storage Water Heater | Electric Resistance | 50 |  | Unknown | Unknown | No |  | Unknown | Unknown | No | No | Electric |  | Unknown | kW |  | Unknown | N/A | N/A |  | N/A | N/A | N/A | Main House | Yes | Unknown | N/A | Unknown |  | N/A | Unknown | N/A |  | N/A |  | N/A | Yes | No | No | No | 2346 | 894.83 | Manufactured | 1 | 894.83 | Manufactured_Electric | Manufactured_FALSE
Mechanical_00011652 | SITE_01841 | Storage Water Heater | Electric Resistance | 40 |  | Unknown | Unknown | No |  | Unknown | Unknown | No | No | Electric |  | Unknown | kW |  | Unknown | N/A | N/A |  | N/A | N/A | N/A | Main House | Yes | No | N/A | Unknown |  | N/A | Unknown | N/A |  | N/A |  | N/A | N/A | No | No | No | 2349 | 894.83 | Manufactured | 1 | 894.83 | Manufactured_Electric | Manufactured_FALSE
Mechanical_00011653 | SITE_01844 | Storage Water Heater | Electric Resistance | 50 |  | Unknown | Unknown | No |  | Unknown | Unknown | No | No | Electric |  | Unknown | kW |  | Unknown | N/A | N/A |  | N/A | N/A | N/A | Main House | Yes | Unknown | N/A | Unknown |  | N/A | Unknown | N/A |  | N/A |  | N/A | No | No | Yes | No | 2352 | 894.83 | Manufactured | 1 | 894.83 | Manufactured_Electric | Manufactured_FALSE
Mechanical_00011654 | SITE_01849 | Storage Water Heater | Electric Resistance | 50 |  | Rheem | 83vr52-2 | Yes | 2004 |  | N/A | No | No | Electric | 4.5 |  | kW | 0.95 |  | N/A | N/A |  | N/A | N/A | N/A | Main House | Yes | No | N/A | No |  | N/A | Yes | Polyethylene Foam | 4 |  | 1 |  | Yes | No | Yes | No | 2357 | 894.83 | Manufactured | 1 | 894.83 | Manufactured_Electric | Manufactured_FALSE
Mechanical_00011655 | SITE_01850 | Storage Water Heater | Electric Resistance | 50 |  | Rheem | 83vr52-2 | Yes | 2005 |  | N/A | No | No | Electric | 4.5 |  | kW | 0.95 |  | N/A | N/A |  | N/A | N/A | N/A | Main House | Yes | Yes | Plumbed drain | No |  | N/A | Yes | Polyethylene Foam | 8 |  | 0.5 |  | Yes | No | No | No | 2358 | 1745.15 | Manufactured | 1 | 1745.15 | Manufactured_Electric | Manufactured_FALSE
Mechanical_00011656 | SITE_01857 | Storage Water Heater | Electric Resistance | 40 |  | General Electric | 903227151 | Yes | 2003 |  | Unknown | No | No | Electric | 5.5 |  | kW |  | Unknown | N/A | N/A |  | N/A | N/A | N/A | Main House | Yes | Yes | Plumbed drain | No |  | N/A | No | N/A |  | N/A |  | N/A | Yes | No | No | No | 2365 | 1745.15 | Manufactured | 1 | 1745.15 | Manufactured_Electric | Manufactured_FALSE
Mechanical_00011657 | SITE_01858 | Storage Water Heater | Electric Resistance | 50 |  | Rheem | 71-40s | No |  | Unknown | Unknown | No | No | Electric | 4.5 |  | kW |  | Unknown | N/A | N/A |  | N/A | N/A | N/A | Main House | Yes | No | N/A | Unknown |  | N/A | Unknown | N/A |  | N/A |  | N/A | Yes | No | No | No | 2366 | 894.83 | Manufactured | 1 | 894.83 | Manufactured_Electric | Manufactured_FALSE
Mechanical_00011658 | SITE_01297 | Storage Water Heater | Fossil Fuel Non-Condensing | 40 |  | American Water Heaters | BFG6140T403N0 | No | 2012 |  | 1225T476618 | No | No | Natural Gas | 40000 |  | Btuh | 0.59 |  | N/A | N/A |  | N/A | N/A | N/A | Main House | Yes | No | N/A | No |  | N/A | No | N/A |  | N/A |  | N/A | No | No | Yes | No | 1812 | 1432.1875 | Single Family | 1 | 1432.1875 | Single Family_Natural Gas | Single Family_FALSE
Mechanical_00011659 | SITE_00604 | Storage Water Heater | Fossil Fuel Non-Condensing | 75 |  | Bradford White | MI75S6BN12 | No | 2006 |  | CD7591903 | No | No | Natural Gas | 76000 |  | Btuh |  | Unknown | N/A | N/A |  | N/A | N/A | N/A | Garage | Yes | No | N/A | No |  | N/A | No | N/A |  | N/A |  | N/A | Yes | Yes | Yes | No | 1123 | 1142.3864 | Single Family | 1 | 1142.3864 | Single Family_Natural Gas | Single Family_FALSE
Mechanical_00011660 | SITE_00645 | Storage Water Heater | Fossil Fuel Non-Condensing | 75 |  | Bradford White | MI75S6CX12 | No | 1999 |  | TD5351344 | No | No | Natural Gas | 75000 |  | Btuh |  | Unknown | N/A | N/A |  | N/A | N/A | N/A | Main House | Yes | No | N/A | No |  | N/A | No | N/A |  | N/A |  | N/A | No | No | Yes | No | 1164 | 1656.0588 | Single Family | 1 | 1656.0588 | Single Family_Natural Gas | Single Family_FALSE
Mechanical_00011661 | SITE_00751 | Storage Water Heater | Electric Resistance | 50 |  | General Electric | PE50M09AAH | Yes | 2010 |  | N/A | No | No | Electric | 4.5 |  | kW | 0.9 |  | N/A | N/A |  | N/A | N/A | N/A | Basement | Yes | No | N/A | No |  | N/A | No | N/A |  | N/A |  | N/A | No | Yes | Yes | No | 1270 | 2880.3393 | Single Family | 1 | 2880.3393 | Single Family_Electric | Single Family_FALSE
Mechanical_00011662 | SITE_00755 | Storage Water Heater | Electric Resistance | 50 |  | Unknown | Unknown | No |  | Unknown | Unknown | No | No | Electric |  | Unknown | kW |  | Unknown | N/A | N/A |  | N/A | N/A | N/A | Basement | Yes | No | N/A | Yes | 0.5 |  | No | N/A |  | N/A |  | N/A | No | No | Yes | No | 1274 | 2880.3393 | Single Family | 1 | 2880.3393 | Single Family_Electric | Single Family_FALSE
Mechanical_00011663 | SITE_00727 | Storage Water Heater | Electric Resistance | 50 |  | Rheem | PROE50T2RH95 | No | 2015 |  | 2015 | No | No | Electric | 4.5 |  | kW | 0.95 |  | N/A | N/A |  | N/A | N/A | N/A | Basement | Yes | No | N/A | No |  | N/A | No | N/A |  | N/A |  | N/A | Yes | No | Yes | No | 1246 | 2880.3393 | Single Family | 1 | 2880.3393 | Single Family_Electric | Single Family_FALSE
Mechanical_00011664 | SITE_00734 | Storage Water Heater | Electric Resistance | 50 |  | Rheem | RHEPRO522A | No | 2013 |  | RHM301301801 | No | No | Electric | 4.5 |  | kW | 0.94 |  | N/A | N/A |  | N/A | N/A | N/A | Basement | Yes | No | N/A | No |  | N/A | Yes | Polyethylene Foam | 3 |  | 1 |  | Yes | Yes | No | No | 1253 | 2880.3393 | Single Family | 1 | 2880.3393 | Single Family_Electric | Single Family_FALSE
Mechanical_00011665 | SITE_00717 | Storage Water Heater | Unknown | 40 |  | Rheem | PROG4030NRH62MHDV | Yes | 2016 |  | N/A | No | No | Natural Gas | 30000 |  | Btuh | 0.62 |  | N/A | N/A |  | N/A | N/A | N/A | Main House | Yes | No | N/A | Unknown |  | N/A | Unknown | N/A |  | N/A |  | N/A | No | No | Unknown | No | 1236 | 1628.92 | Manufactured | 1 | 1628.92 | Manufactured_Natural Gas | Manufactured_FALSE
Mechanical_00011666 | SITE_00202 | Storage Water Heater | Fossil Fuel Non-Condensing | 40 |  | Vanguard | 6E705 | No | 1992 |  | VGNA 0792118306 | No | No | Natural Gas | 34000 |  | Btuh |  | Unknown | N/A | N/A |  | N/A | N/A | N/A | Basement | Yes | No | N/A | No |  | N/A | No | N/A |  | N/A |  | N/A | No | No | No | No | 722 | 7205.25 | Single Family | 1 | 7205.25 | Single Family_Natural Gas | Single Family_FALSE
Mechanical_00011667 | SITE_00200 | Storage Water Heater | Electric Resistance | 50 |  | Kenmore | 153.3166 | No | 2002 |  | C02231034 | No | No | Electric | 5.5 |  | kW | 0.88 |  | N/A | N/A |  | N/A | N/A | N/A | Basement | Yes | No | N/A | No |  | N/A | No | N/A |  | N/A |  | N/A | No | No | No | No | 720 | 4862.5455 | Single Family | 1 | 4862.5455 | Single Family_Electric | Single Family_FALSE
Mechanical_00010248 | SITE_01595 | Storage Water Heater | Electric Resistance | 50 |  | AO Smith | Ent 50 100 | No | 2016 |  | 1619J004965 | No | No | Electric | 4.5 |  | kW | 0.95 |  | N/A | N/A |  | N/A | N/A | N/A | Basement | Yes | No | N/A | No |  | N/A | No | N/A |  | N/A |  | N/A | Yes | No | No | No | 2104 | 653.4162 | Single Family | 1 | 653.4162 | Single Family_Electric | Single Family_FALSE
Mechanical_00010249 | SITE_01174 | Storage Water Heater | Electric Resistance |  | Unknown | AO Smith | F819-37w7-43nt | No |  | Unknown | Unknown | No | No | Electric |  | Unknown | kW |  | Unknown | N/A | N/A |  | N/A | N/A | N/A | Main House | Yes | No | N/A | No |  | N/A | No | N/A |  | N/A |  | N/A | No | Yes | Yes | No | 1689 | 2383.66 | Multifamily Residence | 1 | 2383.66 | Multifamily Residence_Electric | Multifamily Residence_FALSE
Mechanical_00010250 | SITE_01927 | Storage Water Heater | Fossil Fuel Non-Condensing | 50 |  | AO Smith | Fast 50 206 | No | 1989 |  | GF89-0196848-S15 | No | No | Natural Gas | 40000 |  | Btuh |  | Unknown | N/A | N/A |  | N/A | N/A | N/A | Main House | Yes | No | N/A | No |  | N/A | No | N/A |  | N/A |  | N/A | No | No | No | No | 2434 | 10381.2619 | Single Family | 1 | 10381.2619 | Single Family_Natural Gas | Single Family_FALSE
Mechanical_00010251 | SITE_01706 | Storage Water Heater | Fossil Fuel Non-Condensing | 40 |  | AO Smith | Fmv 40 200 | Yes | 2009 |  | N/A | No | No | Propane | 35500 |  | Btuh | 0.59 |  | N/A | N/A |  | N/A | N/A | N/A | Unknown | Yes | Yes | Plumbed drain | No |  | N/A | Yes | Polyethylene Foam | 10 |  | 1 |  | Yes | No | No | No | 2214 | 1982.27 | Manufactured | 1 | 1982.27 | Manufactured_Propane | Manufactured_FALSE
Mechanical_00010252 | SITE_02062 | Storage Water Heater | Fossil Fuel Non-Condensing | 50 |  | AO Smith | Fsg 50 216 | No | 1991 |  | GM91-0968345-216 | No | No | Natural Gas | 40000 |  | Btuh | 0.55 |  | N/A | N/A |  | N/A | N/A | N/A | Garage | Yes | No | N/A | No |  | N/A | No | N/A |  | N/A |  | N/A | Yes | Yes | Yes | No | 2569 | 10381.2619 | Single Family | 1 | 10381.2619 | Single Family_Natural Gas | Single Family_FALSE
Mechanical_00010253 | SITE_00962 | Storage Water Heater | Fossil Fuel Non-Condensing | 50 |  | AO Smith | Fsg 50 248 | No | 2001 |  | GDO1-6578741-248 | No | No | Natural Gas | 40000 |  | Btuh | 0.55 |  | N/A | N/A |  | N/A | N/A | N/A | Basement | Yes | Yes | Floor drain | No |  | N/A | No | N/A |  | N/A |  | N/A | No | Yes | Yes | No | 1479 | 1521.68 | Single Family | 1 | 1521.68 | Single Family_Natural Gas | Single Family_FALSE
Mechanical_00010254 | SITE_01892 | Storage Water Heater | Fossil Fuel Non-Condensing | 50 |  | AO Smith | FSG 50 248 | No | 2001 |  | GL01-0316905-248 | No | No | Natural Gas | 40000 |  | Btuh | 0.55 |  | N/A | N/A |  | N/A | N/A | N/A | Garage | Yes | Unknown | N/A | No |  | N/A | Yes | Polyethylene Foam | 3.5 |  | 0.75 |  | Yes | Yes | Yes | No | 2399 | 14922.6667 | Single Family | 1 | 14922.6667 | Single Family_Natural Gas | Single Family_FALSE
Mechanical_00010255 | SITE_02046 | Storage Water Heater | Fossil Fuel Non-Condensing | 50 |  | AO Smith | FSG 50 248 | No | 2002 |  | GD02-0576828-248 | No | No | Natural Gas | 40000 |  | Btuh | 0.55 |  | N/A | N/A |  | N/A | N/A | N/A | Basement | Yes | No | N/A | No |  | N/A | No | N/A |  | N/A |  | N/A | No | No | No | No | 2553 | 10381.2619 | Single Family | 1 | 10381.2619 | Single Family_Natural Gas | Single Family_FALSE
Mechanical_00010256 | SITE_01632 | Storage Water Heater | Fossil Fuel Non-Condensing | 50 |  | AO Smith | Fsg 50 248 | No | 2001 |  | GF01-6714163-S45 | No | No | Natural Gas | 40000 |  | Btuh | 0.55 |  | N/A | N/A |  | N/A | N/A | N/A | Main House | Yes | No | N/A | No |  | N/A | No | N/A |  | N/A |  | N/A | No | Yes | No | No | 2141 | 257.4775 | Single Family | 1 | 257.4775 | Single Family_Natural Gas | Single Family_FALSE
Mechanical_00010257 | SITE_01641 | Storage Water Heater | Fossil Fuel Non-Condensing | 50 |  | AO Smith | FSGL 50 248 | Yes | 2002 |  | N/A | No | No | Natural Gas | 40000 |  | Btuh |  | Unknown | N/A | N/A |  | N/A | N/A | N/A | Crawlspace | Yes | Unknown | N/A | No |  | N/A | No | N/A |  | N/A |  | N/A | Yes | Yes | No | No | 2150 | 257.4775 | Single Family | 1 | 257.4775 | Single Family_Natural Gas | Single Family_FALSE
Mechanical_00010258 | SITE_01906 | Storage Water Heater | Fossil Fuel Non-Condensing | 40 |  | AO Smith | GCV 40 100 | Yes | 2006 |  | N/A | No | No | Natural Gas | 40000 |  | Btuh | 0.59 |  | N/A | N/A |  | N/A | N/A | N/A | Garage | Yes | Yes | Plumbed drain | No |  | N/A | Yes | Polyethylene Foam | 4.5 |  | 1 |  | Yes | Yes | Yes | No | 2413 | 10381.2619 | Single Family | 1 | 10381.2619 | Single Family_Natural Gas | Single Family_FALSE
Mechanical_00010259 | SITE_01015 | Storage Water Heater | Fossil Fuel Non-Condensing | 50 |  | AO Smith | Gcv 50 100 | Yes | 2006 |  | N/A | No | No | Natural Gas | 40000 |  | Btuh | 0.58 |  | N/A | N/A |  | N/A | N/A | N/A | Basement | Yes | Yes | Floor drain | No |  | N/A | No | N/A |  | N/A |  | N/A | No | Yes | Yes | No | 1531 | 1521.68 | Single Family | 1 | 1521.68 | Single Family_Natural Gas | Single Family_FALSE
Mechanical_00010260 | SITE_01082 | Storage Water Heater | Fossil Fuel Non-Condensing | 40 |  | AO Smith | Gcvl 40 200 | Yes | 2011 |  | N/A | No | No | Natural Gas | 40000 |  | Btuh | 0.59 |  | N/A | N/A |  | N/A | N/A | N/A | Exterior | Yes | No | N/A | No |  | N/A | Yes | Polyethylene Foam | 6 |  | 1.5 |  | Yes | No | No | No | 1598 | 3955.5333 | Single Family | 1 | 3955.5333 | Single Family_Natural Gas | Single Family_FALSE
Mechanical_00010261 | SITE_01085 | Storage Water Heater | Fossil Fuel Non-Condensing | 40 |  | AO Smith | GVR40100 | No | 2004 |  | GA040059322 | No | No | Natural Gas |  | Unknown | Btuh | 0.62 |  | N/A | N/A |  | N/A | N/A | N/A | Garage | Yes | No | N/A | No |  | N/A | No | N/A |  | N/A |  | N/A | Yes | Yes | Yes | No | 1601 | 3955.5333 | Single Family | 1 | 3955.5333 | Single Family_Natural Gas | Single Family_FALSE
Mechanical_00010262 | SITE_01682 | Storage Water Heater | Fossil Fuel Non-Condensing | 40 |  | AO Smith | MHSCG51-40T30-3P | No | 1978 |  | NL7818735 | No | No | Natural Gas | 30000 |  | Btuh |  | Unknown | N/A | N/A |  | N/A | N/A | N/A | Main House | Yes | No | N/A | No |  | N/A | No | N/A |  | N/A |  | N/A | Yes | No | No | No | 2190 | 1982.27 | Manufactured | 1 | 1982.27 | Manufactured_Natural Gas | Manufactured_FALSE
Mechanical_00010263 | SITE_01660 | Storage Water Heater | Fossil Fuel Non-Condensing | 50 |  | AO Smith | PGR 50 248 | No | 2001 |  | GL01-0263291-248 | No | No | Natural Gas | 40000 |  | Btuh |  | Unknown | N/A | N/A |  | N/A | N/A | N/A | Basement | Yes | No | N/A | No |  | N/A | No | N/A |  | N/A |  | N/A | Yes | Yes | Yes | No | 2168 | 257.4775 | Single Family | 1 | 257.4775 | Single Family_Natural Gas | Single Family_FALSE
Mechanical_00010264 | SITE_00075 | Storage Water Heater | Electric Resistance | 50 |  | AO Smith | PXHT 52P 200 | No | 2010 |  | 1037J001919 | No | No | Electric | 4.5 |  | kW | 0.95 |  | N/A | N/A |  | N/A | N/A | N/A | Main House | Yes | Unknown | N/A | No |  | N/A | No | N/A |  | N/A |  | N/A | No | No | Yes | No | 598 | 2002.11 | Multifamily Residence | 1 | 2002.11 | Multifamily Residence_Electric | Multifamily Residence_FALSE
Mechanical_00010265 | SITE_01608 | Storage Water Heater | Fossil Fuel Non-Condensing | 50 |  | AO Smith | Xvr 50 100 | Yes | 2004 |  | N/A | No | No | Natural Gas | 40000 |  | Btuh |  | Unknown | N/A | N/A |  | N/A | N/A | N/A | Garage | No | No | N/A | No |  | N/A | No | N/A |  | N/A |  | N/A | Yes | Yes | Yes | Unknown | 2117 | 2471.1038 | Single Family | 2 | 1235.5519 | Single Family_Natural Gas | Single Family_FALSE
Mechanical_00010266 | SITE_01065 | Instantaneous Water Heater | Fossil Fuel Condensing | 0 |  | AquaStar | AQ 250 SX NG | Yes | 2005 |  | N/A | No | No | Natural Gas | 175000 |  | Btuh | 0.85 |  | N/A | N/A |  | N/A | N/A | N/A | Crawlspace | Yes | Unknown | N/A | No |  | N/A | Yes | Polyethylene Foam | 50 |  | 0.5 |  | No | Yes | No | No | 1581 | 2480.8 | Single Family | 1 | 2480.8 | Single Family_Natural Gas | Single Family_FALSE
Mechanical_00010267 | SITE_01639 | Storage Water Heater | Electric Resistance | 3.85 |  | Ariston | Gl 4 ti | No |  | Unknown | Unknown | Yes | No | Electric | 1.5 |  | kW |  | Unknown | N/A | N/A |  | N/A | N/A | N/A | Main House | Yes | Yes | Floor drain | No |  | N/A | Yes | Polyethylene Foam | 3 |  | 0.5 |  | N/A | No | No | Unknown | 2148 | 257.4775 | Single Family | 1 | 257.4775 | Single Family_Electric | Single Family_FALSE
Mechanical_00010268 | SITE_01672 | Instantaneous Water Heater | Fossil Fuel Non-Condensing | 0 |  | Baxi | Luna 310 fi | No |  | Unknown | B42980014 | No | No | Natural Gas | 45040 |  | Btuh |  | Unknown | N/A | N/A |  | N/A | N/A | N/A | Main House | Yes | Yes | Plumbed drain | No |  | N/A | Yes | Polyethylene Foam | 6 |  | 0.5 |  | Yes | No | No | No | 2180 | 2002.39 | Multifamily Residence | 1 | 2002.39 | Multifamily Residence_Natural Gas | Multifamily Residence_FALSE
Mechanical_00010269 | SITE_01137 | Instantaneous Water Heater | Fossil Fuel Condensing | 0 |  | Bosch | Unknown | No |  | Unknown | Unknown | No | No | Natural Gas |  | Unknown | Btuh |  | Unknown | N/A | N/A |  | N/A | N/A | N/A | Main House | Yes | No | N/A | No |  | N/A | No | N/A |  | N/A |  | N/A | No | No | Yes | No | 1652 | 3955.5333 | Single Family | 1 | 3955.5333 | Single Family_Natural Gas | Single Family_FALSE
Mechanical_00010270 | SITE_01997 | Instantaneous Water Heater | Fossil Fuel Condensing | 0 |  | Bosch | Gwh1600ps | No |  | Unknown | 78800009 | No | Yes | Natural Gas | 117000 |  | Btuh |  | Unknown | N/A | N/A |  | N/A | N/A | N/A | Garage | Yes | No | N/A | No |  | N/A | Yes | Polyethylene Foam | 30 |  | 1 |  | Yes | Yes | Yes | No | 2504 | 3955.5333 | Single Family | 1 | 3955.5333 | Single Family_Natural Gas | Single Family_FALSE
Mechanical_00010271 | SITE_01898 | Storage Water Heater | Fossil Fuel Non-Condensing |  | Unknown | Bradford White | Unknown | No |  | Unknown | Unknown | No | No | Natural Gas |  | Unknown | Btuh |  | Unknown | N/A | N/A |  | N/A | N/A | N/A | Main House | Yes | Yes | Plumbed drain | Yes | 1.5 |  | No | N/A |  | N/A |  | N/A | No | No | Yes | No | 2405 | 10381.2619 | Single Family | 1 | 10381.2619 | Single Family_Natural Gas | Single Family_FALSE
Mechanical_00010272 | SITE_01157 | Storage Water Heater | Electric Resistance |  | Unknown | Bradford White | Unknown | No |  | Unknown | Unknown | No | No | Electric |  | Unknown | kW |  | Unknown | N/A | N/A |  | N/A | N/A | N/A | Main House | Yes | No | N/A | No |  | N/A | No | N/A |  | N/A |  | N/A | Yes | No | No | No | 1672 | 2002.39 | Multifamily Residence | 1 | 2002.39 | Multifamily Residence_Electric | Multifamily Residence_FALSE
Mechanical_00010273 | SITE_01123 | Storage Water Heater | Fossil Fuel Non-Condensing | 50 |  | Bradford White | Ds150s6fbn | No |  | Unknown | KB17789634 | No | No | Natural Gas | 42000 |  | Btuh | 0.58 |  | N/A | N/A |  | N/A | N/A | N/A | Unknown | Yes | No | N/A | No |  | N/A | No | N/A |  | N/A |  | N/A | Yes | No | Yes | No | 1638 | 2002.11 | Multifamily Residence | 1 | 2002.11 | Multifamily Residence_Natural Gas | Multifamily Residence_FALSE
Mechanical_00010274 | SITE_01083 | Storage Water Heater | Fossil Fuel Non-Condensing | 50 |  | Bradford White | DS150S6LN10 | No |  | Unknown | SF2179966 | No | No | Natural Gas | 42000 |  | Btuh | 0.58 |  | N/A | N/A |  | N/A | N/A | N/A | Basement | Yes | No | N/A | No |  | N/A | No | N/A |  | N/A |  | N/A | Yes | Yes | Yes | No | 1599 | 3955.5333 | Single Family | 1 | 3955.5333 | Single Family_Natural Gas | Single Family_FALSE
Mechanical_00010275 | SITE_01051 | Storage Water Heater | Fossil Fuel Non-Condensing | 50 |  | Bradford White | M1TW50S6FBN | No |  | Unknown | LE34391424 | No | No | Natural Gas | 40000 |  | Btuh | 0.63 |  | N/A | N/A |  | N/A | N/A | N/A | Basement | Yes | Yes | Plumbed drain | No |  | N/A | No | N/A |  | N/A |  | N/A | No | No | Yes | No | 1567 | 2480.8 | Single Family | 1 | 2480.8 | Single Family_Natural Gas | Single Family_FALSE
Mechanical_00010276 | SITE_00797 | Storage Water Heater | Fossil Fuel Non-Condensing | 48 |  | Bradford White | M1XR504T6EN10 | No |  | Unknown | YM2540821 | No | No | Natural Gas | 65000 |  | Btuh |  | Unknown | N/A | N/A |  | N/A | N/A | N/A | Garage | Yes | No | N/A | No |  | N/A | No | N/A |  | N/A |  | N/A | No | Yes | Yes | No | 1316 | 2000.27 | Multifamily Residence | 1 | 2000.27 | Multifamily Residence_Natural Gas | Multifamily Residence_FALSE
Mechanical_00009814 | SITE_00272 | Storage Water Heater | Electric Resistance |  | Unknown | Rheem | Unknown | No |  | Unknown | Unknown | N/A | No | Electric |  | Unknown | kW |  | Unknown | N/A | N/A |  | N/A | N/A | N/A | Main House | Yes | Unknown | N/A | No |  | N/A | No | N/A |  | N/A |  | N/A | No | No | No | No | 792 | 626.07 | Manufactured | 1 | 626.07 | Manufactured_Electric | Manufactured_FALSE
Mechanical_00009815 | SITE_00273 | Storage Water Heater | Electric Resistance |  | Unknown | Unknown | Unknown | No |  | Unknown | Unknown | No | No | Electric |  | Unknown | kW |  | Unknown | N/A | N/A |  | N/A | N/A | N/A | Main House | Yes | No | N/A | No |  | N/A | No | N/A |  | N/A |  | N/A | No | No | No | No | 793 | 626.07 | Manufactured | 1 | 626.07 | Manufactured_Electric | Manufactured_FALSE
Mechanical_00009816 | SITE_00274 | Storage Water Heater | Electric Resistance | 50 |  | AO Smith | Unknown | No |  | Unknown | Unknown | No | No | Electric | 3.1 |  | kW |  | Unknown | N/A | N/A |  | N/A | N/A | N/A | Main House | Yes | No | N/A | No |  | N/A | No | N/A |  | N/A |  | N/A | No | No | No | No | 794 | 626.07 | Manufactured | 1 | 626.07 | Manufactured_Electric | Manufactured_FALSE
Mechanical_00009817 | SITE_00275 | Storage Water Heater | Electric Resistance | 50 |  | Unknown | Unknown | No |  | Unknown | Unknown | No | No | Electric | 4 |  | kW |  | Unknown | N/A | N/A |  | N/A | N/A | N/A | Main House | Yes | No | N/A | Unknown |  | N/A | Unknown | N/A |  | N/A |  | N/A | No | No | Yes | No | 795 | 626.07 | Manufactured | 1 | 626.07 | Manufactured_Electric | Manufactured_FALSE
Mechanical_00009818 | SITE_00276 | Storage Water Heater | Fossil Fuel Non-Condensing | 40 |  | State | Prv 40 nhmdt7 | No | 1994 |  | D94161557 | No | No | Natural Gas | 32000 |  | Btuh | 0.59 |  | N/A | N/A |  | N/A | N/A | N/A | Main House | Yes | No | N/A | No |  | N/A | No | N/A |  | N/A |  | N/A | No | No | No | No | 796 | 626.07 | Manufactured | 1 | 626.07 | Manufactured_Natural Gas | Manufactured_FALSE
Mechanical_00009819 | SITE_00277 | Storage Water Heater | Electric Resistance | 50 |  | Bradford White | M150s6ds13 | No | 1999 |  | TF6018193-231 | No | No | Electric | 3 |  | kW | 0.58 |  | N/A | N/A |  | N/A | N/A | N/A | Main House | Yes | No | N/A | No |  | N/A | No | N/A |  | N/A |  | N/A | No | No | Yes | No | 797 | 626.07 | Manufactured | 1 | 626.07 | Manufactured_Electric | Manufactured_FALSE
Mechanical_00009820 | SITE_00280 | Storage Water Heater | Electric Resistance | 50 |  | Rheem | Pro +e50 2 rh95 ec1 | Yes | 2015 |  | N/A | No | No | Electric | 4.5 |  | kW | 0.95 |  | N/A | N/A |  | N/A | N/A | N/A | Main House | Yes | Yes | Plumbed drain | No |  | N/A | No | N/A |  | N/A |  | N/A | No | No | Yes | No | 800 | 2272.53 | Multifamily Residence | 1 | 2272.53 | Multifamily Residence_Electric | Multifamily Residence_FALSE
Mechanical_00009821 | SITE_00281 | Storage Water Heater | Fossil Fuel Condensing | 40 |  | Rheem | 43v40e2 | Yes | 2013 |  | N/A | No | No | Natural Gas | 40000 |  | Btuh | 0.69 |  | N/A | N/A |  | N/A | N/A | N/A | Unknown | Yes | No | N/A | No |  | N/A | No | N/A |  | N/A |  | N/A | No | No | Yes | No | 801 | 2272.53 | Multifamily Residence | 1 | 2272.53 | Multifamily Residence_Natural Gas | Multifamily Residence_FALSE
Mechanical_00009822 | SITE_00282 | Storage Water Heater | Electric Resistance | 50 |  | Rheem | PROE50T2RH95 | Yes | 2015 |  | N/A | No | No | Electric | 4.5 |  | kW | 0.95 |  | N/A | N/A |  | N/A | N/A | N/A | Main House | Yes | Yes | Plumbed drain | No |  | N/A | No | N/A |  | N/A |  | N/A | No | No | Yes | No | 802 | 2272.53 | Multifamily Residence | 1 | 2272.53 | Multifamily Residence_Electric | Multifamily Residence_FALSE
Mechanical_00009823 | SITE_00283 | Storage Water Heater | Electric Resistance | 38 |  | General Electric | 38s06aag | Yes | 2008 |  | N/A | No | No | Electric | 4.5 |  | kW | 0.92 |  | N/A | N/A |  | N/A | N/A | N/A | Main House | Yes | No | N/A | No |  | N/A | No | N/A |  | N/A |  | N/A | No | No | No | No | 803 | 2272.53 | Multifamily Residence | 1 | 2272.53 | Multifamily Residence_Electric | Multifamily Residence_FALSE
Mechanical_00009824 | SITE_00284 | Storage Water Heater | Fossil Fuel Non-Condensing | 50 |  | AO Smith | Gcv z21.10.1b-csa 4.1b-2006 | Yes | 2010 |  | N/A | No | No | Natural Gas | 40000 |  | Btuh |  | Unknown | N/A | N/A |  | N/A | N/A | N/A | Main House | Yes | No | N/A | No |  | N/A | No | N/A |  | N/A |  | N/A | No | No | Yes | No | 804 | 2272.53 | Multifamily Residence | 1 | 2272.53 | Multifamily Residence_Natural Gas | Multifamily Residence_FALSE
Mechanical_00009825 | SITE_00285 | Storage Water Heater | Fossil Fuel Non-Condensing | 40 |  | American Water Heaters | G51-40T34-3N | No | 1996 |  | 9615164838 | No | No | Natural Gas | 34000 |  | Btuh | 0.59 |  | N/A | N/A |  | N/A | N/A | N/A | Main House | Yes | Yes | Plumbed drain | No |  | N/A | No | N/A |  | N/A |  | N/A | Yes | No | Yes | No | 805 | 2272.53 | Multifamily Residence | 1 | 2272.53 | Multifamily Residence_Natural Gas | Multifamily Residence_FALSE
Mechanical_00009826 | SITE_00286 | Storage Water Heater | Electric Resistance | 50 |  | Rheem | 81V520 | No | 1994 |  | 1094B15508 | No | No | Electric | 4.5 |  | kW | 0.91 |  | N/A | N/A |  | N/A | N/A | N/A | Main House | Yes | No | N/A | No |  | N/A | No | N/A |  | N/A |  | N/A | No | No | No | No | 806 | 2272.53 | Multifamily Residence | 1 | 2272.53 | Multifamily Residence_Electric | Multifamily Residence_FALSE
Mechanical_00009827 | SITE_00287 | Storage Water Heater | Electric Resistance | 50 |  | Rheem | 81V52D | No | 1998 |  | RH 0498149116 | No | No | Electric | 4.5 |  | kW | 0.91 |  | N/A | N/A |  | N/A | N/A | N/A | Main House | Yes | Yes | Plumbed drain | No |  | N/A | No | N/A |  | N/A |  | N/A | No | No | No | No | 807 | 773.6 | Multifamily Residence | 1 | 773.6 | Multifamily Residence_Electric | Multifamily Residence_FALSE
Mechanical_00009828 | SITE_00288 | Storage Water Heater | Fossil Fuel Non-Condensing | 40 |  | Bradford White | M40t5ln-3 | No | 1985 |  | BM528461 | No | No | Natural Gas | 30400 |  | Btuh | 0.59 |  | N/A | N/A |  | N/A | N/A | N/A | Main House | Yes | No | N/A | No |  | N/A | No | N/A |  | N/A |  | N/A | No | No | Yes | No | 808 | 2272.53 | Multifamily Residence | 1 | 2272.53 | Multifamily Residence_Natural Gas | Multifamily Residence_FALSE
Mechanical_00009829 | SITE_00289 | Storage Water Heater | Fossil Fuel Non-Condensing | 40 |  | Bradford White | M40T5LN-3 | No | 1985 |  | BM528461 | No | No | Natural Gas | 30400 |  | Btuh | 0.59 |  | N/A | N/A |  | N/A | N/A | N/A | Main House | Yes | No | N/A | No |  | N/A | No | N/A |  | N/A |  | N/A | No | No | No | No | 809 | 2272.53 | Multifamily Residence | 1 | 2272.53 | Multifamily Residence_Natural Gas | Multifamily Residence_FALSE
Mechanical_00009830 | SITE_00290 | Storage Water Heater | Fossil Fuel Condensing | 48 |  | Bradford White | Pdx250t6fbn | No | 2008 |  | EF10780145 | Yes | No | Natural Gas | 60000 |  | Btuh | 0.62 |  | N/A | N/A |  | N/A | N/A | N/A | Unknown | Yes | Yes | Floor drain | No |  | N/A | Yes | Polyethylene Foam | 12 |  | 0.75 |  | No | No | Yes | No | 810 | 773.6 | Multifamily Residence | 1 | 773.6 | Multifamily Residence_Natural Gas | Multifamily Residence_FALSE
Mechanical_00009831 | BLDG_00106 | Storage Water Heater | Electric Resistance | 50 |  | Unknown | Unknown | No |  | Unknown | Unknown | No | No | Electric | 4.5 |  | kW |  | Unknown | N/A | N/A |  | N/A | N/A | N/A | Unknown | N/A | Unknown | N/A | Unknown |  | N/A | Unknown | N/A |  | N/A |  | N/A | N/A | N/A | N/A | No | 105 | 178.73 | Multifamily Building | 1 | 178.73 | Multifamily Building_Electric | Multifamily Building_FALSE
Mechanical_00009832 | BLDG_00107 | Storage Water Heater | Electric Resistance | 30 |  | Unknown | Unknown | No |  | Unknown | Unknown | No | No | Electric | 3 |  | kW |  | Unknown | N/A | N/A |  | N/A | N/A | N/A | Main House | N/A | No | N/A | Yes | 1.5 |  | No | N/A |  | N/A |  | N/A | N/A | N/A | N/A | No | 106 | 178.73 | Multifamily Building | 1 | 178.73 | Multifamily Building_Electric | Multifamily Building_FALSE
Mechanical_00009833 | SITE_00293 | Storage Water Heater | Electric Resistance |  | Unknown | Unknown | Unknown | No |  | Unknown | Unknown | No | No | Electric |  | Unknown | kW |  | Unknown | N/A | N/A |  | N/A | N/A | N/A | Main House | Yes | No | N/A | Yes | 1 |  | Yes | Fiberglass |  | Unknown |  | Unknown | No | No | No | No | 813 | 2272.53 | Multifamily Residence | 1 | 2272.53 | Multifamily Residence_Electric | Multifamily Residence_FALSE
Mechanical_00009834 | SITE_00331 | Storage Water Heater | Electric Resistance | 50 |  | Richmond | 8mv52-2 | No | 1993 |  | 193105593 | No | No | Electric | 5.5 |  | kW | 0.9 |  | N/A | N/A |  | N/A | N/A | N/A | Main House | Yes | Yes | Plumbed drain | No |  | N/A | No | N/A |  | N/A |  | N/A | Yes | Yes | Yes | No | 851 | 4219.8431 | Single Family | 1 | 4219.8431 | Single Family_Electric | Single Family_FALSE
Mechanical_00009835 | SITE_00332 | Storage Water Heater | Electric Resistance | 50 |  | State | IN152DHMTE3 | No | 2005 |  | F05A140743 | No | No | Electric | 3.8 |  | kW |  | Unknown | N/A | N/A |  | N/A | N/A | N/A | Main House | Yes | Yes | Plumbed drain | No |  | N/A | No | N/A |  | N/A |  | N/A | Yes | No | Yes | No | 852 | 626.07 | Manufactured | 1 | 626.07 | Manufactured_Electric | Manufactured_FALSE
Mechanical_00009836 | SITE_00333 | Storage Water Heater | Fossil Fuel Non-Condensing | 65 |  | Bradford White | M1XR65T6BN12 | No | 2004 |  | AH5049287 | No | No | Natural Gas | 65000 |  | Btuh | 0.55 |  | N/A | N/A |  | N/A | N/A | N/A | Garage | Yes | No | N/A | No |  | N/A | No | N/A |  | N/A |  | N/A | Yes | Yes | Yes | No | 853 | 4219.8431 | Single Family | 1 | 4219.8431 | Single Family_Natural Gas | Single Family_FALSE
Mechanical_00009837 | SITE_00334 | Storage Water Heater | Fossil Fuel Non-Condensing | 40 |  | Rheem | 22v40f1 | Yes | 2012 |  | N/A | No | No | Natural Gas | 38000 |  | Btuh | 0.59 |  | N/A | N/A |  | N/A | N/A | N/A | Garage | Yes | Yes | Floor drain | No |  | N/A | No | N/A |  | N/A |  | N/A | Yes | Yes | Yes | No | 854 | 4255.3636 | Single Family | 1 | 4255.3636 | Single Family_Natural Gas | Single Family_FALSE
Mechanical_00009838 | SITE_00335 | Storage Water Heater | Electric Resistance | 50 |  | Bradford White | Miii50t6ds19 | No | 2001 |  | XG4765549 | No | No | Electric | 4.5 |  | kW | 0.91 |  | N/A | N/A |  | N/A | N/A | N/A | Basement | Yes | No | N/A | No |  | N/A | No | N/A |  | N/A |  | N/A | No | No | No | No | 855 | 4219.8431 | Single Family | 1 | 4219.8431 | Single Family_Electric | Single Family_FALSE
Mechanical_00009839 | SITE_00336 | Storage Water Heater | Electric Resistance | 52 |  | Rheem | 666H-520 | No | 1976 |  | 1276113761 | No | No | Electric | 4.5 |  | kW |  | Unknown | N/A | N/A |  | N/A | N/A | N/A | Basement | Yes | No | N/A | No |  | N/A | Yes | Fiberglass | 2 |  | 1 |  | Yes | No | Yes | No | 856 | 4255.3636 | Single Family | 1 | 4255.3636 | Single Family_Electric | Single Family_FALSE
Mechanical_00009840 | SITE_00337 | Storage Water Heater | Electric Resistance | 40 |  | General Electric | Ge40m06aag | Yes | 2007 |  | N/A | No | No | Electric | 4.5 |  | kW | 0.92 |  | N/A | N/A |  | N/A | N/A | N/A | Exterior | Yes | Yes | Floor drain | No |  | N/A | No | N/A |  | N/A |  | N/A | No | No | Yes | No | 857 | 626.07 | Manufactured | 1 | 626.07 | Manufactured_Electric | Manufactured_FALSE
Mechanical_00009841 | SITE_00338 | Storage Water Heater | Electric Resistance | 50 |  | General Electric | SE50T12TAH | No | 2010 |  | 1110R03357 | No | No | Electric | 5.5 |  | kW | 0.95 |  | N/A | N/A |  | N/A | N/A | N/A | Basement | Yes | Yes | Floor drain | No |  | N/A | Yes | Polyethylene Foam | 3 |  | 1 |  | Yes | No | No | No | 858 | 4862.5455 | Single Family | 1 | 4862.5455 | Single Family_Electric | Single Family_FALSE
Mechanical_00009842 | SITE_00339 | Storage Water Heater | Electric Resistance | 50 |  | Bradford White | M250t6ds-1ncww | No | 2007 |  | DK9680515 | No | No | Electric | 4.5 |  | kW | 0.9 |  | N/A | N/A |  | N/A | N/A | N/A | Main House | Yes | No | N/A | No |  | N/A | No | N/A |  | N/A |  | N/A | No | No | Yes | No | 859 | 4219.8431 | Single Family | 1 | 4219.8431 | Single Family_Electric | Single Family_FALSE
Mechanical_00011466 | SITE_01322 | Storage Water Heater | Electric Resistance | 50 |  | Bradford White | M250T6DS-1NCWW | No | 2014 |  | LA33854459 | No | No | Electric | 4.5 |  | kW | 0.9 |  | N/A | N/A |  | N/A | N/A | N/A | Garage | Yes | Unknown | N/A | No |  | N/A | No | N/A |  | N/A |  | N/A | Yes | Yes | Yes | No | 1837 | 2267.7917 | Single Family | 1 | 2267.7917 | Single Family_Electric | Single Family_FALSE
Mechanical_00011467 | SITE_01339 | Storage Water Heater | Electric Resistance | 50 |  | AO Smith | ECT 52 200 | No | 2006 |  | G06JO13223 | No | No | Electric | 4.5 |  | kW | 0.91 |  | N/A | N/A |  | N/A | N/A | N/A | Garage | Yes | Unknown | N/A | No |  | N/A | No | N/A |  | N/A |  | N/A | Yes | Yes | Yes | No | 1854 | 2267.7917 | Single Family | 1 | 2267.7917 | Single Family_Electric | Single Family_FALSE
Mechanical_00011468 | SITE_01342 | Storage Water Heater | Unknown |  | Unknown | Unknown | Unknown | No |  | Unknown | Unknown | Unknown | Unknown | Unknown |  | Unknown | Btuh |  | Unknown | N/A | N/A |  | N/A | N/A | N/A | Main House | Yes | No | N/A | Unknown |  | N/A | Unknown | N/A |  | N/A |  | N/A | No | Unknown | Unknown | Unknown | 1857 | 894.83 | Manufactured | 1 | 894.83 | Manufactured_Unknown | Manufactured_FALSE
Mechanical_00011469 | SITE_01283 | Storage Water Heater | Electric Resistance | 50 |  | Ruud | pe3r 52 2 | Yes | 2005 |  | N/A | No | No | Electric | 4.5 |  | kW | 0.95 |  | N/A | N/A |  | N/A | N/A | N/A | Main House | Yes | Yes | Plumbed drain | No |  | N/A | No | N/A |  | N/A |  | N/A | No | No | No | No | 1798 | 751.56 | Multifamily Residence | 1 | 751.56 | Multifamily Residence_Electric | Multifamily Residence_FALSE
Mechanical_00011470 | SITE_01259 | Storage Water Heater | Electric Resistance |  | Unknown | Unknown | Unknown | No |  | Unknown | Unknown | No | No | Electric |  | Unknown | kW |  | Unknown | N/A | N/A |  | N/A | N/A | N/A | Main House | No | Unknown | N/A | Unknown |  | N/A | Unknown | N/A |  | N/A |  | N/A | No | Unknown | Unknown | Unknown | 1774 | 2267.7917 | Single Family | 1 | 2267.7917 | Single Family_Electric | Single Family_FALSE
Mechanical_00011471 | SITE_01253 | Storage Water Heater | Electric Resistance |  | Unknown | AO Smith | Unknown | No |  | Unknown | Unknown | No | No | Electric |  | Unknown | kW |  | Unknown | N/A | N/A |  | N/A | N/A | N/A | Main House | Yes | No | N/A | Yes | 1 |  | No | N/A |  | N/A |  | N/A | Yes | No | No | No | 1768 | 751.56 | Multifamily Residence | 1 | 751.56 | Multifamily Residence_Electric | Multifamily Residence_FALSE
Mechanical_00011472 | SITE_01269 | Storage Water Heater | Electric Resistance | 50 |  | AO Smith | ECL 50 200 | No | 2005 |  | D05J071679 | No | No | Electric | 4.5 |  | kW | 0.91 |  | N/A | N/A |  | N/A | N/A | N/A | Main House | Yes | No | N/A | No |  | N/A | Unknown | N/A |  | N/A |  | N/A | No | No | No | No | 1784 | 751.56 | Multifamily Residence | 1 | 751.56 | Multifamily Residence_Electric | Multifamily Residence_FALSE
Mechanical_00011473 | SITE_01344 | Storage Water Heater | Electric Resistance | 50 |  | Ruud | PEM52-2 B | No | 1999 |  | RU0499149781 | No | No | Electric | 4.5 |  | kW | 0.86 |  | N/A | N/A |  | N/A | N/A | N/A | Main House | Yes | No | N/A | No |  | N/A | No | N/A |  | N/A |  | N/A | Yes | No | No | No | 1859 | 2267.7917 | Single Family | 1 | 2267.7917 | Single Family_Electric | Single Family_FALSE
Mechanical_00011474 | SITE_01313 | Storage Water Heater | Electric Resistance | 50 |  | Hotpoint | HE50M1B00 | No | 2002 |  | HP 1002202992 | No | No | Electric | 4.5 |  | kW | 0.86 |  | N/A | N/A |  | N/A | N/A | N/A | Garage | Yes | No | N/A | No |  | N/A | No | N/A |  | N/A |  | N/A | Yes | Yes | Yes | No | 1828 | 2267.7917 | Single Family | 1 | 2267.7917 | Single Family_Electric | Single Family_FALSE
Mechanical_00011475 | SITE_01318 | Storage Water Heater | Fossil Fuel Non-Condensing | 50 |  | Bradford White | MI5036EN10 | No | 2003 |  | ZB2750886 | No | No | Natural Gas | 40000 |  | Btuh |  | Unknown | N/A | N/A |  | N/A | N/A | N/A | Garage | Unknown | No | N/A | No |  | N/A | No | N/A |  | N/A |  | N/A | Yes | Yes | Yes | No | 1833 | 2267.7917 | Single Family | 1 | 2267.7917 | Single Family_Natural Gas | Single Family_FALSE
Mechanical_00011476 | SITE_01268 | Storage Water Heater | Electric Resistance | 50 |  | Bradford White | M250S6DS-1NCWW | No | 2010 |  | GD13328906 | No | No | Electric | 4.5 |  | kW | 0.92 |  | N/A | N/A |  | N/A | N/A | N/A | Main House | Yes | No | N/A | No |  | N/A | No | N/A |  | N/A |  | N/A | Yes | No | No | No | 1783 | 751.56 | Multifamily Residence | 1 | 751.56 | Multifamily Residence_Electric | Multifamily Residence_FALSE
Mechanical_00011477 | SITE_01272 | Storage Water Heater | Electric Resistance |  | Unknown | Bradford White | MIII50T6DS19 | No | 2001 |  | XM0528935 | No | No | Electric | 4.5 |  | kW |  | Unknown | N/A | N/A |  | N/A | N/A | N/A | Main House | Yes | Yes | Plumbed drain | No |  | N/A | No | N/A |  | N/A |  | N/A | Yes | Yes | No | No | 1787 | 2267.7917 | Single Family | 1 | 2267.7917 | Single Family_Electric | Single Family_FALSE
Mechanical_00011478 | SITE_01347 | Storage Water Heater | Electric Resistance |  | Unknown | Rheem | Unknown | No |  | Unknown | Unknown | No | No | Electric |  | Unknown | kW |  | Unknown | N/A | N/A |  | N/A | N/A | N/A | Main House | Yes | No | N/A | Unknown |  | N/A | Unknown | N/A |  | N/A |  | N/A | No | No | No | No | 1862 | 894.83 | Manufactured | 1 | 894.83 | Manufactured_Electric | Manufactured_FALSE
Mechanical_00011479 | SITE_00608 | Storage Water Heater | Fossil Fuel Non-Condensing | 75 |  | Bradford White | RG275H6N | No | 2015 |  | MF36348723 | No | No | Natural Gas | 76000 |  | Btuh |  | Unknown | N/A | N/A |  | N/A | N/A | N/A | Garage | Yes | No | N/A | No |  | N/A | No | N/A |  | N/A |  | N/A | Yes | Yes | Yes | No | 1127 | 1142.3864 | Single Family | 1 | 1142.3864 | Single Family_Natural Gas | Single Family_FALSE
Mechanical_00011480 | SITE_00606 | Storage Water Heater | Electric Resistance | 50 |  | Rheem | XE50T06ST45U1 | Yes | 2016 |  | N/A | No | No | Electric | 4.5 |  | kW | 0.91 |  | N/A | N/A |  | N/A | N/A | N/A | Main House | Yes | No | N/A | No |  | N/A | No | N/A |  | N/A |  | N/A | No | No | No | No | 1125 | 6646.5 | Single Family | 1 | 6646.5 | Single Family_Electric | Single Family_FALSE
Mechanical_00011481 | SITE_01293 | Storage Water Heater | Electric Resistance |  | Unknown | N/A | Unknown | No |  | Unknown | Unknown | No | No | Electric |  | Unknown | kW |  | Unknown | N/A | N/A |  | N/A | N/A | N/A | Basement | Yes | Unknown | N/A | Yes | 2 |  | Yes | Polyethylene Foam | 25 |  | 0.5 |  | Yes | Yes | Yes | No | 1808 | 1656.0588 | Single Family | 1 | 1656.0588 | Single Family_Electric | Single Family_FALSE
Mechanical_00011482 | SITE_01294 | Storage Water Heater | Fossil Fuel Non-Condensing | 50 |  | Bradford White | MI5036Fbn4 | No | 2004 |  | AB4328236 | No | No | Natural Gas | 40000 |  | Btuh | 0.58 |  | N/A | N/A |  | N/A | N/A | N/A | Garage | Yes | No | N/A | No |  | N/A | No | N/A |  | N/A |  | N/A | Yes | Yes | Yes | No | 1809 | 1656.0588 | Single Family | 1 | 1656.0588 | Single Family_Natural Gas | Single Family_FALSE
Mechanical_00011483 | BLDG_00160 | Storage Water Heater | Electric Resistance | 50 |  | AO Smith | ECT 52 200 | No | 2010 |  | 1009J003220 | No | No | Electric | 4.5 |  | kW | 0.91 |  | N/A | N/A |  | N/A | N/A | N/A | Main House | N/A | No | N/A | No |  | N/A | No | N/A |  | N/A |  | N/A | N/A | N/A | N/A | No | 155 | 94.6 | Multifamily Building | 1 | 94.6 | Multifamily Building_Electric | Multifamily Building_FALSE
Mechanical_00011484 | SITE_01237 | Storage Water Heater | Electric Resistance | 50 |  | Ruud | PE3R-52-2 | Yes | 2010 |  | N/A | No | No | Electric | 4.5 |  | kW | 0.95 |  | N/A | N/A |  | N/A | N/A | N/A | Main House | Yes | No | N/A | No |  | N/A | No | N/A |  | N/A |  | N/A | No | No | Yes | No | 1752 | 819.89 | Multifamily Residence | 1 | 819.89 | Multifamily Residence_Electric | Multifamily Residence_FALSE
Mechanical_00011485 | SITE_00470 | Storage Water Heater | Electric Resistance | 50 |  | General Electric | GE50T06AAG | Yes | 2012 |  | N/A | No | No | Electric | 4.5 |  | kW | 0.91 |  | N/A | N/A |  | N/A | N/A | N/A | Garage | Yes | No | N/A | No |  | N/A | No | N/A |  | N/A |  | N/A | Yes | Yes | No | No | 990 | 819.89 | Multifamily Residence | 1 | 819.89 | Multifamily Residence_Electric | Multifamily Residence_FALSE
Mechanical_00011486 | SITE_00230 | Storage Water Heater | Fossil Fuel Non-Condensing | 50 |  | Bradford White | M15036FBN | No | 2009 |  | FJ12405069 | No | No | Natural Gas | 40000 |  | Btuh | 0.58 |  | N/A | N/A |  | N/A | N/A | N/A | Garage | Yes | Unknown | N/A | No |  | N/A | No | N/A |  | N/A |  | N/A | Yes | Yes | Yes | No | 750 | 4862.5455 | Single Family | 1 | 4862.5455 | Single Family_Natural Gas | Single Family_FALSE
Mechanical_00011487 | SITE_00229 | Storage Water Heater | Fossil Fuel Non-Condensing | 50 |  | Ruud | PVP-50E-1 A | No | 2000 |  | RUNG 0100501298 | No | No | Natural Gas | 40000 |  | Btuh | 0.67 |  | N/A | N/A |  | N/A | N/A | N/A | Basement | Yes | Yes | Floor drain | No |  | N/A | No | N/A |  | N/A |  | N/A | No | No | Yes | No | 749 | 5927.3 | Single Family | 1 | 5927.3 | Single Family_Natural Gas | Single Family_FALSE
Mechanical_00011488 | SITE_00224 | Storage Water Heater | Electric Resistance | 50 |  | Bradford White | M2HE50S6DS-1NCWW | No | 2013 |  | KM33633700 | No | No | Electric | 4.5 |  | kW | 0.93 |  | N/A | N/A |  | N/A | N/A | N/A | Garage | Yes | No | N/A | No |  | N/A | Yes | Polyethylene Foam | 4 |  | 0.75 |  | Yes | Yes | Yes | No | 744 | 4862.5455 | Single Family | 1 | 4862.5455 | Single Family_Electric | Single Family_FALSE
Mechanical_00011489 | SITE_00223 | Storage Water Heater | Electric Resistance |  | Unknown | Unknown | Unknown | No |  | Unknown | Unknown | No | No | Electric |  | Unknown | kW |  | Unknown | N/A | N/A |  | N/A | N/A | N/A | Main House | Yes | No | N/A | Yes | 0.25 |  | No | N/A |  | N/A |  | N/A | No | No | Yes | No | 743 | 1097.77 | Manufactured | 1 | 1097.77 | Manufactured_Electric | Manufactured_FALSE
Mechanical_00011490 | SITE_00225 | Storage Water Heater | Electric Resistance |  | Unknown | Ruud | PER52-2 B | No | 1997 |  | RU0297C05016 | No | No | Electric | 4.5 |  | kW |  | Unknown | N/A | N/A |  | N/A | N/A | N/A | Main House | Yes | No | N/A | No |  | N/A | No | N/A |  | N/A |  | N/A | No | Yes | Yes | No | 745 | 4862.5455 | Single Family | 1 | 4862.5455 | Single Family_Electric | Single Family_FALSE
Mechanical_00011491 | SITE_00193 | Storage Water Heater | Electric Resistance | 50 |  | Richmond | 8MVR52-2 C | No | 1997 |  | RC 0197114243 | No | No | Electric | 4.5 |  | kW |  | Unknown | N/A | N/A |  | N/A | N/A | N/A | Main House | Yes | No | N/A | No |  | N/A | No | N/A |  | N/A |  | N/A | N/A | Yes | No | No | 713 | 4862.5455 | Single Family | 1 | 4862.5455 | Single Family_Electric | Single Family_FALSE
Mechanical_00011492 | SITE_00307 | Storage Water Heater | Electric Resistance | 50 |  | Reliance | 650D0RS 210 | No | 2014 |  | 1403J009617 | No | No | Electric | 4.5 |  | kW | 0.9 |  | N/A | N/A |  | N/A | N/A | N/A | Main House | Yes | No | N/A | No |  | N/A | No | N/A |  | N/A |  | N/A | N/A | No | Yes | No | 827 | 626.07 | Manufactured | 1 | 626.07 | Manufactured_Electric | Manufactured_FALSE
Mechanical_00011493 | SITE_00309 | Storage Water Heater | Fossil Fuel Non-Condensing | 40 |  | Rheem | 21ir40dv | Yes | 2007 |  | N/A | No | No | Propane | 30000 |  | Btuh | 0.59 |  | N/A | N/A |  | N/A | N/A | N/A | Main House | Yes | No | N/A | No |  | N/A | No | N/A |  | N/A |  | N/A | N/A | No | Yes | No | 829 | 626.07 | Manufactured | 1 | 626.07 | Manufactured_Propane | Manufactured_FALSE
Mechanical_00010887 | SITE_01934 | Storage Water Heater | Electric Resistance | 50 |  | AO Smith | Ect52210 | No | 2014 |  | 1427J010887 | No | No | Electric | 4.5 |  | kW | 0.91 |  | N/A | N/A |  | N/A | N/A | N/A | Basement | Yes | No | N/A | No |  | N/A | Yes | Polyethylene Foam | 4 |  | 1.5 |  | Yes | Yes | No | No | 2441 | 9127 | Single Family | 1 | 9127 | Single Family_Electric | Single Family_FALSE
Mechanical_00010888 | SITE_01935 | Storage Water Heater | Electric Resistance | 50 |  | ProMax | Ect 52 200 | No | 2007 |  | J07J055673 | No | No | Electric | 4.5 |  | kW | 0.91 |  | N/A | N/A |  | N/A | N/A | N/A | Garage | Yes | No | N/A | No |  | N/A | Yes | Polyethylene Foam | 2 |  | 1 |  | Yes | Yes | Yes | No | 2442 | 4621.3158 | Single Family | 1 | 4621.3158 | Single Family_Electric | Single Family_FALSE
Mechanical_00010889 | SITE_01936 | Storage Water Heater | Fossil Fuel Non-Condensing | 40 |  | Bradford White | Mi4056ln10 | No | 1995 |  | MM5815457 | No | No | Natural Gas | 34000 |  | Btuh |  | Unknown | N/A | N/A |  | N/A | N/A | N/A | Garage | Yes | No | N/A | No |  | N/A | Yes | Polyethylene Foam | 3 |  | 0.5 |  | Yes | Yes | Yes | No | 2443 | 4621.3158 | Single Family | 1 | 4621.3158 | Single Family_Natural Gas | Single Family_FALSE
Mechanical_00010890 | SITE_01937 | Storage Water Heater | Electric Resistance | 40 |  | Whirlpool | E1F40RD045V | Yes | 2008 |  | N/A | No | No | Electric | 4.5 |  | kW |  | Unknown | N/A | N/A |  | N/A | N/A | N/A | Garage | Yes | Yes | Plumbed drain | No |  | N/A | Yes | Polyethylene Foam | 9.5 |  | 0.75 |  | Yes | Yes | Yes | No | 2444 | 2346.7937 | Single Family | 1 | 2346.7937 | Single Family_Electric | Single Family_FALSE
Mechanical_00010891 | SITE_01940 | Storage Water Heater | Electric Heat Pump (Packaged) | 80 |  | General Electric | GEH80DEEJSC | No |  | Unknown | Unknown | No | No | Electric | 8.5 |  | kW | 3.25 |  | No | Unknown |  | Unknown | Unknown | N/A | Garage | Yes | No | N/A | No |  | N/A | No | N/A |  | N/A |  | N/A | Yes | Yes | Yes | Unknown | 2447 | 3434 | Single Family | 1 | 3434 | Single Family_Electric | Single Family_TRUE
Mechanical_00010892 | SITE_01941 | Storage Water Heater | Fossil Fuel Non-Condensing | 50 |  | Apollo | A6 50 65.onrrt970 | Yes | 1996 |  | N/A | No | No | Natural Gas | 65000 |  | Btuh |  | Unknown | N/A | N/A |  | N/A | N/A | N/A | Garage | Yes | Unknown | N/A | Unknown |  | N/A | Yes | Polyethylene Foam | 14 |  | 0.5 |  | No | Yes | No | No | 2448 | 2346.7937 | Single Family | 1 | 2346.7937 | Single Family_Natural Gas | Single Family_FALSE
Mechanical_00010893 | SITE_01943 | Storage Water Heater | Electric Resistance | 50 |  | AO Smith | Ees 52 917 | No | 1999 |  | GK99-5184705-917 | No | No | Electric | 4.5 |  | kW | 0.87 |  | N/A | N/A |  | N/A | N/A | N/A | Main House | Yes | No | N/A | No |  | N/A | No | N/A |  | N/A |  | N/A | Yes | No | No | No | 2450 | 2346.7937 | Single Family | 1 | 2346.7937 | Single Family_Electric | Single Family_FALSE
Mechanical_00010894 | SITE_01944 | Storage Water Heater | Electric Resistance | 50 |  | Bradford White | M250t6ds-1ncww | No | 2009 |  | FK12475851 | No | No | Electric | 4.5 |  | kW | 0.92 |  | N/A | N/A |  | N/A | N/A | N/A | Garage | Yes | Yes | Floor drain | No |  | N/A | Yes | Polyethylene Foam | 3 |  | 1 |  | Yes | Yes | Yes | No | 2451 | 2346.7937 | Single Family | 1 | 2346.7937 | Single Family_Electric | Single Family_FALSE
Mechanical_00010895 | SITE_01945 | Storage Water Heater | Fossil Fuel Non-Condensing | 40 |  | General Electric | GG40T06AVG01 | No | 2009 |  | GELN0609V01238 | No | No | Natural Gas | 36000 |  | Btuh | 0.59 |  | N/A | N/A |  | N/A | N/A | N/A | Main House | Yes | No | N/A | No |  | N/A | No | N/A |  | N/A |  | N/A | Yes | No | No | No | 2452 | 2346.7937 | Single Family | 1 | 2346.7937 | Single Family_Natural Gas | Single Family_FALSE
Mechanical_00010896 | SITE_01947 | Storage Water Heater | Electric Resistance | 50 |  | AO Smith | Ect 52 200 | No | 2005 |  | G05J063532 | No | No | Electric | 4.5 |  | kW | 0.91 |  | N/A | N/A |  | N/A | N/A | N/A | Main House | Yes | No | N/A | No |  | N/A | No | N/A |  | N/A |  | N/A | No | Yes | Yes | No | 2454 | 3434 | Single Family | 1 | 3434 | Single Family_Electric | Single Family_FALSE
Mechanical_00010897 | SITE_01948 | Storage Water Heater | Electric Resistance | 50 |  | Bradford White | M25OS6DS5 | No | 2005 |  | BG6399566 | No | No | Electric | 4.5 |  | kW | 0.91 |  | N/A | N/A |  | N/A | N/A | N/A | Garage | Yes | No | N/A | No |  | N/A | No | N/A |  | N/A |  | N/A | Yes | Yes | Yes | No | 2455 | 2346.7937 | Single Family | 1 | 2346.7937 | Single Family_Electric | Single Family_FALSE
Mechanical_00010898 | SITE_01949 | Storage Water Heater | Electric Resistance | 50 |  | US Craftmaster | E3j52rd040 | No | 1995 |  | 9521301148 | No | No | Electric | 4 |  | kW |  | Unknown | N/A | N/A |  | N/A | N/A | N/A | Basement | Yes | No | N/A | No |  | N/A | No | N/A |  | N/A |  | N/A | No | No | No | No | 2456 | 4621.3158 | Single Family | 1 | 4621.3158 | Single Family_Electric | Single Family_FALSE
Mechanical_00010899 | SITE_01950 | Storage Water Heater | Electric Resistance | 50 |  | Bradford White | M250T6DS5 | No | 2006 |  | CA7223929 | No | No | Electric | 4.5 |  | kW | 0.9 |  | N/A | N/A |  | N/A | N/A | N/A | Garage | Yes | No | N/A | No |  | N/A | No | N/A |  | N/A |  | N/A | Yes | Yes | Yes | No | 2457 | 3434 | Single Family | 1 | 3434 | Single Family_Electric | Single Family_FALSE
Mechanical_00010900 | SITE_01951 | Storage Water Heater | Electric Resistance | 50 |  | Kenmore | 153.3266 | No | 2011 |  | 1133A019982 | No | No | Electric | 5.5 |  | kW |  | Unknown | N/A | N/A |  | N/A | N/A | N/A | Main House | Yes | No | N/A | No |  | N/A | No | N/A |  | N/A |  | N/A | N/A | No | No | No | 2458 | 1313.97 | Manufactured | 1 | 1313.97 | Manufactured_Electric | Manufactured_FALSE
Mechanical_00010901 | SITE_01952 | Storage Water Heater | Fossil Fuel Non-Condensing | 50 |  | Rheem | Prog50-38n rh60 | No | 2016 |  | M231604031 | No | No | Natural Gas | 38000 |  | Btuh | 0.6 |  | N/A | N/A |  | N/A | N/A | N/A | Main House | Yes | No | N/A | No |  | N/A | No | N/A |  | N/A |  | N/A | Yes | Yes | Yes | No | 2459 | 2346.7937 | Single Family | 1 | 2346.7937 | Single Family_Natural Gas | Single Family_FALSE
Mechanical_00010902 | SITE_01953 | Storage Water Heater | Electric Resistance | 50 |  | Whirlpool | E50R6-45 100 | No | 2016 |  | 1601102441813 | No | No | Electric | 4.5 |  | kW | 0.95 |  | N/A | N/A |  | N/A | N/A | N/A | Garage | Yes | No | N/A | No |  | N/A | No | N/A |  | N/A |  | N/A | Yes | No | Yes | No | 2460 | 2346.7937 | Single Family | 1 | 2346.7937 | Single Family_Electric | Single Family_FALSE
Mechanical_00010903 | SITE_01955 | Storage Water Heater | Electric Resistance | 80 |  | Rheem | 81v80d a | No | 1997 |  | R 0197C10896 | No | No | Electric | 4.5 |  | kW | 0.86 |  | N/A | N/A |  | N/A | N/A | N/A | Garage | Yes | No | N/A | No |  | N/A | No | N/A |  | N/A |  | N/A | No | Yes | Yes | No | 2462 | 3434 | Single Family | 1 | 3434 | Single Family_Electric | Single Family_FALSE
Mechanical_00010904 | SITE_01956 | Storage Water Heater | Electric Resistance | 50 |  | Bradford White | Re350s6 | No | 2016 |  | NG37995920 | No | No | Electric | 4.5 |  | kW | 0.93 |  | N/A | N/A |  | N/A | N/A | N/A | Main House | Yes | Yes | Plumbed drain | No |  | N/A | Yes | Polyethylene Foam | 3 |  | 1 |  | Yes | No | Yes | No | 2463 | 2346.7937 | Single Family | 1 | 2346.7937 | Single Family_Electric | Single Family_FALSE
Mechanical_00010905 | SITE_01957 | Storage Water Heater | Fossil Fuel Non-Condensing | 40 |  | American Water Heaters | G5140T343N | No | 1994 |  | 9418305034 | No | No | Natural Gas | 34000 |  | Btuh |  | Unknown | N/A | N/A |  | N/A | N/A | N/A | Garage | Yes | No | N/A | No |  | N/A | No | N/A |  | N/A |  | N/A | Yes | Yes | Yes | No | 2464 | 2346.7937 | Single Family | 1 | 2346.7937 | Single Family_Natural Gas | Single Family_FALSE
Mechanical_00010906 | SITE_01958 | Storage Water Heater | Electric Heat Pump (Packaged) | 50 |  | Rheem | Hb50es | Yes | 2013 |  | N/A | No | No | Electric | 4.5 |  | kW | 2.45 |  | Yes | Mechanical Room | 58 |  | None of the above | N/A | Main House | Yes | No | N/A | No |  | N/A | No | N/A |  | N/A |  | N/A | No | Yes | Yes | Unknown | 2465 | 3434 | Single Family | 1 | 3434 | Single Family_Electric | Single Family_TRUE
Mechanical_00010907 | SITE_01959 | Storage Water Heater | Fossil Fuel Non-Condensing | 50 |  | AO Smith | Gcv50200 | No | 2010 |  | 1011J004168 | No | No | Natural Gas | 40000 |  | Btuh |  | Unknown | N/A | N/A |  | N/A | N/A | N/A | Garage | Yes | No | N/A | No |  | N/A | No | N/A |  | N/A |  | N/A | Yes | Yes | Yes | No | 2466 | 2346.7937 | Single Family | 1 | 2346.7937 | Single Family_Natural Gas | Single Family_FALSE
Mechanical_00010908 | SITE_01960 | Storage Water Heater | Electric Resistance | 50 |  | Bradford White | Re350t6 | No | 2016 |  | NC37477408 | No | No | Electric | 4.5 |  | kW | 0.93 |  | N/A | N/A |  | N/A | N/A | N/A | Main House | Yes | Yes | Floor drain | No |  | N/A | No | N/A |  | N/A |  | N/A | No | Yes | No | No | 2467 | 3434 | Single Family | 1 | 3434 | Single Family_Electric | Single Family_FALSE
Mechanical_00010909 | SITE_01962 | Storage Water Heater | Electric Resistance | 50 |  | Bradford White | M250T6DS-1NCWw | No | 2010 |  | GD13341886 | No | No | Electric | 4.5 |  | kW | 0.92 |  | N/A | N/A |  | N/A | N/A | N/A | Main House | Yes | No | N/A | No |  | N/A | No | N/A |  | N/A |  | N/A | No | No | Yes | No | 2469 | 3434 | Single Family | 1 | 3434 | Single Family_Electric | Single Family_FALSE
Mechanical_00010910 | SITE_01963 | Storage Water Heater | Electric Resistance | 50 |  | Bradford White | MI50S6DS13 | No | 1996 |  | NK7755805 | No | No | Electric | 4.5 |  | kW |  | Unknown | N/A | N/A |  | N/A | N/A | N/A | Main House | Yes | No | N/A | No |  | N/A | No | N/A |  | N/A |  | N/A | No | No | No | No | 2470 | 2346.7937 | Single Family | 1 | 2346.7937 | Single Family_Electric | Single Family_FALSE
Mechanical_00010911 | SITE_01964 | Storage Water Heater | Electric Resistance | 65 |  | Bradford White | M265r6ds-1ncww | No | 2014 |  | LG34711156 | No | Yes | Electric | 4.5 |  | kW | 0.89 |  | N/A | N/A |  | N/A | N/A | N/A | Garage | Yes | Yes | Floor drain | No |  | N/A | No | N/A |  | N/A |  | N/A | Yes | No | Yes | No | 2471 | 2346.7937 | Single Family | 2 | 1173.3968 | Single Family_Electric | Single Family_FALSE
Mechanical_00010912 | SITE_01964 | Storage Water Heater | Electric Resistance | 50 |  | AO Smith | Ect 52 210 | No | 2014 |  | 1417J001673 | Yes | No | Electric | 3.5 |  | kW | 0.91 |  | N/A | N/A |  | N/A | N/A | N/A | Garage | Yes | Yes | Floor drain | No |  | N/A | No | N/A |  | N/A |  | N/A | Yes | No | Yes | No | 2471 | 2346.7937 | Single Family | 2 | 1173.3968 | Single Family_Electric | Single Family_FALSE
Mechanical_00010913 | SITE_01965 | Storage Water Heater | Electric Resistance | 50 |  | Bradford White | M250s6ds-1ncww | No | 2015 |  | MB35645647 | No | No | Electric | 4.5 |  | kW | 0.92 |  | N/A | N/A |  | N/A | N/A | N/A | Garage | Yes | Unknown | N/A | No |  | N/A | No | N/A |  | N/A |  | N/A | Yes | Yes | Unknown | No | 2472 | 2346.7937 | Single Family | 1 | 2346.7937 | Single Family_Electric | Single Family_FALSE
Mechanical_00010914 | SITE_01966 | Storage Water Heater | Electric Resistance | 50 |  | Rheem | 82mv52-2 | No | 2013 |  | RH M101304964 | No | No | Electric | 4.5 |  | kW | 0.9 |  | N/A | N/A |  | N/A | N/A | N/A | Main House | Yes | No | N/A | No |  | N/A | No | N/A |  | N/A |  | N/A | No | No | Yes | No | 2473 | 2346.7937 | Single Family | 1 | 2346.7937 | Single Family_Electric | Single Family_FALSE
Mechanical_00010915 | SITE_01967 | Instantaneous Water Heater | Fossil Fuel Non-Condensing | 0 |  | Bosch | GWH1600H | No |  | Unknown | Unknown | No | No | Propane | 117000 |  | Btuh | 0.8 |  | N/A | N/A |  | N/A | N/A | N/A | Main House | Yes | No | N/A | No |  | N/A | No | N/A |  | N/A |  | N/A | Yes | No | No | No | 2474 | 1313.97 | Manufactured | 1 | 1313.97 | Manufactured_Propane | Manufactured_FALSE
Mechanical_00010683 | SITE_00066 | Storage Water Heater | Electric Resistance | 50 |  | Whirlpool | Es50r92-45d | No | 2012 |  | 1211T478224 | No | No | Electric | 4.5 |  | kW | 0.92 |  | N/A | N/A |  | N/A | N/A | N/A | Main House | Yes | Unknown | N/A | No |  | N/A | No | N/A |  | N/A |  | N/A | No | No | No | No | 589 | 2002.11 | Multifamily Residence | 1 | 2002.11 | Multifamily Residence_Electric | Multifamily Residence_FALSE
Mechanical_00010684 | SITE_00147 | Storage Water Heater | Electric Resistance | 50 |  | Whirlpool | Es50r92-45d | No | 2012 |  | 1201T459147 | No | No | Electric | 4.5 |  | kW | 0.92 |  | N/A | N/A |  | N/A | N/A | N/A | Garage | Yes | No | N/A | No |  | N/A | Yes | Polyethylene Foam | 8 |  | 0.5 |  | Yes | Yes | No | No | 669 | 10381.2619 | Single Family | 1 | 10381.2619 | Single Family_Electric | Single Family_FALSE
Mechanical_00010685 | SITE_01166 | Storage Water Heater | Electric Resistance | 50 |  | Whirlpool | Es50r9-55 100 | No | 2016 |  | 1619102965076 | No | No | Electric | 5.5 |  | kW | 0.95 |  | N/A | N/A |  | N/A | N/A | N/A | Main House | Yes | No | N/A | No |  | N/A | No | N/A |  | N/A |  | N/A | No | No | No | Yes | 1681 | 2002.39 | Multifamily Residence | 1 | 2002.39 | Multifamily Residence_Electric | Multifamily Residence_FALSE
Mechanical_00010686 | SITE_01197 | Storage Water Heater | Electric Resistance | 80 |  | Whirlpool | ES80H123-45D | No | 2013 |  | 1323T481983 | No | No | Electric | 4.5 |  | kW | 0.92 |  | N/A | N/A |  | N/A | N/A | N/A | Main House | Yes | No | N/A | No |  | N/A | No | N/A |  | N/A |  | N/A | No | No | Yes | No | 1712 | 10381.2619 | Single Family | 1 | 10381.2619 | Single Family_Electric | Single Family_FALSE
Mechanical_00010687 | SITE_01605 | Storage Water Heater | Fossil Fuel Non-Condensing | 50 |  | Whirlpool | FG1H5040T3NOV | Yes | 2003 |  | N/A | No | No | Natural Gas | 40000 |  | Btuh |  | Unknown | N/A | N/A |  | N/A | N/A | N/A | Basement | Yes | No | N/A | No |  | N/A | No | N/A |  | N/A |  | N/A | No | Yes | No | No | 2114 | 2471.1038 | Single Family | 1 | 2471.1038 | Single Family_Natural Gas | Single Family_FALSE
Mechanical_00010688 | SITE_01631 | Storage Water Heater | Fossil Fuel Non-Condensing | 50 |  | US Craftmaster | G2H5038T3NV | Yes | 2007 |  | N/A | No | No | Natural Gas | 38000 |  | Btuh |  | Unknown | N/A | N/A |  | N/A | N/A | N/A | Basement | Yes | No | N/A | No |  | N/A | Yes | Polyethylene Foam | 32 |  | 0.5 |  | No | Yes | No | No | 2140 | 257.4775 | Single Family | 1 | 257.4775 | Single Family_Natural Gas | Single Family_FALSE
Mechanical_00010689 | SITE_01050 | Storage Water Heater | Fossil Fuel Non-Condensing | 40 |  | Whirlpool | N40t61-343 | No |  | Unknown | Unknown | No | No | Natural Gas | 34000 |  | Btuh | 0.59 |  | N/A | N/A |  | N/A | N/A | N/A | Main House | Yes | Yes | Plumbed drain | Yes | 1.5 |  | Yes | Polyethylene Foam | 6 |  | 0.5 |  | No | No | No | No | 1566 | 5962.4 | Single Family | 1 | 5962.4 | Single Family_Natural Gas | Single Family_FALSE
Mechanical_00010690 | SITE_01092 | Storage Water Heater | Fossil Fuel Non-Condensing | 50 |  | Whirlpool | N50T61-403 | No | 2014 |  | 1413T452426 | No | No | Natural Gas | 40000 |  | Btuh | 0.58 |  | N/A | N/A |  | N/A | N/A | N/A | Main House | Yes | No | N/A | No |  | N/A | No | N/A |  | N/A |  | N/A | No | No | Yes | No | 1608 | 3955.5333 | Single Family | 1 | 3955.5333 | Single Family_Natural Gas | Single Family_FALSE
Mechanical_00010691 | SITE_00010 | Storage Water Heater | Unknown |  | Unknown | Unknown | Unknown | No |  | Unknown | Unknown | No | No | Unknown |  | Unknown | Btuh |  | Unknown | N/A | N/A |  | N/A | N/A | N/A | Main House | Yes | Yes | Plumbed drain | Unknown |  | N/A | Unknown | N/A |  | N/A |  | N/A | Yes | No | No | Unknown | 533 | 1982.27 | Manufactured | 1 | 1982.27 | Manufactured_Unknown | Manufactured_FALSE
Mechanical_00010692 | SITE_00134 | Storage Water Heater | Fossil Fuel Non-Condensing | 75 |  | Rheem | 21vp75e-1 | Yes | 2003 |  | N/A | Yes | No | Natural Gas | 35000 |  | Btuh | 0.5 |  | N/A | N/A |  | N/A | N/A | N/A | Garage | Yes | No | N/A | No |  | N/A | No | N/A |  | N/A |  | N/A | Yes | No | No | No | 656 | 2471.1038 | Single Family | 1 | 2471.1038 | Single Family_Natural Gas | Single Family_FALSE
Mechanical_00010693 | SITE_00166 | Storage Water Heater | Fossil Fuel Non-Condensing | 50 |  | Guardian | 42v50-40f | Yes | 2004 |  | N/A | No | No | Natural Gas | 40000 |  | Btuh | 0.58 |  | N/A | N/A |  | N/A | N/A | N/A | Basement | Yes | No | N/A | No |  | N/A | No | N/A |  | N/A |  | N/A | Yes | Yes | No | No | 687 | 14922.6667 | Single Family | 1 | 14922.6667 | Single Family_Natural Gas | Single Family_FALSE
Mechanical_00010694 | SITE_00795 | Storage Water Heater | Electric Resistance | 50 |  | US Craftmaster | E2F50RD045V | No | 1999 |  | 9938109878 | Yes | No | Electric | 4.5 |  | kW | 0.91 |  | N/A | N/A |  | N/A | N/A | N/A | Main House | Yes | No | N/A | No |  | N/A | No | N/A |  | N/A |  | N/A | No | No | Yes | No | 1314 | 2000.27 | Multifamily Residence | 1 | 2000.27 | Multifamily Residence_Electric | Multifamily Residence_FALSE
Mechanical_00010695 | SITE_01103 | Storage Water Heater | Electric Resistance |  | Unknown | Unknown | Unknown | No |  | Unknown | Unknown | No | No | Electric |  | Unknown | kW |  | Unknown | N/A | N/A |  | N/A | N/A | N/A | Main House | Yes | Unknown | N/A | No |  | N/A | No | N/A |  | N/A |  | N/A | Yes | Yes | No | No | 1619 | 630.9 | Multifamily Residence | 1 | 630.9 | Multifamily Residence_Electric | Multifamily Residence_FALSE
Mechanical_00010696 | SITE_01110 | Storage Water Heater | Electric Resistance | 50 |  | Bradford White | M250S6DS-1NCWW | No | 2008 |  | EG108559431 | No | No | Electric | 4.5 |  | kW | 0.92 |  | N/A | N/A |  | N/A | N/A | N/A | Main House | Yes | No | N/A | No |  | N/A | Yes | Polyethylene Foam | 4 |  | 0.5 |  | No | No | Yes | No | 1625 | 630.9 | Multifamily Residence | 1 | 630.9 | Multifamily Residence_Electric | Multifamily Residence_FALSE
Mechanical_00010697 | SITE_01138 | Storage Water Heater | Electric Resistance | 50 |  | Rheem | 81MV52D B | No | 1997 |  | RH 1297C06016 | No | No | Electric | 4 |  | kW |  | Unknown | N/A | N/A |  | N/A | N/A | N/A | Basement | Yes | No | N/A | No |  | N/A | No | N/A |  | N/A |  | N/A | No | No | Yes | No | 1653 | 2000.27 | Multifamily Residence | 1 | 2000.27 | Multifamily Residence_Electric | Multifamily Residence_FALSE
Mechanical_00010698 | SITE_01141 | Storage Water Heater | Electric Resistance |  | Unknown | Unknown | Unknown | No |  | Unknown | Unknown | No | No | Electric |  | Unknown | kW |  | Unknown | N/A | N/A |  | N/A | N/A | N/A | Main House | Yes | Unknown | N/A | Unknown |  | N/A | Unknown | N/A |  | N/A |  | N/A | Yes | Yes | No | Yes | 1656 | 2000.27 | Multifamily Residence | 1 | 2000.27 | Multifamily Residence_Electric | Multifamily Residence_FALSE
Mechanical_00010699 | SITE_01146 | Storage Water Heater | Electric Resistance | 50 |  | General Electric | SE50M06AAG | Yes | 2006 |  | N/A | No | No | Electric | 4.5 |  | kW | 0.9 |  | N/A | N/A |  | N/A | N/A | N/A | Main House | Yes | No | N/A | No |  | N/A | Yes | Polyethylene Foam | 3.2 |  | 0.5 |  | No | No | No | No | 1661 | 2000.27 | Multifamily Residence | 1 | 2000.27 | Multifamily Residence_Electric | Multifamily Residence_FALSE
Mechanical_00010700 | SITE_01175 | Storage Water Heater | Electric Resistance | 50 |  | Ruud | PE52-2 | No | 1993 |  | 0493B02111 | No | No | Electric | 4.5 |  | kW | 0.91 |  | N/A | N/A |  | N/A | N/A | N/A | Main House | Yes | Yes | Plumbed drain | No |  | N/A | Yes | Polyethylene Foam | 3.5 |  | 0.5 |  | Yes | Yes | No | No | 1690 | 2383.66 | Multifamily Residence | 1 | 2383.66 | Multifamily Residence_Electric | Multifamily Residence_FALSE
Mechanical_00010701 | SITE_01701 | Storage Water Heater | Electric Resistance |  | Unknown | Unknown | Unknown | No |  | Unknown | Unknown | No | No | Electric |  | Unknown | kW |  | Unknown | N/A | N/A |  | N/A | N/A | N/A | Main House | Yes | Yes | Plumbed drain | Unknown |  | N/A | Unknown | N/A |  | N/A |  | N/A | Yes | No | No | Unknown | 2209 | 2658 | Manufactured | 1 | 2658 | Manufactured_Electric | Manufactured_FALSE
Mechanical_00010702 | SITE_01771 | Storage Water Heater | Electric Resistance |  | Unknown | Unknown | Unknown | No |  | Unknown | Unknown | No | No | Electric |  | Unknown | kW |  | Unknown | N/A | N/A |  | N/A | N/A | N/A | Main House | Yes | Yes | Plumbed drain | Unknown |  | N/A | Unknown | N/A |  | N/A |  | N/A | No | No | No | No | 2279 | 630.9 | Multifamily Residence | 1 | 630.9 | Multifamily Residence_Electric | Multifamily Residence_FALSE
Mechanical_00010703 | SITE_01776 | Storage Water Heater | Electric Resistance | 50 |  | Rheem | 82MV52-2 | Yes | 2012 |  | N/A | No | No | Electric | 4.5 |  | kW | 0.9 |  | N/A | N/A |  | N/A | N/A | N/A | Main House | No | No | N/A | No |  | N/A | No | N/A |  | N/A |  | N/A | No | No | Yes | No | 2284 | 630.9 | Multifamily Residence | 1 | 630.9 | Multifamily Residence_Electric | Multifamily Residence_FALSE
Mechanical_00010704 | SITE_01928 | Storage Water Heater | Electric Resistance |  | Unknown | General Electric | Unknown | No |  | Unknown | Unknown | No | No | Electric | 4.5 |  | kW |  | Unknown | N/A | N/A |  | N/A | N/A | N/A | Basement | Yes | No | N/A | No |  | N/A | No | N/A |  | N/A |  | N/A | No | No | No | No | 2435 | 4621.3158 | Single Family | 1 | 4621.3158 | Single Family_Electric | Single Family_FALSE
Mechanical_00010705 | SITE_01929 | Storage Water Heater | Electric Resistance | 50 |  | Rheem | 83vr52-2 | Yes | 2013 |  | N/A | No | No | Electric | 4.5 |  | kW | 0.95 |  | N/A | N/A |  | N/A | N/A | N/A | Crawlspace | No | No | N/A | No |  | N/A | Yes | Polyethylene Foam | 65 |  | 0.5 |  | No | Yes | No | No | 2436 | 4621.3158 | Single Family | 2 | 2310.6579 | Single Family_Electric | Single Family_FALSE
Mechanical_00010706 | SITE_01929 | Storage Water Heater | Electric Resistance | 10 |  | General Electric | Ge10p06SAG | Yes | 2007 |  | N/A | No | No | Electric | 2 |  | kW |  | Unknown | N/A | N/A |  | N/A | N/A | N/A | Main House | No | No | N/A | Yes | 3 |  | No | N/A |  | N/A |  | N/A | No | No | No | No | 2436 | 4621.3158 | Single Family | 2 | 2310.6579 | Single Family_Electric | Single Family_FALSE
Mechanical_00010707 | SITE_01930 | Storage Water Heater | Electric Resistance | 30 |  | Whirlpool | E30H6-45 100 | No | 2015 |  | 1529101815127 | No | No | Electric | 4.5 |  | kW | 0.95 |  | N/A | N/A |  | N/A | N/A | N/A | Main House | Yes | No | N/A | No |  | N/A | No | N/A |  | N/A |  | N/A | Yes | Yes | Yes | No | 2437 | 4621.3158 | Single Family | 1 | 4621.3158 | Single Family_Electric | Single Family_FALSE
Mechanical_00010708 | SITE_01939 | Storage Water Heater | Fossil Fuel Non-Condensing | 40 |  | AO Smith | Gcv 40 300 | Yes | 2013 |  | N/A | No | No | Natural Gas | 40000 |  | Btuh | 0.59 |  | N/A | N/A |  | N/A | N/A | N/A | Garage | Yes | No | N/A | No |  | N/A | Yes | Polyethylene Foam | 4 |  | 0.5 |  | Yes | Yes | Yes | No | 2446 | 4621.3158 | Single Family | 1 | 4621.3158 | Single Family_Natural Gas | Single Family_FALSE
Mechanical_00010709 | SITE_01946 | Storage Water Heater | Electric Resistance | 50 |  | Kenmore | 153.3214 | No | 2008 |  | 0808A023088 | No | No | Electric | 3.8 |  | kW | 0.95 |  | N/A | N/A |  | N/A | N/A | N/A | Basement | Yes | No | N/A | No |  | N/A | No | N/A |  | N/A |  | N/A | Yes | Yes | Yes | No | 2453 | 4621.3158 | Single Family | 1 | 4621.3158 | Single Family_Electric | Single Family_FALSE
Mechanical_00010710 | SITE_01954 | Storage Water Heater | Electric Resistance | 50 |  | General Electric | Ge50m6a | No | 2001 |  | GE 1201231303 | No | No | Electric | 4.5 |  | kW | 0.86 |  | N/A | N/A |  | N/A | N/A | N/A | Main House | Yes | No | N/A | No |  | N/A | No | N/A |  | N/A |  | N/A | No | No | No | No | 2461 | 4621.3158 | Single Family | 1 | 4621.3158 | Single Family_Electric | Single Family_FALSE
Mechanical_00010711 | SITE_01961 | Storage Water Heater | Fossil Fuel Non-Condensing | 50 |  | Rheem | Prog50-40n rh62 | No | 2016 |  | M161608422 | No | No | Natural Gas | 40000 |  | Btuh | 0.62 |  | N/A | N/A |  | N/A | N/A | N/A | Garage | Yes | No | N/A | No |  | N/A | Yes | Polyethylene Foam | 3 |  | 0.5 |  | Yes | Yes | Yes | No | 2468 | 4621.3158 | Single Family | 1 | 4621.3158 | Single Family_Natural Gas | Single Family_FALSE
Mechanical_00010044 | SITE_01046 | Storage Water Heater | Fossil Fuel Non-Condensing | 50 |  | AO Smith | FPSH 50 260 | No | 2002 |  | MF02-1749627-260 | No | No | Natural Gas | 46000 |  | Btuh |  | Unknown | N/A | N/A |  | N/A | N/A | N/A | Main House | Yes | No | N/A | No |  | N/A | No | N/A |  | N/A |  | N/A | No | No | No | No | 1562 | 2147.4231 | Single Family | 1 | 2147.4231 | Single Family_Natural Gas | Single Family_FALSE
Mechanical_00010045 | SITE_01049 | Storage Water Heater | Fossil Fuel Non-Condensing |  | Unknown | Unknown | Unknown | No |  | Unknown | Unknown | No | No | Natural Gas |  | Unknown | Btuh |  | Unknown | N/A | N/A |  | N/A | N/A | N/A | Crawlspace | Yes | No | N/A | Yes | 1.5 |  | Yes | Polyethylene Foam | 12 |  | 0.5 |  | No | Yes | No | No | 1565 | 1521.68 | Single Family | 1 | 1521.68 | Single Family_Natural Gas | Single Family_FALSE
Mechanical_00010046 | SITE_01052 | Storage Water Heater | Fossil Fuel Non-Condensing | 50 |  | Reliance | 650GORT200 | Yes | 2010 |  | N/A | No | No | Natural Gas | 35500 |  | Btuh |  | Unknown | N/A | N/A |  | N/A | N/A | N/A | Basement | Yes | No | N/A | No |  | N/A | No | N/A |  | N/A |  | N/A | No | Yes | Yes | No | 1568 | 1521.68 | Single Family | 1 | 1521.68 | Single Family_Natural Gas | Single Family_FALSE
Mechanical_00010047 | SITE_01053 | Storage Water Heater | Electric Resistance | 50 |  | Unknown | Unknown | No |  | Unknown | Unknown | No | No | Electric |  | Unknown | kW |  | Unknown | N/A | N/A |  | N/A | N/A | N/A | Basement | Yes | No | N/A | Yes | 2 |  | Yes | Other | 30 |  | 0.25 |  | No | Yes | No | No | 1569 | 2147.4231 | Single Family | 1 | 2147.4231 | Single Family_Electric | Single Family_FALSE
Mechanical_00010048 | SITE_01054 | Storage Water Heater | Electric Resistance | 66 |  | AO Smith | Etc 66 200 | No | 2004 |  | GF040040545 | No | No | Electric | 4.5 |  | kW | 0.88 |  | N/A | N/A |  | N/A | N/A | N/A | Basement | Yes | Unknown | N/A | No |  | N/A | Yes | Polyethylene Foam | 1.5 |  | 1 |  | No | No | Yes | No | 1570 | 214.04 | Multifamily Residence | 1 | 214.04 | Multifamily Residence_Electric | Multifamily Residence_FALSE
Mechanical_00010049 | SITE_01055 | Storage Water Heater | Indirect Water Heater | 36 |  | Weil-McLain | GOLD PLUS 40 | No |  | Unknown | Unknown | Yes | No | Unknown |  | Unknown | Btuh |  | Unknown | N/A | N/A |  | N/A | N/A | N/A | Basement | Yes | Yes | Floor drain | Yes | 2 |  | Yes | Polyethylene Foam | 30 |  | 0.5 |  | No | No | Yes | No | 1571 | 1521.68 | Single Family | 1 | 1521.68 | Single Family_Unknown | Single Family_FALSE
Mechanical_00010050 | SITE_01056 | Storage Water Heater | Electric Resistance |  | Unknown | Unknown | Unknown | No |  | Unknown | Unknown | No | No | Electric |  | Unknown | kW |  | Unknown | N/A | N/A |  | N/A | N/A | N/A | Basement | Yes | No | N/A | Yes | 3 |  | No | N/A |  | N/A |  | N/A | Yes | Yes | No | No | 1572 | 2480.8 | Single Family | 1 | 2480.8 | Single Family_Electric | Single Family_FALSE
Mechanical_00010051 | SITE_01059 | Storage Water Heater | Electric Resistance | 40 |  | General Electric | GE40M06AAG | Yes | 2009 |  | N/A | No | No | Electric | 4.5 |  | kW | 0.92 |  | N/A | N/A |  | N/A | N/A | N/A | Basement | Yes | No | N/A | No |  | N/A | No | N/A |  | N/A |  | N/A | No | No | No | No | 1575 | 1521.68 | Single Family | 1 | 1521.68 | Single Family_Electric | Single Family_FALSE
Mechanical_00010052 | SITE_01062 | Instantaneous Water Heater | Fossil Fuel Condensing | 0 |  | Rinnai | R75-LSi (REU-VA2528FFUD(A)-UC) | Yes | 2008 |  | N/A | No | No | Natural Gas | 180000 |  | Btuh | 0.82 |  | N/A | N/A |  | N/A | N/A | N/A | Basement | Yes | No | N/A | No |  | N/A | No | N/A |  | N/A |  | N/A | Yes | Yes | Yes | No | 1578 | 1521.68 | Single Family | 1 | 1521.68 | Single Family_Natural Gas | Single Family_FALSE
Mechanical_00010053 | SITE_01064 | Storage Water Heater | Electric Resistance | 50 |  | General Electric | GE50T06AAG | Yes | 2008 |  | N/A | No | No | Electric | 4.5 |  | kW | 0.91 |  | N/A | N/A |  | N/A | N/A | N/A | Main House | Yes | Yes | Plumbed drain | No |  | N/A | No | N/A |  | N/A |  | N/A | No | No | Yes | No | 1580 | 2147.4231 | Single Family | 1 | 2147.4231 | Single Family_Electric | Single Family_FALSE
Mechanical_00010054 | SITE_01066 | Storage Water Heater | Fossil Fuel Non-Condensing | 50 |  | Bradford White | SW250L | No | 2009 |  | FA11409648 | Yes | No | Natural Gas | 157000 |  | Btuh |  | Unknown | N/A | N/A |  | N/A | N/A | N/A | Garage | Yes | No | N/A | No |  | N/A | No | N/A |  | N/A |  | N/A | No | No | Yes | No | 1582 | 1521.68 | Single Family | 1 | 1521.68 | Single Family_Natural Gas | Single Family_FALSE
Mechanical_00010055 | SITE_01068 | Storage Water Heater | Electric Resistance | 50 |  | Whirlpool | E1f50rd045v | No | 2010 |  | 1025T430995 | No | No | Electric | 4.5 |  | kW | 0.9 |  | N/A | N/A |  | N/A | N/A | N/A | Main House | Yes | No | N/A | No |  | N/A | No | N/A |  | N/A |  | N/A | Yes | Yes | Yes | No | 1584 | 3706.5714 | Single Family | 1 | 3706.5714 | Single Family_Electric | Single Family_FALSE
Mechanical_00010056 | SITE_01069 | Instantaneous Water Heater | Fossil Fuel Non-Condensing | 0 |  | Rinnai | R53Di-0(REU-V2520FFUD-US) | Yes | 2005 |  | N/A | No | No | Natural Gas | 18000 |  | Btuh |  | Unknown | N/A | N/A |  | N/A | N/A | N/A | Main House | Yes | No | N/A | No |  | N/A | No | N/A |  | N/A |  | N/A | No | No | Yes | No | 1585 | 331.65 | Manufactured | 1 | 331.65 | Manufactured_Natural Gas | Manufactured_FALSE
Mechanical_00010057 | SITE_01364 | Storage Water Heater | Electric Resistance | 30 |  | Rheem | Unknown | Yes | 2014 |  | N/A | No | No | Electric |  | Unknown | kW |  | Unknown | N/A | N/A |  | N/A | N/A | N/A | Unknown | Yes | Unknown | N/A | Unknown |  | N/A | Unknown | N/A |  | N/A |  | N/A | No | Yes | Yes | No | 1879 | 1745.15 | Manufactured | 1 | 1745.15 | Manufactured_Electric | Manufactured_FALSE
Mechanical_00010058 | BLDG_00383 | Storage Water Heater | Electric Resistance | 50 |  | American Water Heaters | E53-50h-045d | No | 1997 |  | 9750358715 | No | No | Electric | 4.5 |  | kW |  | Unknown | N/A | N/A |  | N/A | N/A | N/A | Basement | N/A | No | N/A | No |  | N/A | No | N/A |  | N/A |  | N/A | N/A | N/A | N/A | No | 372 | 239.56 | Multifamily Building | 3 | 79.8533 | Multifamily Building_Electric | Multifamily Building_FALSE
Mechanical_00010059 | BLDG_00383 | Storage Water Heater | Electric Resistance | 50 |  | Bradford White | Mii50s6ds21 | No | 1998 |  | SM385398 | No | No | Electric | 4.5 |  | kW | 0.91 |  | N/A | N/A |  | N/A | N/A | N/A | Basement | N/A | No | N/A | No |  | N/A | No | N/A |  | N/A |  | N/A | N/A | N/A | N/A | No | 372 | 239.56 | Multifamily Building | 3 | 79.8533 | Multifamily Building_Electric | Multifamily Building_FALSE
Mechanical_00010060 | BLDG_00383 | Storage Water Heater | Electric Resistance | 50 |  | Bradford White | Mii50s6ds19 | No | 1998 |  | SA0802638 | No | No | Electric | 3.5 |  | kW |  | Unknown | N/A | N/A |  | N/A | N/A | N/A | Basement | N/A | No | N/A | No |  | N/A | No | N/A |  | N/A |  | N/A | N/A | N/A | N/A | No | 372 | 239.56 | Multifamily Building | 3 | 79.8533 | Multifamily Building_Electric | Multifamily Building_FALSE
Mechanical_00010061 | SITE_01366 | Storage Water Heater | Fossil Fuel Condensing | 40 |  | Bradford White | Mi40t6fbn7 | No | 2005 |  | BJ6663918 | No | No | Natural Gas | 40000 |  | Btuh | 0.59 |  | N/A | N/A |  | N/A | N/A | N/A | Main House | Yes | Unknown | N/A | No |  | N/A | No | N/A |  | N/A |  | N/A | No | Unknown | Yes | No | 1881 | 4053.65 | Multifamily Residence | 1 | 4053.65 | Multifamily Residence_Natural Gas | Multifamily Residence_FALSE
Mechanical_00010062 | SITE_01367 | Storage Water Heater | Electric Resistance | 50 |  | Rheem | 82mv52-2 | No | 2007 |  | RH 0607R08615 | No | No | Electric | 4.5 |  | kW | 0.9 |  | N/A | N/A |  | N/A | N/A | N/A | Garage | Yes | No | N/A | No |  | N/A | No | N/A |  | N/A |  | N/A | Yes | Yes | Yes | No | 1882 | 751.56 | Multifamily Residence | 1 | 751.56 | Multifamily Residence_Electric | Multifamily Residence_FALSE
Mechanical_00010063 | SITE_01369 | Storage Water Heater | Electric Resistance | 50 |  | General Electric | Ge50m6a | No | 2000 |  | 100402599 | No | No | Electric | 4.5 |  | kW | 0.9 |  | N/A | N/A |  | N/A | N/A | N/A | Main House | Yes | No | N/A | No |  | N/A | No | N/A |  | N/A |  | N/A | No | No | No | No | 1884 | 751.56 | Multifamily Residence | 1 | 751.56 | Multifamily Residence_Electric | Multifamily Residence_FALSE
Mechanical_00010064 | SITE_01370 | Storage Water Heater | Fossil Fuel Non-Condensing | 40 |  | American Appliance | FG6140T403N0 | No | 2005 |  | 515108871 | No | No | Natural Gas | 40000 |  | Btuh | 0.59 |  | N/A | N/A |  | N/A | N/A | N/A | Unknown | Yes | No | N/A | No |  | N/A | No | N/A |  | N/A |  | N/A | No | No | Yes | No | 1885 | 4053.65 | Multifamily Residence | 1 | 4053.65 | Multifamily Residence_Natural Gas | Multifamily Residence_FALSE
Mechanical_00010065 | SITE_01371 | Storage Water Heater | Electric Resistance | 38 |  | Rheem | 82sv40-2 | Yes | 2005 |  | N/A | Unknown | No | Electric | 3.8 |  | kW | 0.92 |  | N/A | N/A |  | N/A | N/A | N/A | Main House | Yes | No | N/A | No |  | N/A | No | N/A |  | N/A |  | N/A | No | Yes | No | No | 1886 | 4053.65 | Multifamily Residence | 1 | 4053.65 | Multifamily Residence_Electric | Multifamily Residence_FALSE
Mechanical_00010066 | SITE_01372 | Storage Water Heater | Fossil Fuel Non-Condensing | 100 |  | American Standard | D100t-199 as | No | 2009 |  | L09-4543 | No | No | Natural Gas | 199000 |  | Btuh |  | Unknown | N/A | N/A |  | N/A | N/A | N/A | Basement | Yes | Yes | Floor drain | No |  | N/A | No | N/A |  | N/A |  | N/A | No | Yes | Yes | No | 1887 | 4053.65 | Multifamily Residence | 2 | 2026.825 | Multifamily Residence_Natural Gas | Multifamily Residence_FALSE
Mechanical_00010067 | SITE_01372 | Storage Water Heater | Fossil Fuel Non-Condensing | 100 |  | Reliance | D100199net 118 | Yes | 2013 |  | N/A | No | No | Natural Gas | 199000 |  | Btuh |  | Unknown | N/A | N/A |  | N/A | N/A | N/A | Basement | Yes | No | N/A | No |  | N/A | No | N/A |  | N/A |  | N/A | No | Yes | Yes | No | 1887 | 4053.65 | Multifamily Residence | 2 | 2026.825 | Multifamily Residence_Natural Gas | Multifamily Residence_FALSE
Mechanical_00010068 | SITE_01374 | Storage Water Heater | Electric Resistance | 40 |  | Reliance | 640D0RT | No | 2007 |  | K07A054946 | No | No | Electric | 4.5 |  | kW | 0.92 |  | N/A | N/A |  | N/A | N/A | N/A | Main House | Yes | No | N/A | No |  | N/A | No | N/A |  | N/A |  | N/A | No | No | Yes | No | 1889 | 4053.65 | Multifamily Residence | 1 | 4053.65 | Multifamily Residence_Electric | Multifamily Residence_FALSE
Mechanical_00010069 | SITE_01375 | Storage Water Heater | Electric Resistance | 50 |  | Bradford White | M250s6ds-1ncww | No | 2007 |  | DJ9630824 | No | No | Electric | 4.5 |  | kW | 0.92 |  | N/A | N/A |  | N/A | N/A | N/A | Main House | Yes | No | N/A | No |  | N/A | No | N/A |  | N/A |  | N/A | Yes | No | Yes | No | 1890 | 751.56 | Multifamily Residence | 1 | 751.56 | Multifamily Residence_Electric | Multifamily Residence_FALSE
Mechanical_00010070 | BLDG_00393 | Storage Water Heater | Electric Resistance | 50 |  | Rheem | 82v52-2 | Yes | 2010 |  | N/A | No | No | Electric | 4.5 |  | kW | 0.91 |  | N/A | N/A |  | N/A | N/A | N/A | Main House | N/A | No | N/A | No |  | N/A | No | N/A |  | N/A |  | N/A | N/A | N/A | N/A | No | 382 | 47.3 | Multifamily Building | 1 | 47.3 | Multifamily Building_Electric | Multifamily Building_FALSE
Mechanical_00010071 | BLDG_00394 | Storage Water Heater | Electric Resistance | 67 |  | Rheem | 82v52-2 | No | 2012 |  | RH M171204212 | No | No | Electric | 4.5 |  | kW | 0.91 |  | N/A | N/A |  | N/A | N/A | N/A | Main House | N/A | Unknown | N/A | Unknown |  | N/A | Unknown | N/A |  | N/A |  | N/A | N/A | N/A | N/A | Unknown | 383 | 47.3 | Multifamily Building | 1 | 47.3 | Multifamily Building_Electric | Multifamily Building_FALSE
Mechanical_00010072 | SITE_01377 | Storage Water Heater | Electric Resistance | 50 |  | AO Smith | Ect 52 210 | No | 2013 |  | 1321J009892 | No | No | Electric | 4.5 |  | kW | 0.91 |  | N/A | N/A |  | N/A | N/A | N/A | Main House | Yes | No | N/A | No |  | N/A | No | N/A |  | N/A |  | N/A | No | No | Yes | No | 1892 | 4053.65 | Multifamily Residence | 1 | 4053.65 | Multifamily Residence_Electric | Multifamily Residence_FALSE
Mechanical_00011089 | SITE_00774 | Storage Water Heater | Electric Resistance | 40 |  | General Electric | GE40M06AAG | Yes | 2006 |  | N/A | No | No | Electric | 4.5 |  | kW | 0.92 |  | N/A | N/A |  | N/A | N/A | N/A | Main House | Yes | Unknown | N/A | No |  | N/A | No | N/A |  | N/A |  | N/A | No | No | No | No | 1293 | 1628.92 | Manufactured | 1 | 1628.92 | Manufactured_Electric | Manufactured_FALSE
Mechanical_00011090 | SITE_00696 | Storage Water Heater | Fossil Fuel Non-Condensing | 40 |  | Whirlpool | BFG2F40T3NOV | No | 2010 |  | 1023T413363 | No | No | Natural Gas | 40000 |  | Btuh | 0.63 |  | N/A | N/A |  | N/A | N/A | N/A | Basement | Yes | No | N/A | No |  | N/A | No | N/A |  | N/A |  | N/A | No | No | Yes | No | 1215 | 9106.6154 | Single Family | 1 | 9106.6154 | Single Family_Natural Gas | Single Family_FALSE
Mechanical_00011091 | SITE_00713 | Storage Water Heater | Fossil Fuel Non-Condensing | 50 |  | American Water Heaters | BFG6150T403N0 | No | 2007 |  | 717113984 | No | No | Natural Gas | 40000 |  | Btuh | 0.58 |  | N/A | N/A |  | N/A | N/A | N/A | Garage | Yes | No | N/A | No |  | N/A | No | N/A |  | N/A |  | N/A | Yes | Yes | Yes | No | 1232 | 2639.8857 | Single Family | 1 | 2639.8857 | Single Family_Natural Gas | Single Family_FALSE
Mechanical_00011092 | SITE_00660 | Storage Water Heater | Electric Resistance | 50 |  | Rheem | E50 2 rh95 | Yes | 2015 |  | N/A | No | No | Electric | 4.5 |  | kW | 0.95 |  | N/A | N/A |  | N/A | N/A | N/A | Main House | Yes | Yes | Plumbed drain | No |  | N/A | No | N/A |  | N/A |  | N/A | No | No | No | No | 1179 | 1628.92 | Manufactured | 1 | 1628.92 | Manufactured_Electric | Manufactured_FALSE
Mechanical_00011093 | SITE_00742 | Storage Water Heater | Electric Resistance | 40 |  | Rheem | PROG40S-36N RH59 | Yes | 2013 |  | N/A | No | No | Natural Gas | 36000 |  | Btuh | 0.59 |  | N/A | N/A |  | N/A | N/A | N/A | Crawlspace | Yes | No | N/A | No |  | N/A | No | N/A |  | N/A |  | N/A | No | Yes | No | No | 1261 | 9106.6154 | Single Family | 1 | 9106.6154 | Single Family_Natural Gas | Single Family_FALSE
Mechanical_00011094 | SITE_00648 | Storage Water Heater | Electric Resistance | 40 |  | Unknown | Unknown | No |  | Unknown | Unknown | No | No | Electric |  | Unknown | kW |  | Unknown | N/A | N/A |  | N/A | N/A | N/A | Exterior | Yes | No | N/A | Yes | 2 |  | No | N/A |  | N/A |  | N/A | Yes | No | No | No | 1167 | 1628.92 | Manufactured | 1 | 1628.92 | Manufactured_Electric | Manufactured_FALSE
Mechanical_00011095 | SITE_00720 | Storage Water Heater | Fossil Fuel Condensing | 50 |  | Ruud | Ph2r50-40f | Yes | 2008 |  | N/A | No | No | Natural Gas | 40000 |  | Btuh | 0.62 |  | N/A | N/A |  | N/A | N/A | N/A | Garage | Yes | No | N/A | No |  | N/A | No | N/A |  | N/A |  | N/A | Yes | Yes | Yes | No | 1239 | 2639.8857 | Single Family | 1 | 2639.8857 | Single Family_Natural Gas | Single Family_FALSE
Mechanical_00011096 | SITE_00663 | Storage Water Heater | Electric Resistance |  | Unknown | Unknown | Unknown | No |  | Unknown | Unknown | No | No | Electric |  | Unknown | kW |  | Unknown | N/A | N/A |  | N/A | N/A | N/A | Exterior | Yes | No | N/A | Yes | 2 |  | No | N/A |  | N/A |  | N/A | Yes | No | Yes | No | 1182 | 1628.92 | Manufactured | 1 | 1628.92 | Manufactured_Electric | Manufactured_FALSE
Mechanical_00011097 | SITE_00777 | Storage Water Heater | Electric Resistance | 50 |  | Rheem | Xe50t06he45u0 | No | 2015 |  | M051518765 | No | No | Electric | 4.5 |  | kW | 0.95 |  | N/A | N/A |  | N/A | N/A | N/A | Garage | Yes | No | N/A | No |  | N/A | No | N/A |  | N/A |  | N/A | Yes | Yes | Yes | No | 1296 | 7147.4444 | Single Family | 1 | 7147.4444 | Single Family_Electric | Single Family_FALSE
Mechanical_00011098 | SITE_00735 | Storage Water Heater | Electric Resistance | 50 |  | Ruud | Pe52-2 c | No | 2001 |  | 1101234044 | No | No | Electric | 4.5 |  | kW | 0.91 |  | N/A | N/A |  | N/A | N/A | N/A | Other | Yes | No | N/A | No |  | N/A | No | N/A |  | N/A |  | N/A | Yes | No | No | No | 1254 | 7147.4444 | Single Family | 1 | 7147.4444 | Single Family_Electric | Single Family_FALSE
Mechanical_00011099 | SITE_00746 | Storage Water Heater | Fossil Fuel Non-Condensing |  | Unknown | Unknown | Unknown | No |  | Unknown | Unknown | No | No | Natural Gas |  | Unknown | Btuh |  | Unknown | N/A | N/A |  | N/A | N/A | N/A | Main House | Yes | Unknown | N/A | Yes | 0.25 |  | No | N/A |  | N/A |  | N/A | No | Yes | No | No | 1265 | 9106.6154 | Single Family | 1 | 9106.6154 | Single Family_Natural Gas | Single Family_FALSE
Mechanical_00011100 | SITE_00652 | Storage Water Heater | Electric Resistance | 30 |  | Whirlpool | Me30h6-s45 100 | No | 2015 |  | 1555102215384 | No | No | Electric | 4.5 |  | kW | 0.95 |  | N/A | N/A |  | N/A | N/A | N/A | Main House | Yes | Yes | Plumbed drain | No |  | N/A | No | N/A |  | N/A |  | N/A | No | No | No | No | 1171 | 1628.92 | Manufactured | 1 | 1628.92 | Manufactured_Electric | Manufactured_FALSE
Mechanical_00011101 | SITE_00671 | Storage Water Heater | Electric Resistance | 82 |  | ABCO | Unknown | No |  | Unknown | 75045 | No | No | Electric | 4.5 |  | kW |  | Unknown | N/A | N/A |  | N/A | N/A | N/A | Main House | Yes | No | N/A | No |  | N/A | Yes | Other | 10 |  | 1 |  | No | No | No | No | 1190 | 7147.4444 | Single Family | 1 | 7147.4444 | Single Family_Electric | Single Family_FALSE
Mechanical_00011102 | SITE_00670 | Storage Water Heater | Electric Resistance | 50 |  | American Appliance | E52-50h-045d | Yes | 1998 |  | N/A | No | No | Electric | 4.5 |  | kW |  | Unknown | N/A | N/A |  | N/A | N/A | N/A | Main House | Yes | No | N/A | No |  | N/A | No | N/A |  | N/A |  | N/A | Yes | No | No | No | 1189 | 1819.67 | Multifamily Residence | 1 | 1819.67 | Multifamily Residence_Electric | Multifamily Residence_FALSE
Mechanical_00011103 | SITE_00778 | Storage Water Heater | Electric Resistance | 50 |  | Hotpoint | He50m01sag | Yes | 2007 |  | N/A | No | No | Electric | 4.5 |  | kW | 0.9 |  | N/A | N/A |  | N/A | N/A | N/A | Main House | Yes | Unknown | N/A | No |  | N/A | No | N/A |  | N/A |  | N/A | No | No | No | No | 1297 | 7147.4444 | Single Family | 1 | 7147.4444 | Single Family_Electric | Single Family_FALSE
Mechanical_00011104 | SITE_00664 | Storage Water Heater | Electric Resistance | 40 |  | Whirlpool | E2f40rd045v | No | 2012 |  | 1233T470528 | No | No | Electric | 4.5 |  | kW | 0.92 |  | N/A | N/A |  | N/A | N/A | N/A | Main House | Yes | Yes | Plumbed drain | No |  | N/A | Yes | Polyethylene Foam | 5 |  | 0.5 |  | No | No | No | No | 1183 | 1628.92 | Manufactured | 1 | 1628.92 | Manufactured_Electric | Manufactured_FALSE
Mechanical_00011105 | SITE_00736 | Storage Water Heater | Electric Resistance | 50 |  | AO Smith | Ect 52 200 | No | 2005 |  | F05J001305 | No | No | Electric | 4.5 |  | kW | 0.91 |  | N/A | N/A |  | N/A | N/A | N/A | Garage | Yes | Yes | Plumbed drain | No |  | N/A | Yes | Rubber | 7 |  | 1 |  | Yes | Yes | No | No | 1255 | 7147.4444 | Single Family | 2 | 3573.7222 | Single Family_Electric | Single Family_FALSE
Mechanical_00011106 | SITE_00736 | Storage Water Heater | Electric Resistance | 50 |  | AO Smith | Ect 52 200 | No | 2005 |  | F05J001305 | No | No | Electric | 4.5 |  | kW | 0.91 |  | N/A | N/A |  | N/A | N/A | N/A | Garage | Yes | Yes | Plumbed drain | No |  | N/A | Yes | Rubber |  | Unknown |  | Unknown | Yes | Yes | No | No | 1255 | 7147.4444 | Single Family | 2 | 3573.7222 | Single Family_Electric | Single Family_FALSE
Mechanical_00011107 | SITE_00743 | Storage Water Heater | Unknown |  | Unknown | Unknown | Unknown | No |  | Unknown | Unknown | No | No | Unknown |  | Unknown | Btuh |  | Unknown | N/A | N/A |  | N/A | N/A | N/A | Main House | Yes | Unknown | N/A | Unknown |  | N/A | Unknown | N/A |  | N/A |  | N/A | No | No | Unknown | No | 1262 | 687.85 | Multifamily Residence | 1 | 687.85 | Multifamily Residence_Unknown | Multifamily Residence_FALSE
Mechanical_00011108 | SITE_00450 | Storage Water Heater | Electric Resistance | 50 |  | AO Smith | Ees 52 913 | No | 1994 |  | GF94-1897870-913 | No | No | Electric | 4.5 |  | kW | 0.87 |  | N/A | N/A |  | N/A | N/A | N/A | Main House | Yes | No | N/A | No |  | N/A | No | N/A |  | N/A |  | N/A | N/A | No | No | No | 970 | 1819.67 | Multifamily Residence | 1 | 1819.67 | Multifamily Residence_Electric | Multifamily Residence_FALSE
Mechanical_00011109 | SITE_00690 | Storage Water Heater | Electric Resistance | 50 |  | Ruud | Pe52-2 c | No | 2000 |  | RU 1100612527 | No | No | Electric | 4.5 |  | kW | 0.91 |  | N/A | N/A |  | N/A | N/A | N/A | Main House | Yes | No | N/A | No |  | N/A | No | N/A |  | N/A |  | N/A | N/A | No | No | No | 1209 | 687.85 | Multifamily Residence | 1 | 687.85 | Multifamily Residence_Electric | Multifamily Residence_FALSE
Mechanical_00011110 | SITE_00676 | Storage Water Heater | Electric Resistance | 50 |  | Rheem | 82v52-2 | Yes | 2006 |  | N/A | No | No | Electric | 4.5 |  | kW | 0.91 |  | N/A | N/A |  | N/A | N/A | N/A | Main House | Yes | No | N/A | No |  | N/A | No | N/A |  | N/A |  | N/A | N/A | No | No | No | 1195 | 1819.67 | Multifamily Residence | 1 | 1819.67 | Multifamily Residence_Electric | Multifamily Residence_FALSE
Mechanical_00011111 | SITE_00770 | Storage Water Heater | Fossil Fuel Non-Condensing | 40 |  | Rheem | Rhgpro40-40 | No | 2003 |  | RHNG0300116469 | No | No | Natural Gas | 40000 |  | Btuh | 0.62 |  | N/A | N/A |  | N/A | N/A | N/A | Main House | Yes | No | N/A | No |  | N/A | No | N/A |  | N/A |  | N/A | No | No | No | No | 1289 | 2880.3393 | Single Family | 1 | 2880.3393 | Single Family_Natural Gas | Single Family_FALSE
Mechanical_00011112 | SITE_00649 | Storage Water Heater | Electric Resistance |  | Unknown | Kenmore | Unknown | No |  | Unknown | Unknown | No | No | Electric |  | Unknown | kW |  | Unknown | N/A | N/A |  | N/A | N/A | N/A | Main House | No | No | N/A | No |  | N/A | Yes | Polyethylene Foam | 8 |  | 1 |  | No | No | No | No | 1168 | 1824.63 | Manufactured | 1 | 1824.63 | Manufactured_Electric | Manufactured_FALSE
Mechanical_00011113 | BLDG_00176 | Storage Water Heater | Fossil Fuel Non-Condensing | 50 |  | AO Smith | FSG 50 248 | No | 2002 |  | GB02-0464802-248 | No | No | Natural Gas | 40000 |  | Btuh | 0.55 |  | N/A | N/A |  | N/A | N/A | N/A | Basement | N/A | No | N/A | No |  | N/A | No | N/A |  | N/A |  | N/A | N/A | N/A | N/A | No | 171 | 113.47 | Multifamily Building | 2 | 56.735 | Multifamily Building_Natural Gas | Multifamily Building_FALSE
Mechanical_00011114 | BLDG_00176 | Storage Water Heater | Fossil Fuel Non-Condensing | 50 |  | Richmond | 5V50-2 | No | 1996 |  | RCN 0196109521 | No | No | Natural Gas | 36000 |  | Btuh |  | Unknown | N/A | N/A |  | N/A | N/A | N/A | Basement | N/A | No | N/A | No |  | N/A | No | N/A |  | N/A |  | N/A | N/A | N/A | N/A | No | 171 | 113.47 | Multifamily Building | 2 | 56.735 | Multifamily Building_Natural Gas | Multifamily Building_FALSE
Mechanical_00011115 | SITE_00680 | Storage Water Heater | Electric Resistance | 40 |  | US Craftmaster | E1F40RD045V | No | 2000 |  | 8132219 | No | No | Electric | 4.5 |  | kW |  | Unknown | N/A | N/A |  | N/A | N/A | N/A | Basement | Yes | Yes | Floor drain | No |  | N/A | No | N/A |  | N/A |  | N/A | No | Yes | No | No | 1199 | 2880.3393 | Single Family | 1 | 2880.3393 | Single Family_Electric | Single Family_FALSE
Mechanical_00011116 | SITE_00504 | Storage Water Heater | Fossil Fuel Non-Condensing | 50 |  | American Water Heaters | BFG6150T403NO | No | 2007 |  | 715125715 | No | No | Natural Gas | 40000 |  | Btuh | 0.58 |  | N/A | N/A |  | N/A | N/A | N/A | Basement | Yes | Yes | Plumbed drain | No |  | N/A | No | N/A |  | N/A |  | N/A | No | Yes | Yes | No | 1024 | 2880.3393 | Single Family | 1 | 2880.3393 | Single Family_Natural Gas | Single Family_FALSE
Mechanical_00011117 | SITE_00502 | Storage Water Heater | Electric Resistance | 40 |  | General Electric | GE40M06AAG | Yes | 2011 |  | N/A | No | No | Electric | 4.5 |  | kW | 0.92 |  | N/A | N/A |  | N/A | N/A | N/A | Main House | Yes | No | N/A | No |  | N/A | No | N/A |  | N/A |  | N/A | No | No | Yes | No | 1022 | 1824.63 | Manufactured | 1 | 1824.63 | Manufactured_Electric | Manufactured_FALSE
Mechanical_00010480 | SITE_02053 | Storage Water Heater | Fossil Fuel Non-Condensing | 50 |  | Rheem | 42vr50-40f | Yes | 2010 |  | N/A | No | No | Natural Gas | 40000 |  | Btuh | 0.62 |  | N/A | N/A |  | N/A | N/A | N/A | Main House | Yes | No | N/A | No |  | N/A | Yes | Polyethylene Foam | 16 |  | 1 |  | No | Yes | Yes | No | 2560 | 14922.6667 | Single Family | 1 | 14922.6667 | Single Family_Natural Gas | Single Family_FALSE
Mechanical_00010481 | SITE_01899 | Storage Water Heater | Fossil Fuel Non-Condensing | 50 |  | Rheem | 42vr50-40f | Yes | 2008 |  | N/A | No | No | Natural Gas | 40000 |  | Btuh | 0.62 |  | N/A | N/A |  | N/A | N/A | N/A | Main House | Yes | Unknown | N/A | No |  | N/A | No | N/A |  | N/A |  | N/A | Yes | No | Yes | No | 2406 | 14922.6667 | Single Family | 1 | 14922.6667 | Single Family_Natural Gas | Single Family_FALSE
Mechanical_00010482 | SITE_01193 | Storage Water Heater | Fossil Fuel Non-Condensing | 50 |  | Rheem | 42VR50-40F | Yes | 2011 |  | N/A | No | No | Natural Gas | 40000 |  | Btuh | 0.62 |  | N/A | N/A |  | N/A | N/A | N/A | Garage | Yes | No | N/A | No |  | N/A | No | N/A |  | N/A |  | N/A | Yes | Yes | Yes | No | 1708 | 14922.6667 | Single Family | 1 | 14922.6667 | Single Family_Natural Gas | Single Family_FALSE
Mechanical_00010483 | SITE_01725 | Storage Water Heater | Electric Resistance | 40 |  | Rheem | 72-40-2 | No | 2004 |  | RH 1204R23545 | No | No | Electric | 4.5 |  | kW | 0.93 |  | N/A | N/A |  | N/A | N/A | N/A | Main House | Yes | Unknown | N/A | No |  | N/A | Yes | Polyethylene Foam | 7 |  | 0.5 |  | No | No | No | No | 2233 | 1982.27 | Manufactured | 1 | 1982.27 | Manufactured_Electric | Manufactured_FALSE
Mechanical_00010484 | SITE_01661 | Storage Water Heater | Electric Resistance | 80 |  | Rheem | 81gx80d | No | 1993 |  | R DD 1093C05030 | No | No | Electric | 4 |  | kW |  | Unknown | N/A | N/A |  | N/A | N/A | N/A | Basement | Yes | No | N/A | No |  | N/A | Yes | Polyethylene Foam | 80 |  | 0.5 |  | Yes | Yes | No | No | 2169 | 257.4775 | Single Family | 1 | 257.4775 | Single Family_Electric | Single Family_FALSE
Mechanical_00010485 | SITE_01729 | Storage Water Heater | Electric Resistance | 50 |  | Rheem | 81MV52D | No | 1990 |  | R 0490B38122 | No | No | Electric | 4.5 |  | kW |  | Unknown | N/A | N/A |  | N/A | N/A | N/A | Main House | Yes | Unknown | N/A | No |  | N/A | No | N/A |  | N/A |  | N/A | Yes | No | Yes | No | 2237 | 2002.11 | Multifamily Residence | 1 | 2002.11 | Multifamily Residence_Electric | Multifamily Residence_FALSE
Mechanical_00010486 | SITE_01730 | Storage Water Heater | Electric Resistance | 50 |  | Rheem | 81mv52d b | No | 1996 |  | R 1196C04839 | No | No | Electric | 4.5 |  | kW |  | Unknown | N/A | N/A |  | N/A | N/A | N/A | Main House | Yes | Yes | Floor drain | No |  | N/A | No | N/A |  | N/A |  | N/A | N/A | No | No | No | 2238 | 2000.27 | Multifamily Residence | 1 | 2000.27 | Multifamily Residence_Electric | Multifamily Residence_FALSE
Mechanical_00010487 | SITE_01816 | Storage Water Heater | Electric Resistance | 50 |  | Rheem | 81MVR52DA | No | 1995 |  | 0695C08171 | No | No | Electric | 4 |  | kW |  | Unknown | N/A | N/A |  | N/A | N/A | N/A | Main House | N/A | No | N/A | No |  | N/A | No | N/A |  | N/A |  | N/A | No | No | No | No | 2324 | 2002.39 | Multifamily Residence | 1 | 2002.39 | Multifamily Residence_Electric | Multifamily Residence_FALSE
Mechanical_00010488 | SITE_01552 | Storage Water Heater | Electric Resistance | 50 |  | Rheem | 81MXR52D C | No | 1996 |  | R 0996C00590 | No | No | Electric | 4 |  | kW |  | Unknown | N/A | N/A |  | N/A | N/A | N/A | Crawlspace | Yes | No | N/A | No |  | N/A | No | N/A |  | N/A |  | N/A | Yes | Yes | Yes | No | 2061 | 653.4162 | Single Family | 1 | 653.4162 | Single Family_Electric | Single Family_FALSE
Mechanical_00010489 | SITE_01818 | Storage Water Heater | Electric Resistance | 50 |  | Rheem | 81mxr52dt | No | 1993 |  | 0893C13092 | No | No | Electric | 4 |  | kW |  | Unknown | N/A | N/A |  | N/A | N/A | N/A | Crawlspace | Yes | No | N/A | No |  | N/A | Yes | Polyethylene Foam | 20 |  | 0.5 |  | Yes | Yes | No | No | 2326 | 10381.2619 | Single Family | 1 | 10381.2619 | Single Family_Electric | Single Family_FALSE
Mechanical_00010490 | SITE_01710 | Storage Water Heater | Electric Resistance | 40 |  | Rheem | 81V40D D | No | 2000 |  | RH 1100612903 | No | No | Electric | 4.5 |  | kW | 0.88 |  | N/A | N/A |  | N/A | N/A | N/A | Main House | Yes | No | N/A | No |  | N/A | No | N/A |  | N/A |  | N/A | No | No | Yes | No | 2218 | 2002.39 | Multifamily Residence | 1 | 2002.39 | Multifamily Residence_Electric | Multifamily Residence_FALSE
Mechanical_00010491 | SITE_01912 | Storage Water Heater | Electric Resistance | 50 |  | Rheem | 81v520 | No | 1991 |  | R 0191B24846 | No | No | Electric | 4.5 |  | kW | 0.91 |  | N/A | N/A |  | N/A | N/A | N/A | Main House | Yes | Unknown | N/A | Yes | 1.5 |  | No | N/A |  | N/A |  | N/A | No | No | No | No | 2419 | 10381.2619 | Single Family | 1 | 10381.2619 | Single Family_Electric | Single Family_FALSE
Mechanical_00010492 | SITE_01571 | Storage Water Heater | Electric Resistance | 50 |  | Rheem | 81v52d c | No | 1997 |  | R 0397B10072 | No | No | Electric | 4 |  | kW | 0.91 |  | N/A | N/A |  | N/A | N/A | N/A | Main House | Yes | No | N/A | No |  | N/A | No | N/A |  | N/A |  | N/A | N/A | Yes | No | No | 2080 | 653.4162 | Single Family | 1 | 653.4162 | Single Family_Electric | Single Family_FALSE
Mechanical_00010493 | SITE_01645 | Storage Water Heater | Electric Resistance | 50 |  | Rheem | 81v52d c | Yes | 2003 |  | N/A | No | No | Electric | 4.5 |  | kW | 0.91 |  | N/A | N/A |  | N/A | N/A | N/A | Basement | No | No | N/A | No |  | N/A | No | N/A |  | N/A |  | N/A | No | Yes | Yes | No | 2154 | 257.4775 | Single Family | 2 | 128.7387 | Single Family_Electric | Single Family_FALSE
Mechanical_00010494 | SITE_00806 | Storage Water Heater | Electric Resistance | 50 |  | Rheem | 81V52D C | Yes | 2003 |  | N/A | No | No | Electric | 4.5 |  | kW | 0.91 |  | N/A | N/A |  | N/A | N/A | N/A | Main House | Yes | Unknown | N/A | No |  | N/A | No | N/A |  | N/A |  | N/A | No | No | Yes | No | 1325 | 14922.6667 | Single Family | 1 | 14922.6667 | Single Family_Electric | Single Family_FALSE
Mechanical_00010495 | SITE_01579 | Storage Water Heater | Electric Resistance | 65 |  | Rheem | 81X-66D | No | 1984 |  | R 0984C01086 | No | No | Electric | 4 |  | kW |  | Unknown | N/A | N/A |  | N/A | N/A | N/A | Basement | Yes | No | N/A | No |  | N/A | No | N/A |  | N/A |  | N/A | No | Yes | Yes | No | 2088 | 653.4162 | Single Family | 1 | 653.4162 | Single Family_Electric | Single Family_FALSE
Mechanical_00010496 | SITE_01759 | Storage Water Heater | Electric Resistance | 50 |  | Rheem | 82MV52-2 | Yes | 2009 |  | N/A | No | No | Electric | 4.5 |  | kW | 0.9 |  | N/A | N/A |  | N/A | N/A | N/A | Main House | Yes | No | N/A | No |  | N/A | No | N/A |  | N/A |  | N/A | Yes | No | Yes | No | 2267 | 2000.27 | Multifamily Residence | 1 | 2000.27 | Multifamily Residence_Electric | Multifamily Residence_FALSE
Mechanical_00010497 | SITE_01747 | Storage Water Heater | Electric Resistance | 50 |  | Rheem | 82mv52-2 | Yes | 2011 |  | N/A | No | No | Electric | 4.5 |  | kW | 0.9 |  | Yes | Closet | 5 |  | None of the above | N/A | Main House | Yes | No | N/A | No |  | N/A | No | N/A |  | N/A |  | N/A | No | No | No | No | 2255 | 2002.39 | Multifamily Residence | 1 | 2002.39 | Multifamily Residence_Electric | Multifamily Residence_TRUE
Mechanical_00010498 | SITE_01728 | Storage Water Heater | Electric Resistance | 50 |  | Rheem | 82MV52-2 | Yes | 2008 |  | N/A | No | No | Electric | 4.5 |  | kW | 0.9 |  | N/A | N/A |  | N/A | N/A | N/A | Main House | Yes | No | N/A | No |  | N/A | No | N/A |  | N/A |  | N/A | No | No | Yes | No | 2236 | 2000.27 | Multifamily Residence | 1 | 2000.27 | Multifamily Residence_Electric | Multifamily Residence_FALSE
Mechanical_00010499 | SITE_01757 | Storage Water Heater | Electric Resistance | 50 |  | Rheem | 82MV52-2 | Yes | 2010 |  | N/A | No | No | Electric | 4.5 |  | kW | 0.9 |  | N/A | N/A |  | N/A | N/A | N/A | Main House | Yes | Yes | Plumbed drain | No |  | N/A | No | N/A |  | N/A |  | N/A | Yes | No | No | No | 2265 | 2000.27 | Multifamily Residence | 1 | 2000.27 | Multifamily Residence_Electric | Multifamily Residence_FALSE
Mechanical_00010500 | SITE_01716 | Storage Water Heater | Electric Resistance | 50 |  | Rheem | 82MV52-2 | Yes | 2005 |  | N/A | No | No | Electric | 4.5 |  | kW | 0.9 |  | N/A | N/A |  | N/A | N/A | N/A | Main House | Yes | Yes | Plumbed drain | No |  | N/A | No | N/A |  | N/A |  | N/A | No | No | No | No | 2224 | 2002.39 | Multifamily Residence | 1 | 2002.39 | Multifamily Residence_Electric | Multifamily Residence_FALSE
Mechanical_00010501 | SITE_01548 | Storage Water Heater | Electric Resistance | 50 |  | Rheem | 82MV52-2 | Yes | 2004 |  | N/A | No | No | Electric | 4.5 |  | kW | 0.9 |  | N/A | N/A |  | N/A | N/A | N/A | Basement | Yes | No | N/A | No |  | N/A | No | N/A |  | N/A |  | N/A | Yes | No | No | No | 2057 | 653.4162 | Single Family | 1 | 653.4162 | Single Family_Electric | Single Family_FALSE
Mechanical_00010502 | SITE_00801 | Storage Water Heater | Electric Resistance | 50 |  | Rheem | 82MV52-2 | Yes | 2009 |  | N/A | No | No | Electric | 4.5 |  | kW | 0.9 |  | N/A | N/A |  | N/A | N/A | N/A | Main House | Yes | No | N/A | No |  | N/A | No | N/A |  | N/A |  | N/A | No | No | Yes | No | 1320 | 2000.27 | Multifamily Residence | 1 | 2000.27 | Multifamily Residence_Electric | Multifamily Residence_FALSE
Mechanical_00010503 | SITE_00003 | Storage Water Heater | Electric Resistance | 50 |  | Rheem | 82mv52-2 | Yes | 2009 |  | N/A | No | No | Electric | 4.5 |  | kW | 0.9 |  | N/A | N/A |  | N/A | N/A | N/A | Exterior | Yes | No | N/A | No |  | N/A | Yes | Polyethylene Foam | 8 |  | 1 |  | N/A | No | No | No | 526 | 997.59 | Manufactured | 1 | 997.59 | Manufactured_Electric | Manufactured_FALSE
Mechanical_00010504 | SITE_01142 | Storage Water Heater | Electric Resistance | 50 |  | Rheem | 82mv52-2 | Yes | 2010 |  | N/A | No | No | Electric | 4.5 |  | kW | 0.9 |  | N/A | N/A |  | N/A | N/A | N/A | Main House | Yes | No | N/A | No |  | N/A | No | N/A |  | N/A |  | N/A | No | No | No | No | 1657 | 2002.11 | Multifamily Residence | 1 | 2002.11 | Multifamily Residence_Electric | Multifamily Residence_FALSE
Mechanical_00010505 | SITE_01628 | Storage Water Heater | Electric Resistance | 50 |  | Rheem | 82mvr52-2 | No | 2000 |  | RH 1200243627 | No | No | Electric | 4.5 |  | kW | 0.92 |  | N/A | N/A |  | N/A | N/A | N/A | Basement | Yes | No | N/A | No |  | N/A | Yes | Polyethylene Foam | 4 |  | 0.5 |  | N/A | Yes | No | No | 2137 | 257.4775 | Single Family | 1 | 257.4775 | Single Family_Electric | Single Family_FALSE
Mechanical_00010506 | SITE_01711 | Storage Water Heater | Electric Resistance | 50 |  | Rheem | 82MVR52-2 | No | 1999 |  | RH 0499169423 | No | No | Electric | 4 |  | kW | 0.92 |  | N/A | N/A |  | N/A | N/A | N/A | Main House | Yes | No | N/A | No |  | N/A | No | N/A |  | N/A |  | N/A | No | No | Yes | No | 2219 | 2002.39 | Multifamily Residence | 1 | 2002.39 | Multifamily Residence_Electric | Multifamily Residence_FALSE
Mechanical_00010507 | SITE_01633 | Storage Water Heater | Electric Resistance | 50 |  | Rheem | 82mxr52-2 | Yes | 2003 |  | N/A | No | No | Electric | 4.5 |  | kW | 0.91 |  | N/A | N/A |  | N/A | N/A | N/A | Basement | Yes | No | N/A | No |  | N/A | No | N/A |  | N/A |  | N/A | No | No | No | No | 2142 | 257.4775 | Single Family | 1 | 257.4775 | Single Family_Electric | Single Family_FALSE
Mechanical_00010508 | SITE_01795 | Storage Water Heater | Electric Resistance | 47 |  | Rheem | 82SV50-2 | Yes | 2011 |  | N/A | No | No | Electric | 4.5 |  | kW | 0.91 |  | N/A | N/A |  | N/A | N/A | N/A | Main House | Yes | No | N/A | No |  | N/A | No | N/A |  | N/A |  | N/A | No | No | Yes | No | 2303 | 2002.11 | Multifamily Residence | 1 | 2002.11 | Multifamily Residence_Electric | Multifamily Residence_FALSE
Mechanical_00011292 | SITE_00852 | Storage Water Heater | Fossil Fuel Non-Condensing | 50 |  | Whirlpool | BFG1J5040T3NOV | No | 2006 |  | 612128541 | No | No | Natural Gas | 40000 |  | Btuh | 0.58 |  | N/A | N/A |  | N/A | N/A | N/A | Garage | Yes | Yes | Floor drain | No |  | N/A | No | N/A |  | N/A |  | N/A | Yes | Yes | Yes | No | 1371 | 2147.4231 | Single Family | 1 | 2147.4231 | Single Family_Natural Gas | Single Family_FALSE
Mechanical_00011293 | SITE_00825 | Storage Water Heater | Electric Resistance | 50 |  | General Electric | GE50T06AAG | Yes | 2004 |  | N/A | No | No | Electric | 4.5 |  | kW | 0.91 |  | N/A | N/A |  | N/A | N/A | N/A | Main House | Yes | Yes | Plumbed drain | No |  | N/A | No | N/A |  | N/A |  | N/A | No | No | Yes | No | 1344 | 2147.4231 | Single Family | 1 | 2147.4231 | Single Family_Electric | Single Family_FALSE
Mechanical_00011294 | SITE_00819 | Storage Water Heater | Electric Resistance | 50 |  | Reliance | 6522ORS | No | 2000 |  | M00103565 | No | No | Electric | 4.5 |  | kW | 0.87 |  | N/A | N/A |  | N/A | N/A | N/A | Main House | Yes | No | N/A | No |  | N/A | No | N/A |  | N/A |  | N/A | No | No | No | No | 1338 | 214.04 | Multifamily Residence | 1 | 214.04 | Multifamily Residence_Electric | Multifamily Residence_FALSE
Mechanical_00011295 | SITE_00829 | Storage Water Heater | Electric Resistance | 47 |  | Bradford White | M50L5DS-8 | No | 2008 |  | EB 6709485 | No | No | Electric | 4.5 |  | kW |  | Unknown | N/A | N/A |  | N/A | N/A | N/A | Crawlspace | Yes | No | N/A | No |  | N/A | No | N/A |  | N/A |  | N/A | No | Yes | No | No | 1348 | 214.04 | Multifamily Residence | 1 | 214.04 | Multifamily Residence_Electric | Multifamily Residence_FALSE
Mechanical_00011296 | SITE_00828 | Storage Water Heater | Electric Resistance | 50 |  | Rheem | Pro+e50m2rh95ec1 | Yes | 2016 |  | N/A | No | No | Electric | 4.5 |  | kW |  | Unknown | N/A | N/A |  | N/A | N/A | N/A | Main House | Yes | No | N/A | No |  | N/A | No | N/A |  | N/A |  | N/A | N/A | No | Yes | No | 1347 | 214.04 | Multifamily Residence | 1 | 214.04 | Multifamily Residence_Electric | Multifamily Residence_FALSE
Mechanical_00011297 | BLDG_00211 | Storage Water Heater | Electric Resistance | 50 |  | Bradford White | Mi50s50s12 | No | 1992 |  | JBR173188 | No | No | Electric | 4.5 |  | kW |  | Unknown | N/A | N/A |  | N/A | N/A | N/A | Basement | N/A | No | N/A | No |  | N/A | No | N/A |  | N/A |  | N/A | N/A | N/A | N/A | No | 206 | 21.16 | Multifamily Building | 2 | 10.58 | Multifamily Building_Electric | Multifamily Building_FALSE
Mechanical_00011298 | BLDG_00211 | Storage Water Heater | Electric Resistance | 50 |  | Reliance | 65220rs | No | 2001 |  | A01324865 | No | No | Electric | 4.5 |  | kW | 0.87 |  | N/A | N/A |  | N/A | N/A | N/A | Main House | N/A | No | N/A | No |  | N/A | No | N/A |  | N/A |  | N/A | N/A | N/A | N/A | No | 206 | 21.16 | Multifamily Building | 2 | 10.58 | Multifamily Building_Electric | Multifamily Building_FALSE
Mechanical_00011299 | SITE_00830 | Storage Water Heater | Electric Resistance |  | Unknown | Unknown | Unknown | No |  | Unknown | Unknown | No | No | Electric |  | Unknown | kW |  | Unknown | N/A | N/A |  | N/A | N/A | N/A | Main House | Yes | Unknown | N/A | Unknown |  | N/A | Unknown | N/A |  | N/A |  | N/A | N/A | No | Unknown | Unknown | 1349 | 214.04 | Multifamily Residence | 1 | 214.04 | Multifamily Residence_Electric | Multifamily Residence_FALSE
Mechanical_00011300 | SITE_00404 | Storage Water Heater | Fossil Fuel Non-Condensing | 50 |  | Bradford White | MI5036EN10 | No | 2000 |  | WD9355012 | No | No | Natural Gas | 40000 |  | Btuh |  | Unknown | N/A | N/A |  | N/A | N/A | N/A | Main House | Yes | No | N/A | No |  | N/A | No | N/A |  | N/A |  | N/A | No | No | No | No | 924 | 4255.3636 | Single Family | 1 | 4255.3636 | Single Family_Natural Gas | Single Family_FALSE
Mechanical_00011301 | SITE_00299 | Storage Water Heater | Electric Resistance |  | Unknown | Unknown | Unknown | No |  | Unknown | Unknown | No | No | Electric |  | Unknown | kW |  | Unknown | N/A | N/A |  | N/A | N/A | N/A | Garage | Yes | Unknown | N/A | Unknown |  | N/A | Unknown | N/A |  | N/A |  | N/A | Yes | No | Unknown | No | 819 | 1097.77 | Manufactured | 1 | 1097.77 | Manufactured_Electric | Manufactured_FALSE
Mechanical_00011302 | SITE_00398 | Storage Water Heater | Electric Resistance | 50 |  | Reliance | 55220rt973 | No | 1998 |  | H98396223 | No | No | Electric | 4.5 |  | kW | 0.88 |  | N/A | N/A |  | N/A | N/A | N/A | Basement | Yes | No | N/A | Yes | 2 |  | No | N/A |  | N/A |  | N/A | No | Yes | No | No | 918 | 4862.5455 | Single Family | 1 | 4862.5455 | Single Family_Electric | Single Family_FALSE
Mechanical_00011303 | SITE_00400 | Storage Water Heater | Fossil Fuel Non-Condensing | 50 |  | Whirlpool | N50t91-403 | No | 2013 |  | 1314T481807 | No | No | Natural Gas | 40000 |  | Btuh | 0.58 |  | N/A | N/A |  | N/A | N/A | N/A | Garage | Yes | No | N/A | No |  | N/A | No | N/A |  | N/A |  | N/A | Yes | Yes | Yes | No | 920 | 4219.8431 | Single Family | 1 | 4219.8431 | Single Family_Natural Gas | Single Family_FALSE
Mechanical_00011304 | SITE_00410 | Storage Water Heater | Electric Resistance | 40 |  | Rheem | Xe40m06st45u0 | Yes | 2014 |  | N/A | No | No | Electric | 4.5 |  | kW | 0.92 |  | N/A | N/A |  | N/A | N/A | N/A | Basement | Yes | No | N/A | No |  | N/A | No | N/A |  | N/A |  | N/A | N/A | Yes | No | No | 930 | 4862.5455 | Single Family | 1 | 4862.5455 | Single Family_Electric | Single Family_FALSE
Mechanical_00011305 | SITE_00414 | Storage Water Heater | Electric Resistance | 50 |  | Rheem | 83vr52-2 | Yes | 2007 |  | N/A | No | No | Electric | 4.5 |  | kW | 0.95 |  | N/A | N/A |  | N/A | N/A | N/A | Basement | Yes | Yes | Floor drain | No |  | N/A | No | N/A |  | N/A |  | N/A | No | No | No | No | 934 | 4255.3636 | Single Family | 1 | 4255.3636 | Single Family_Electric | Single Family_FALSE
Mechanical_00011306 | SITE_00411 | Storage Water Heater | Electric Resistance | 50 |  | General Electric | Pe50t9a | No | 2001 |  | 701207595 | No | No | Electric | 4.5 |  | kW | 0.91 |  | N/A | N/A |  | N/A | N/A | N/A | Main House | Yes | No | N/A | No |  | N/A | No | N/A |  | N/A |  | N/A | N/A | No | No | No | 931 | 626.07 | Manufactured | 1 | 626.07 | Manufactured_Electric | Manufactured_FALSE
Mechanical_00011307 | SITE_00417 | Storage Water Heater | Fossil Fuel Non-Condensing | 50 |  | Bradford White | MI5036FBN | No | 2009 |  | FF12129349 | No | No | Natural Gas | 40000 |  | Btuh | 0.58 |  | N/A | N/A |  | N/A | N/A | N/A | Garage | Yes | Unknown | N/A | No |  | N/A | No | N/A |  | N/A |  | N/A | Yes | Yes | Yes | No | 937 | 5927.3 | Single Family | 1 | 5927.3 | Single Family_Natural Gas | Single Family_FALSE
Mechanical_00011308 | SITE_00222 | Storage Water Heater | Fossil Fuel Non-Condensing | 40 |  | Bradford White | MIMS40T6LX | No | 2013 |  | KM33583218 | No | No | Propane | 30000 |  | Btuh | 0.59 |  | N/A | N/A |  | N/A | N/A | N/A | Main House | Yes | No | N/A | No |  | N/A | No | N/A |  | N/A |  | N/A | N/A | No | Yes | No | 742 | 1097.77 | Manufactured | 1 | 1097.77 | Manufactured_Propane | Manufactured_FALSE
Mechanical_00011309 | SITE_00418 | Storage Water Heater | Fossil Fuel Non-Condensing | 50 |  | AO Smith | GPVH 50 100 | Yes | 2012 |  | N/A | No | No | Natural Gas | 40000 |  | Btuh | 0.65 |  | N/A | N/A |  | N/A | N/A | N/A | Basement | Yes | No | N/A | No |  | N/A | No | N/A |  | N/A |  | N/A | N/A | Yes | Yes | No | 938 | 5927.3 | Single Family | 1 | 5927.3 | Single Family_Natural Gas | Single Family_FALSE
Mechanical_00011310 | SITE_00204 | Storage Water Heater | Electric Resistance | 50 |  | AO Smith | ECT 52 | No | 2008 |  | 0811J003145 | No | No | Electric | 4.5 |  | kW | 0.91 |  | N/A | N/A |  | N/A | N/A | N/A | Main House | Yes | No | N/A | No |  | N/A | No | N/A |  | N/A |  | N/A | N/A | Yes | Yes | Unknown | 724 | 5927.3 | Single Family | 1 | 5927.3 | Single Family_Electric | Single Family_FALSE
Mechanical_00011311 | SITE_00221 | Storage Water Heater | Electric Resistance | 40 |  | State | SCI 40 2HSIH | No | 1986 |  | L86512481 | No | No | Electric | 4.5 |  | kW |  | Unknown | N/A | N/A |  | N/A | N/A | N/A | Main House | No | No | N/A | No |  | N/A | No | N/A |  | N/A |  | N/A | No | No | No | No | 741 | 626.07 | Manufactured | 1 | 626.07 | Manufactured_Electric | Manufactured_FALSE
Mechanical_00011312 | SITE_00297 | Storage Water Heater | Electric Resistance | 50 |  | Whirlpool | E1F50RD045V | No | 2005 |  | 515130092 | No | No | Electric | 4.5 |  | kW | 0.9 |  | N/A | N/A |  | N/A | N/A | N/A | Basement | Yes | No | N/A | No |  | N/A | No | N/A |  | N/A |  | N/A | Yes | No | No | No | 817 | 5927.3 | Single Family | 1 | 5927.3 | Single Family_Electric | Single Family_FALSE
Mechanical_00011313 | SITE_00205 | Storage Water Heater | Electric Resistance |  | Unknown | Everkleen | Unknown | No |  | Unknown | Unknown | No | No | Electric |  | Unknown | kW |  | Unknown | N/A | N/A |  | N/A | N/A | N/A | Unknown | Unknown | Unknown | N/A | Unknown |  | N/A | Unknown | N/A |  | N/A |  | N/A | Unknown | Unknown | Unknown | Unknown | 725 | 5927.3 | Single Family | 1 | 5927.3 | Single Family_Electric | Single Family_FALSE
Mechanical_00011314 | SITE_00220 | Storage Water Heater | Fossil Fuel Non-Condensing | 71 |  | AO Smith | FCG 75 300 | Yes | 2011 |  | N/A | No | No | Natural Gas | 75100 |  | Btuh |  | Unknown | N/A | N/A |  | N/A | N/A | N/A | Garage | Yes | No | N/A | No |  | N/A | No | N/A |  | N/A |  | N/A | No | No | Yes | No | 740 | 5927.3 | Single Family | 1 | 5927.3 | Single Family_Natural Gas | Single Family_FALSE
Mechanical_00011315 | SITE_00300 | Storage Water Heater | Fossil Fuel Non-Condensing | 40 |  | Rheem | 21VR40DV | Yes | 2008 |  | N/A | No | No | Natural Gas | 30000 |  | Btuh | 0.59 |  | N/A | N/A |  | N/A | N/A | N/A | Main House | Yes | No | N/A | No |  | N/A | No | N/A |  | N/A |  | N/A | No | No | No | No | 820 | 626.07 | Manufactured | 1 | 626.07 | Manufactured_Natural Gas | Manufactured_FALSE
Mechanical_00011316 | SITE_00301 | Storage Water Heater | Electric Resistance | 50 |  | Rheem | 83VR52-2 | No |  | Unknown | Unknown | No | No | Electric | 4.5 |  | kW | 0.95 |  | N/A | N/A |  | N/A | N/A | N/A | Main House | Yes | No | N/A | Unknown |  | N/A | Unknown | N/A |  | N/A |  | N/A | No | No | No | No | 821 | 626.07 | Manufactured | 1 | 626.07 | Manufactured_Electric | Manufactured_FALSE
Mechanical_00011317 | SITE_00408 | Storage Water Heater | Fossil Fuel Non-Condensing | 65 |  | Bradford White | m1xr65t6bn | No | 2007 |  | DF9404919 | No | No | Natural Gas | 65000 |  | Btuh |  | Unknown | N/A | N/A |  | N/A | N/A | N/A | Garage | Yes | No | N/A | No |  | N/A | No | N/A |  | N/A |  | N/A | Yes | Yes | Yes | No | 928 | 4219.8431 | Single Family | 1 | 4219.8431 | Single Family_Natural Gas | Single Family_FALSE
Mechanical_00011318 | SITE_00407 | Storage Water Heater | Fossil Fuel Non-Condensing | 40 |  | State | prv 40 nort6 df | No | 1992 |  | M92675310 | No | No | Natural Gas | 35500 |  | Btuh |  | Unknown | N/A | N/A |  | N/A | N/A | N/A | Main House | Yes | No | N/A | No |  | N/A | No | N/A |  | N/A |  | N/A | No | No | Yes | No | 927 | 4219.8431 | Single Family | 1 | 4219.8431 | Single Family_Natural Gas | Single Family_FALSE
Mechanical_00011319 | SITE_00391 | Storage Water Heater | Electric Resistance | 50 |  | US Craftmaster | e1f50rd045v | No | 2001 |  | 122109540 | No | No | Electric | 4.5 |  | kW | 0.9 |  | N/A | N/A |  | N/A | N/A | N/A | Main House | No | No | N/A | No |  | N/A | Yes | Polyethylene Foam | 7 |  | 0.75 |  | No | No | Yes | No | 911 | 4219.8431 | Single Family | 1 | 4219.8431 | Single Family_Electric | Single Family_FALSE
Mechanical_00011320 | SITE_00219 | Storage Water Heater | Fossil Fuel Non-Condensing | 50 |  | Bradford White | mi504s6cx10 | No | 2003 |  | ZC2834994 | No | No | Natural Gas | 48000 |  | Btuh |  | Unknown | N/A | N/A |  | N/A | N/A | N/A | Main House | No | No | N/A | No |  | N/A | No | N/A |  | N/A |  | N/A | No | No | Yes | No | 739 | 4862.5455 | Single Family | 2 | 2431.2727 | Single Family_Natural Gas | Single Family_FALSE
Mechanical_00010277 | SITE_01181 | Storage Water Heater | Fossil Fuel Non-Condensing | 48 |  | Bradford White | M1xr504t6fbn2 | No |  | Unknown | ZK3756189 | No | No | Natural Gas | 65000 |  | Btuh |  | Unknown | N/A | N/A |  | N/A | N/A | N/A | Exterior | Yes | No | N/A | No |  | N/A | No | N/A |  | N/A |  | N/A | Yes | Yes | Yes | No | 1696 | 2383.66 | Multifamily Residence | 1 | 2383.66 | Multifamily Residence_Natural Gas | Multifamily Residence_FALSE
Mechanical_00010278 | SITE_01748 | Storage Water Heater | Electric Resistance | 40 |  | Bradford White | M240s6ds-1ncww | No |  | Unknown | LB3403 | No | No | Electric | 4.5 |  | kW | 0.92 |  | N/A | N/A |  | N/A | N/A | N/A | Main House | Yes | No | N/A | No |  | N/A | No | N/A |  | N/A |  | N/A | No | Yes | Yes | No | 2256 | 2002.39 | Multifamily Residence | 1 | 2002.39 | Multifamily Residence_Electric | Multifamily Residence_FALSE
Mechanical_00010279 | SITE_01118 | Storage Water Heater | Electric Resistance | 40 |  | Bradford White | M240s6ds-1ncww | No |  | Unknown | GH13821619 | No | No | Electric | 4.5 |  | kW | 0.92 |  | N/A | N/A |  | N/A | N/A | N/A | Main House | Yes | No | N/A | No |  | N/A | Yes | Polyethylene Foam | 2 |  | 1 |  | No | Yes | No | No | 1633 | 2383.66 | Multifamily Residence | 1 | 2383.66 | Multifamily Residence_Electric | Multifamily Residence_FALSE
Mechanical_00010280 | SITE_01717 | Storage Water Heater | Electric Resistance | 50 |  | Bradford White | M2506SDS-1NCWW | No |  | Unknown | GE13413017 | No | No | Electric | 4.5 |  | kW | 0.92 |  | N/A | N/A |  | N/A | N/A | N/A | Unknown | Yes | No | N/A | No |  | N/A | Yes | Polyethylene Foam | 3 |  | 1 |  | No | Yes | Yes | No | 2225 | 2383.66 | Multifamily Residence | 1 | 2383.66 | Multifamily Residence_Electric | Multifamily Residence_FALSE
Mechanical_00010281 | SITE_01648 | Storage Water Heater | Electric Resistance | 50 |  | Bradford White | M250s6ds | No |  | Unknown | MC35826402 | No | No | Electric | 4.5 |  | kW | 0.91 |  | N/A | N/A |  | N/A | N/A | N/A | Basement | Yes | No | N/A | No |  | N/A | Yes | Polyethylene Foam | 8 |  | 0.5 |  | No | Yes | No | No | 2157 | 257.4775 | Single Family | 1 | 257.4775 | Single Family_Electric | Single Family_FALSE
Mechanical_00010282 | SITE_01168 | Storage Water Heater | Electric Resistance | 50 |  | Bradford White | M250s6ds | No |  | Unknown | LB33970202 | No | No | Electric | 4.5 |  | kW | 0.91 |  | N/A | N/A |  | N/A | N/A | N/A | Main House | Yes | No | N/A | No |  | N/A | No | N/A |  | N/A |  | N/A | N/A | No | No | No | 1683 | 2002.39 | Multifamily Residence | 1 | 2002.39 | Multifamily Residence_Electric | Multifamily Residence_FALSE
Mechanical_00010283 | SITE_02014 | Storage Water Heater | Electric Resistance | 50 |  | Bradford White | M250S6DS-1NCWW | No |  | Unknown | ED10511540 | No | No | Electric | 4.5 |  | kW | 0.92 |  | N/A | N/A |  | N/A | N/A | N/A | Basement | Yes | No | N/A | No |  | N/A | No | N/A |  | N/A |  | N/A | No | Yes | Yes | No | 2521 | 10381.2619 | Single Family | 1 | 10381.2619 | Single Family_Electric | Single Family_FALSE
Mechanical_00010284 | SITE_00904 | Storage Water Heater | Electric Resistance | 50 |  | Bradford White | M250s6ds-1ncww | No |  | Unknown | KJ18939764 | No | No | Electric | 4.5 |  | kW | 0.92 |  | N/A | N/A |  | N/A | N/A | N/A | Main House | Yes | Yes | Plumbed drain | No |  | N/A | No | N/A |  | N/A |  | N/A | No | Yes | Yes | No | 1421 | 2103.18 | Multifamily Residence | 1 | 2103.18 | Multifamily Residence_Electric | Multifamily Residence_FALSE
Mechanical_00010285 | SITE_01003 | Storage Water Heater | Electric Resistance | 50 |  | Bradford White | M250s6ds-1ncww | No |  | Unknown | KD18141113 | No | No | Electric | 4.5 |  | kW | 0.92 |  | N/A | N/A |  | N/A | N/A | N/A | Basement | Yes | Yes | Floor drain | No |  | N/A | No | N/A |  | N/A |  | N/A | N/A | No | No | No | 1519 | 2147.4231 | Single Family | 1 | 2147.4231 | Single Family_Electric | Single Family_FALSE
Mechanical_00010286 | SITE_01719 | Storage Water Heater | Electric Resistance | 50 |  | Bradford White | M250S6DS-1NCWW | No |  | Unknown | DD8996427 | No | No | Electric | 4.5 |  | kW | 0.92 |  | N/A | N/A |  | N/A | N/A | N/A | Main House | Yes | No | N/A | No |  | N/A | No | N/A |  | N/A |  | N/A | No | No | Yes | No | 2227 | 1982.27 | Manufactured | 1 | 1982.27 | Manufactured_Electric | Manufactured_FALSE
Mechanical_00010287 | SITE_01651 | Storage Water Heater | Electric Resistance | 50 |  | Bradford White | M250s6ds-1ncww | No |  | Unknown | CK8381471 | No | No | Electric | 4.5 |  | kW | 0.92 |  | N/A | N/A |  | N/A | N/A | N/A | Basement | Yes | No | N/A | No |  | N/A | No | N/A |  | N/A |  | N/A | Yes | Yes | Yes | No | 2160 | 257.4775 | Single Family | 1 | 257.4775 | Single Family_Electric | Single Family_FALSE
Mechanical_00010288 | SITE_01749 | Storage Water Heater | Electric Resistance | 50 |  | Bradford White | M250s6ds-1ncww | No |  | Unknown | KE18343956 D/N | No | No | Electric | 4.5 |  | kW | 0.92 |  | N/A | N/A |  | N/A | N/A | N/A | Main House | Yes | No | N/A | No |  | N/A | No | N/A |  | N/A |  | N/A | No | No | Yes | No | 2257 | 2002.39 | Multifamily Residence | 1 | 2002.39 | Multifamily Residence_Electric | Multifamily Residence_FALSE
Mechanical_00010289 | SITE_00793 | Storage Water Heater | Electric Resistance | 50 |  | Bradford White | M250s6ds-1ncww | No |  | Unknown | CM8584626 | No | No | Electric | 4.5 |  | kW | 0.92 |  | N/A | N/A |  | N/A | N/A | N/A | Main House | Yes | Unknown | N/A | No |  | N/A | No | N/A |  | N/A |  | N/A | No | No | No | No | 1312 | 2000.27 | Multifamily Residence | 1 | 2000.27 | Multifamily Residence_Electric | Multifamily Residence_FALSE
Mechanical_00010290 | SITE_01116 | Storage Water Heater | Electric Resistance | 50 |  | Bradford White | M250s6ds-1ncww | No |  | Unknown | DE9171508 | No | No | Electric | 4.5 |  | kW | 0.92 |  | N/A | N/A |  | N/A | N/A | N/A | Main House | Yes | No | N/A | No |  | N/A | No | N/A |  | N/A |  | N/A | No | Yes | No | No | 1631 | 2383.66 | Multifamily Residence | 1 | 2383.66 | Multifamily Residence_Electric | Multifamily Residence_FALSE
Mechanical_00010291 | SITE_01580 | Storage Water Heater | Electric Resistance | 50 |  | Bradford White | M250s6ds2 | No |  | Unknown | AC4476896 | No | No | Electric | 4.5 |  | kW | 0.91 |  | N/A | N/A |  | N/A | N/A | N/A | Basement | Yes | No | N/A | No |  | N/A | Yes | Polyethylene Foam | 6 |  | 0.5 |  | Yes | Yes | No | No | 2089 | 653.4162 | Single Family | 1 | 653.4162 | Single Family_Electric | Single Family_FALSE
Mechanical_00010292 | SITE_01799 | Storage Water Heater | Electric Resistance | 50 |  | Bradford White | M250s6ds5 | No |  | Unknown | CE7682836 | No | No | Electric | 4.5 |  | kW | 0.91 |  | N/A | N/A |  | N/A | N/A | N/A | Main House | Yes | No | N/A | No |  | N/A | No | N/A |  | N/A |  | N/A | No | No | No | No | 2307 | 2000.27 | Multifamily Residence | 1 | 2000.27 | Multifamily Residence_Electric | Multifamily Residence_FALSE
Mechanical_00010293 | SITE_01591 | Storage Water Heater | Electric Resistance | 50 |  | Bradford White | M250ST6DS-1NCWW | No |  | Unknown | ED10418485 | No | No | Electric | 4.5 |  | kW | 0.92 |  | N/A | N/A |  | N/A | N/A | N/A | Main House | Yes | Yes | Plumbed drain | No |  | N/A | No | N/A |  | N/A |  | N/A | No | Yes | No | No | 2100 | 653.4162 | Single Family | 1 | 653.4162 | Single Family_Electric | Single Family_FALSE
Mechanical_00010294 | SITE_01568 | Storage Water Heater | Electric Resistance | 50 |  | Bradford White | M250T10DS-1NCWW | No |  | Unknown | JF16820717 | No | No | Electric | 4.5 |  | kW | 0.92 |  | N/A | N/A |  | N/A | N/A | N/A | Basement | Yes | No | N/A | No |  | N/A | No | N/A |  | N/A |  | N/A | Yes | Yes | Yes | No | 2077 | 653.4162 | Single Family | 1 | 653.4162 | Single Family_Electric | Single Family_FALSE
Mechanical_00010295 | SITE_01187 | Storage Water Heater | Electric Resistance | 50 |  | Bradford White | M250T6DS | No |  | Unknown | KJ18935938 | No | No | Electric | 4.5 |  | kW | 0.91 |  | N/A | N/A |  | N/A | N/A | N/A | Main House | Yes | No | N/A | No |  | N/A | No | N/A |  | N/A |  | N/A | No | No | Yes | No | 1702 | 2804.94 | Multifamily Residence | 1 | 2804.94 | Multifamily Residence_Electric | Multifamily Residence_FALSE
Mechanical_00010296 | SITE_01734 | Storage Water Heater | Electric Resistance | 50 |  | Bradford White | M250t6ds-1ncww | No |  | Unknown | GB13062652 | No | No | Electric | 4.5 |  | kW | 0.92 |  | N/A | N/A |  | N/A | N/A | N/A | Main House | Yes | No | N/A | No |  | N/A | No | N/A |  | N/A |  | N/A | Yes | No | No | No | 2242 | 2804.94 | Multifamily Residence | 1 | 2804.94 | Multifamily Residence_Electric | Multifamily Residence_FALSE
Mechanical_00010297 | SITE_01977 | Storage Water Heater | Electric Resistance | 50 |  | Bradford White | M250t6ds-1ncww | No |  | Unknown | LB34036191 | No | No | Electric | 4.5 |  | kW | 0.92 |  | N/A | N/A |  | N/A | N/A | N/A | Basement | Yes | No | N/A | No |  | N/A | No | N/A |  | N/A |  | N/A | Yes | Yes | No | No | 2484 | 14922.6667 | Single Family | 1 | 14922.6667 | Single Family_Electric | Single Family_FALSE
Mechanical_00010298 | SITE_01926 | Storage Water Heater | Electric Resistance | 50 |  | Bradford White | M250T6DS-1NCWW | No |  | Unknown | DC8932006 | No | No | Electric | 4.5 |  | kW | 0.92 |  | N/A | N/A |  | N/A | N/A | N/A | Garage | No | No | N/A | No |  | N/A | Yes | Polyethylene Foam | 2 |  | 1 |  | Yes | Yes | Yes | No | 2433 | 10381.2619 | Single Family | 1 | 10381.2619 | Single Family_Electric | Single Family_FALSE
Mechanical_00010299 | SITE_01182 | Storage Water Heater | Electric Resistance | 50 |  | Bradford White | M250t6ds-1ncww | No |  | Unknown | FM122772118 | No | No | Electric | 4.5 |  | kW | 0.92 |  | N/A | N/A |  | N/A | N/A | N/A | Main House | Yes | No | N/A | No |  | N/A | No | N/A |  | N/A |  | N/A | N/A | No | No | No | 1697 | 2804.94 | Multifamily Residence | 1 | 2804.94 | Multifamily Residence_Electric | Multifamily Residence_FALSE
Mechanical_00010300 | SITE_01203 | Storage Water Heater | Electric Resistance | 50 |  | Bradford White | M250t6ds-1ncww | No |  | Unknown | DB8844691 | No | No | Electric | 4.5 |  | kW | 0.92 |  | N/A | N/A |  | N/A | N/A | N/A | Main House | Yes | No | N/A | No |  | N/A | No | N/A |  | N/A |  | N/A | No | No | No | No | 1718 | 10381.2619 | Single Family | 1 | 10381.2619 | Single Family_Electric | Single Family_FALSE
Mechanical_00010301 | SITE_02063 | Storage Water Heater | Electric Resistance | 65 |  | Bradford White | M265r6ds-1ncww | No |  | Unknown | GG13760191 D/N | No | No | Electric | 4.5 |  | kW | 0.89 |  | N/A | N/A |  | N/A | N/A | N/A | Garage | Yes | No | N/A | No |  | N/A | No | N/A |  | N/A |  | N/A | Yes | Yes | Yes | No | 2570 | 14922.6667 | Single Family | 1 | 14922.6667 | Single Family_Electric | Single Family_FALSE
Mechanical_00010302 | SITE_01549 | Storage Water Heater | Electric Resistance | 65 |  | Bradford White | M265r6ds2 | No |  | Unknown | AH5115301 | No | No | Electric | 4.5 |  | kW |  | Unknown | N/A | N/A |  | N/A | N/A | N/A | Garage | Yes | No | N/A | No |  | N/A | No | N/A |  | N/A |  | N/A | Yes | Yes | No | Yes | 2058 | 653.4162 | Single Family | 1 | 653.4162 | Single Family_Electric | Single Family_FALSE
Mechanical_00010303 | SITE_01567 | Storage Water Heater | Electric Resistance | 65 |  | Bradford White | M265r6ds2 | No |  | Unknown | AC4432421 | No | No | Electric | 4.5 |  | kW |  | Unknown | N/A | N/A |  | N/A | N/A | N/A | Basement | Yes | No | N/A | No |  | N/A | No | N/A |  | N/A |  | N/A | No | Yes | No | No | 2076 | 653.4162 | Single Family | 1 | 653.4162 | Single Family_Electric | Single Family_FALSE
Mechanical_00010304 | SITE_01726 | Storage Water Heater | Electric Resistance | 40 |  | Bradford White | M2he40s6ds-1nczz | No |  | Unknown | LG34729464 | No | No | Electric | 6 |  | kW | 0.93 |  | N/A | N/A |  | N/A | N/A | N/A | Main House | Yes | Yes | Plumbed drain | No |  | N/A | Yes | Polyethylene Foam | 4 |  | 0.75 |  | No | Yes | No | No | 2234 | 2002.39 | Multifamily Residence | 1 | 2002.39 | Multifamily Residence_Electric | Multifamily Residence_FALSE
Mechanical_00010305 | SITE_01135 | Storage Water Heater | Electric Resistance | 50 |  | Bradford White | M2he50s6ds-1cnww | No |  | Unknown | KJ18837524 | No | No | Electric | 4.5 |  | kW | 0.93 |  | N/A | N/A |  | N/A | N/A | N/A | Main House | Yes | No | N/A | No |  | N/A | No | N/A |  | N/A |  | N/A | No | No | No | No | 1650 | 2002.11 | Multifamily Residence | 1 | 2002.11 | Multifamily Residence_Electric | Multifamily Residence_FALSE
Mechanical_00015631 | SITE_00840 | Storage Water Heater | N/A |  | N/A | N/A | N/A | N/A |  | N/A | N/A | N/A | N/A | N/A |  | N/A | N/A |  | N/A | N/A | N/A |  | N/A | N/A | N/A | N/A | N/A | N/A | N/A | N/A |  | N/A | N/A | N/A |  | N/A |  | N/A | N/A | N/A | N/A | N/A | 1359 | 214.04 | Multifamily Residence | 2 | 107.02 | Multifamily Residence_N/A | Multifamily Residence_FALSE
Mechanical_00015633 | SITE_00840 | Storage Water Heater | Fossil Fuel Condensing | 72 |  | Bradford White | CDW2TW75T10BN | No |  | Unknown | JL17371752 | No | No | Natural Gas | 76000 |  | Btuh |  | Unknown | N/A | N/A |  | N/A | N/A | N/A | Unknown | Yes | No | N/A | Yes | 1 |  | Yes | Polyethylene Foam | 23 |  | 0.5 |  | Yes | No | Yes | No | 1359 | 214.04 | Multifamily Residence | 2 | 107.02 | Multifamily Residence_Natural Gas | Multifamily Residence_FALSE
Mechanical_00015629 | SITE_00851 | Storage Water Heater | Fossil Fuel Non-Condensing | 75 |  | Lochinvar | PVN075 | No |  | Unknown | BC5952617 | Yes | No | Natural Gas | 75000 |  | Btuh |  | Unknown | Unknown | Unknown |  | Unknown | Unknown | Unknown | Unknown | Yes | Unknown | N/A | No |  | N/A | Unknown | Unknown |  | Unknown |  | Unknown | Unknown | Unknown | Unknown | Unknown | 1370 | 214.04 | Multifamily Residence | 1 | 214.04 | Multifamily Residence_Natural Gas | Multifamily Residence_TRUE
Mechanical_00011668 | SITE_00413 | Storage Water Heater | Fossil Fuel Non-Condensing | 38 |  | AO Smith | GCV40100 | Yes | 2005 |  | N/A | No | No | Natural Gas | 40000 |  | Btuh | 0.59 |  | N/A | N/A |  | N/A | N/A | N/A | Basement | Yes | No | N/A | No |  | N/A | No | N/A |  | N/A |  | N/A | Yes | Yes | No | No | 933 | 7205.25 | Single Family | 1 | 7205.25 | Single Family_Natural Gas | Single Family_FALSE
Mechanical_00011669 | SITE_00416 | Instantaneous Water Heater | Fossil Fuel Condensing | 0 |  | Rinnai | R75-LSi | Yes | 2009 |  | N/A | No | No | Natural Gas | 180000 |  | Btuh | 0.82 |  | N/A | N/A |  | N/A | N/A | N/A | Basement | Yes | No | N/A | No |  | N/A | No | N/A |  | N/A |  | N/A | Yes | No | No | No | 936 | 4862.5455 | Single Family | 1 | 4862.5455 | Single Family_Natural Gas | Single Family_FALSE
Mechanical_00011670 | SITE_01300 | Storage Water Heater | Electric Resistance | 50 |  | Bradford White | M250S6DS-1NCWW | No | 2008 |  | EA10087718 | No | No | Electric | 4.5 |  | kW | 0.92 |  | N/A | N/A |  | N/A | N/A | N/A | Garage | Yes | No | N/A | No |  | N/A | No | N/A |  | N/A |  | N/A | Yes | Yes | Yes | No | 1815 | 2474.375 | Single Family | 1 | 2474.375 | Single Family_Electric | Single Family_FALSE
Mechanical_00011671 | SITE_01305 | Storage Water Heater | Electric Resistance | 50 |  | Bradford White | M250T6DS-1NCWW | No | 2010 |  | GL14173494 | No | No | Electric | 4.5 |  | kW | 0.9 |  | N/A | N/A |  | N/A | N/A | N/A | Garage | Yes | No | N/A | No |  | N/A | Yes | Polyethylene Foam | 2 |  | 1 |  | No | Yes | Yes | No | 1820 | 2267.7917 | Single Family | 1 | 2267.7917 | Single Family_Electric | Single Family_FALSE
Mechanical_00011672 | SITE_01518 | Storage Water Heater | Fossil Fuel Non-Condensing | 75 |  | Bradford White | Mi75s6cn10 | No |  | Unknown | Unknown | No | No | Natural Gas | 75000 |  | Btuh |  | Unknown | N/A | N/A |  | N/A | N/A | N/A | Garage | Yes | No | N/A | No |  | N/A | No | N/A |  | N/A |  | N/A | Yes | Yes | Yes | Unknown | 2028 | 2346.7937 | Single Family | 1 | 2346.7937 | Single Family_Natural Gas | Single Family_FALSE
Mechanical_00011673 | SITE_01519 | Storage Water Heater | Fossil Fuel Non-Condensing | 40 |  | Kenmore | 153.3395 | Yes | 2007 |  | N/A | No | No | Natural Gas | 40000 |  | Btuh |  | Unknown | N/A | N/A |  | N/A | N/A | N/A | Garage | Yes | No | N/A | No |  | N/A | No | N/A |  | N/A |  | N/A | Yes | Yes | Yes | Unknown | 2029 | 9989.0714 | Single Family | 1 | 9989.0714 | Single Family_Natural Gas | Single Family_FALSE
Mechanical_00011674 | SITE_01525 | Storage Water Heater | Electric Resistance | 50 |  | Bradford White | Mi50t6ds13 | No | 1998 |  | SL3672463 | No | No | Electric | 3.5 |  | kW |  | Unknown | N/A | N/A |  | N/A | N/A | N/A | Garage | Yes | Unknown | N/A | No |  | N/A | Yes | Polyethylene Foam | 20 |  | 1 |  | Yes | Yes | Yes | No | 2035 | 5733.1429 | Single Family | 1 | 5733.1429 | Single Family_Electric | Single Family_FALSE
Mechanical_00011675 | SITE_01527 | Storage Water Heater | Electric Resistance | 52 |  | Kenmore | 153.3245 | No | 1995 |  | A95839208 | No | No | Electric | 5.5 |  | kW |  | Unknown | N/A | N/A |  | N/A | N/A | N/A | Basement | Yes | No | N/A | No |  | N/A | Yes | Fiberglass | 20 |  | 0.25 |  | No | Yes | No | No | 2037 | 5733.1429 | Single Family | 1 | 5733.1429 | Single Family_Electric | Single Family_FALSE
Mechanical_00011676 | SITE_01117 | Storage Water Heater | Electric Resistance | 40 |  | Rheem | 82V40-2 | Yes | 2008 |  | N/A | No | No | Electric | 4.5 |  | kW | 0.92 |  | N/A | N/A |  | N/A | N/A | N/A | Main House | Yes | No | N/A | No |  | N/A | No | N/A |  | N/A |  | N/A | No | No | No | No | 1632 | 2383.66 | Multifamily Residence | 1 | 2383.66 | Multifamily Residence_Electric | Multifamily Residence_FALSE
Mechanical_00009843 | SITE_00340 | Storage Water Heater | Electric Resistance | 80 |  | Rheem | 81V80D A | No | 1998 |  | RH 0898124077 | No | No | Electric | 4.5 |  | kW | 0.86 |  | N/A | N/A |  | N/A | N/A | N/A | Main House | Yes | No | N/A | No |  | N/A | No | N/A |  | N/A |  | N/A | No | No | Yes | No | 860 | 7205.25 | Single Family | 1 | 7205.25 | Single Family_Electric | Single Family_FALSE
Mechanical_00009844 | SITE_00341 | Storage Water Heater | Fossil Fuel Condensing | 65 |  | Bradford White | M1xr65t6bn15 | No | 2005 |  | BB5861048 | No | No | Natural Gas | 65000 |  | Btuh | 0.55 |  | N/A | N/A |  | N/A | N/A | N/A | Garage | Yes | No | N/A | No |  | N/A | No | N/A |  | N/A |  | N/A | Yes | Yes | Yes | No | 861 | 4219.8431 | Single Family | 1 | 4219.8431 | Single Family_Natural Gas | Single Family_FALSE
Mechanical_00009845 | SITE_00342 | Storage Water Heater | Electric Resistance | 50 |  | General Electric | GE50T06AAG | No | 2009 |  | 1209R15528 | No | No | Electric | 4.5 |  | kW | 0.91 |  | N/A | N/A |  | N/A | N/A | N/A | Basement | Yes | No | N/A | No |  | N/A | Yes | Polyethylene Foam | 4 |  | 1 |  | No | No | No | No | 862 | 4862.5455 | Single Family | 1 | 4862.5455 | Single Family_Electric | Single Family_FALSE
Mechanical_00009846 | SITE_00343 | Storage Water Heater | Electric Resistance | 50 |  | US Craftmaster | E2f50hd045v | Yes | 1992 |  | N/A | No | No | Electric | 4.5 |  | kW | 0.91 |  | N/A | N/A |  | N/A | N/A | N/A | Basement | Yes | No | N/A | No |  | N/A | Yes | Polyethylene Foam | 12 |  | 1 |  | No | Yes | Yes | No | 863 | 4219.8431 | Single Family | 1 | 4219.8431 | Single Family_Electric | Single Family_FALSE
Mechanical_00009847 | SITE_00344 | Storage Water Heater | Fossil Fuel Condensing | 50 |  | Rheem | Pr0g50-42n rh67 pv | No | 2014 |  | RHLNM341402140 | No | No | Natural Gas | 42000 |  | Btuh | 0.67 |  | N/A | N/A |  | N/A | N/A | N/A | Main House | Yes | Yes | Floor drain | No |  | N/A | No | N/A |  | N/A |  | N/A | No | Yes | Yes | No | 864 | 4255.3636 | Single Family | 1 | 4255.3636 | Single Family_Natural Gas | Single Family_FALSE
Mechanical_00009848 | SITE_00345 | Storage Water Heater | Fossil Fuel Condensing | 50 |  | Rheem | 22v50f1 | Yes | 2005 |  | N/A | No | No | Natural Gas | 38000 |  | Btuh | 0.58 |  | N/A | N/A |  | N/A | N/A | N/A | Garage | Yes | No | N/A | No |  | N/A | No | N/A |  | N/A |  | N/A | Yes | Yes | Yes | No | 865 | 4219.8431 | Single Family | 1 | 4219.8431 | Single Family_Natural Gas | Single Family_FALSE
Mechanical_00009849 | SITE_00346 | Storage Water Heater | Electric Resistance | 50 |  | Rheem | 82mv52-2 | Yes | 2007 |  | N/A | No | No | Electric | 4.5 |  | kW | 0.9 |  | N/A | N/A |  | N/A | N/A | N/A | Main House | Yes | Yes | Plumbed drain | No |  | N/A | No | N/A |  | N/A |  | N/A | No | No | No | No | 866 | 7205.25 | Single Family | 1 | 7205.25 | Single Family_Electric | Single Family_FALSE
Mechanical_00009850 | SITE_00347 | Storage Water Heater | Electric Resistance | 40 |  | Kenmore | Unknown | No |  | Unknown | Unknown | No | No | Electric | 3.5 |  | kW |  | Unknown | N/A | N/A |  | N/A | N/A | N/A | Crawlspace | Yes | No | N/A | No |  | N/A | No | N/A |  | N/A |  | N/A | No | No | No | No | 867 | 7205.25 | Single Family | 1 | 7205.25 | Single Family_Electric | Single Family_FALSE
Mechanical_00009851 | SITE_00348 | Storage Water Heater | Electric Resistance | 50 |  | Rheem | 82mv52-2 | Yes | 2007 |  | N/A | No | No | Electric | 4.5 |  | kW | 0.9 |  | N/A | N/A |  | N/A | N/A | N/A | Crawlspace | Yes | No | N/A | No |  | N/A | No | N/A |  | N/A |  | N/A | No | Yes | No | No | 868 | 4255.3636 | Single Family | 1 | 4255.3636 | Single Family_Electric | Single Family_FALSE
Mechanical_00009852 | SITE_00349 | Storage Water Heater | Electric Resistance | 50 |  | AO Smith | EC52917 | No | 1998 |  | GH98-4316084-917 | No | No | Electric | 4.5 |  | kW |  | Unknown | N/A | N/A |  | N/A | N/A | N/A | Basement | Yes | Yes | Floor drain | No |  | N/A | No | N/A |  | N/A |  | N/A | No | No | Yes | No | 869 | 4219.8431 | Single Family | 2 | 2109.9216 | Single Family_Electric | Single Family_FALSE
Mechanical_00009853 | SITE_00349 | Storage Water Heater | Electric Resistance | 50 |  | AO Smith | EC52917 | No | 1998 |  | GG98-4316173917 | No | No | Electric | 4.5 |  | kW |  | Unknown | N/A | N/A |  | N/A | N/A | N/A | Basement | Yes | Yes | Floor drain | No |  | N/A | No | N/A |  | N/A |  | N/A | No | No | Yes | No | 869 | 4219.8431 | Single Family | 2 | 2109.9216 | Single Family_Electric | Single Family_FALSE
Mechanical_00009854 | SITE_00350 | Storage Water Heater | Fossil Fuel Non-Condensing | 50 |  | Rheem | 21V50-2 | No | 1991 |  | 1091A36519 | No | No | Natural Gas | 36000 |  | Btuh | 0.59 |  | N/A | N/A |  | N/A | N/A | N/A | Basement | Yes | Yes | Floor drain | No |  | N/A | No | N/A |  | N/A |  | N/A | No | No | No | No | 870 | 4219.8431 | Single Family | 1 | 4219.8431 | Single Family_Natural Gas | Single Family_FALSE
Mechanical_00009855 | SITE_00351 | Storage Water Heater | Fossil Fuel Non-Condensing | 50 |  | Rheem | 42v50-36pf | Yes | 2006 |  | N/A | No | No | Propane | 36000 |  | Btuh | 0.58 |  | N/A | N/A |  | N/A | N/A | N/A | Garage | Yes | Yes | Plumbed drain | No |  | N/A | No | N/A |  | N/A |  | N/A | Yes | Yes | Yes | No | 871 | 7205.25 | Single Family | 1 | 7205.25 | Single Family_Propane | Single Family_FALSE
Mechanical_00009856 | SITE_00352 | Storage Water Heater | Fossil Fuel Non-Condensing | 50 |  | Rheem | 41V50 | No | 2002 |  | RHNG 0902131267 | No | No | Natural Gas | 40000 |  | Btuh | 0.58 |  | N/A | N/A |  | N/A | N/A | N/A | Basement | Yes | No | N/A | No |  | N/A | No | N/A |  | N/A |  | N/A | No | Yes | No | No | 872 | 4219.8431 | Single Family | 1 | 4219.8431 | Single Family_Natural Gas | Single Family_FALSE
Mechanical_00009857 | SITE_00354 | Storage Water Heater | Fossil Fuel Non-Condensing | 50 |  | Bradford White | Mi5036fbn4 | No | 2005 |  | BA5670035 | No | No | Natural Gas | 40000 |  | Btuh | 0.58 |  | N/A | N/A |  | N/A | N/A | N/A | Garage | Yes | No | N/A | No |  | N/A | No | N/A |  | N/A |  | N/A | Yes | Yes | No | No | 874 | 4219.8431 | Single Family | 1 | 4219.8431 | Single Family_Natural Gas | Single Family_FALSE
Mechanical_00009858 | SITE_00355 | Storage Water Heater | Electric Resistance | 40 |  | Reliance | 640DORS | No | 2010 |  | 1029JO12982 | No | No | Electric | 4.5 |  | kW | 0.92 |  | N/A | N/A |  | N/A | N/A | N/A | Basement | Yes | Yes | Floor drain | No |  | N/A | No | N/A |  | N/A |  | N/A | No | Yes | No | No | 875 | 4255.3636 | Single Family | 1 | 4255.3636 | Single Family_Electric | Single Family_FALSE
Mechanical_00009859 | SITE_00356 | Storage Water Heater | Electric Resistance | 50 |  | Richmond | 8MV52-2 | No | 1991 |  | 891115539 | No | No | Electric | 5.5 |  | kW | 0.9 |  | N/A | N/A |  | N/A | N/A | N/A | Basement | Yes | No | N/A | No |  | N/A | No | N/A |  | N/A |  | N/A | N/A | Yes | No | No | 876 | 4219.8431 | Single Family | 1 | 4219.8431 | Single Family_Electric | Single Family_FALSE
Mechanical_00009860 | SITE_00357 | Storage Water Heater | Electric Resistance | 50 |  | Unknown | Unknown | No |  | Unknown | Unknown | No | No | Electric |  | Unknown | kW |  | Unknown | N/A | N/A |  | N/A | N/A | N/A | Main House | Yes | No | N/A | Yes | 1.5 |  | No | N/A |  | N/A |  | N/A | No | No | No | No | 877 | 4255.3636 | Single Family | 1 | 4255.3636 | Single Family_Electric | Single Family_FALSE
Mechanical_00009861 | SITE_00358 | Storage Water Heater | Fossil Fuel Non-Condensing | 50 |  | Bradford White | MI5036EN10 | No | 1999 |  | TJ6974816 | No | No | Natural Gas | 40000 |  | Btuh | 0.58 |  | N/A | N/A |  | N/A | N/A | N/A | Garage | Yes | No | N/A | No |  | N/A | No | N/A |  | N/A |  | N/A | Yes | Yes | Yes | No | 878 | 4219.8431 | Single Family | 1 | 4219.8431 | Single Family_Natural Gas | Single Family_FALSE
Mechanical_00009862 | SITE_00359 | Storage Water Heater | Fossil Fuel Non-Condensing | 50 |  | Whirlpool | N50t61-403 | No | 2014 |  | 1425T480922 | No | No | Natural Gas | 40000 |  | Btuh | 0.58 |  | N/A | N/A |  | N/A | N/A | N/A | Garage | Yes | No | N/A | No |  | N/A | No | N/A |  | N/A |  | N/A | Yes | Yes | No | No | 879 | 4219.8431 | Single Family | 1 | 4219.8431 | Single Family_Natural Gas | Single Family_FALSE
Mechanical_00009863 | SITE_00360 | Storage Water Heater | Electric Resistance | 50 |  | Unknown | Unknown | No |  | Unknown | Unknown | No | No | Electric |  | Unknown | kW |  | Unknown | N/A | N/A |  | N/A | N/A | N/A | Basement | Yes | No | N/A | Yes | 1 |  | Yes | Polyethylene Foam | 4 |  | 1 |  | No | No | Yes | No | 880 | 7205.25 | Single Family | 1 | 7205.25 | Single Family_Electric | Single Family_FALSE
Mechanical_00009864 | SITE_00361 | Storage Water Heater | Fossil Fuel Non-Condensing | 40 |  | General Electric | GG40T06AVG01 | Yes | 2012 |  | N/A | No | No | Natural Gas | 40000 |  | Btuh | 0.59 |  | N/A | N/A |  | N/A | N/A | N/A | Garage | No | No | N/A | No |  | N/A | No | N/A |  | N/A |  | N/A | Yes | Yes | Yes | No | 881 | 4219.8431 | Single Family | 1 | 4219.8431 | Single Family_Natural Gas | Single Family_FALSE
Mechanical_00009865 | SITE_00362 | Instantaneous Water Heater | Fossil Fuel Non-Condensing | 0 |  | Paloma | PH-28RIFSP | Yes | 2005 |  | N/A | No | No | Propane | 199900 |  | Btuh | 0.82 |  | N/A | N/A |  | N/A | N/A | N/A | Main House | Yes | Yes | Floor drain | No |  | N/A | No | N/A |  | N/A |  | N/A | No | No | No | No | 882 | 4219.8431 | Single Family | 1 | 4219.8431 | Single Family_Propane | Single Family_FALSE
Mechanical_00009866 | SITE_00363 | Storage Water Heater | Electric Resistance | 80 |  | Whirlpool | Ee3z80hd055v | No | 2006 |  | 609129648 | No | No | Electric | 5.5 |  | kW | 0.93 |  | N/A | N/A |  | N/A | N/A | N/A | Basement | Yes | Yes | Floor drain | No |  | N/A | No | N/A |  | N/A |  | N/A | No | Yes | No | Unknown | 883 | 4255.3636 | Single Family | 1 | 4255.3636 | Single Family_Electric | Single Family_FALSE
Mechanical_00009867 | SITE_00364 | Storage Water Heater | Fossil Fuel Non-Condensing | 48 |  | AO Smith | Fsgt 50 248e | No | 2003 |  | MC03-2296507-248E | No | No | Natural Gas | 57000 |  | Btuh |  | Unknown | N/A | N/A |  | N/A | N/A | N/A | Garage | Yes | No | N/A | No |  | N/A | Yes | Polyethylene Foam | 3 |  | 0.5 |  | Yes | Yes | Yes | No | 884 | 4219.8431 | Single Family | 1 | 4219.8431 | Single Family_Natural Gas | Single Family_FALSE
Mechanical_00009868 | SITE_00365 | Storage Water Heater | Fossil Fuel Non-Condensing | 50 |  | Bradford White | Mi5036fbn | No | 2012 |  | JD16519975 | No | No | Natural Gas | 40000 |  | Btuh | 0.58 |  | N/A | N/A |  | N/A | N/A | N/A | Garage | No | No | N/A | No |  | N/A | No | N/A |  | N/A |  | N/A | Yes | Yes | Yes | No | 885 | 4219.8431 | Single Family | 1 | 4219.8431 | Single Family_Natural Gas | Single Family_FALSE
Mechanical_00009869 | SITE_00366 | Storage Water Heater | Electric Resistance | 55 |  | Reliance | 650DORT | No | 2009 |  | 0936J007168 | No | No | Electric | 4.5 |  | kW | 0.9 |  | N/A | N/A |  | N/A | N/A | N/A | Basement | Yes | No | N/A | No |  | N/A | No | N/A |  | N/A |  | N/A | No | Yes | No | No | 886 | 4219.8431 | Single Family | 1 | 4219.8431 | Single Family_Electric | Single Family_FALSE
Mechanical_00009870 | SITE_00367 | Storage Water Heater | Fossil Fuel Non-Condensing | 74 |  | AO Smith | Fcg 75 250e | Yes | 2003 |  | N/A | No | No | Natural Gas | 76000 |  | Btuh |  | Unknown | N/A | N/A |  | N/A | N/A | N/A | Garage | Yes | No | N/A | No |  | N/A | No | N/A |  | N/A |  | N/A | Yes | Yes | Yes | No | 887 | 4219.8431 | Single Family | 1 | 4219.8431 | Single Family_Natural Gas | Single Family_FALSE
Mechanical_00009871 | SITE_00368 | Storage Water Heater | Electric Resistance | 50 |  | Whirlpool | e2f50hd045v | No | 2004 |  | 444146554 | No | No | Electric | 4.5 |  | kW | 0.91 |  | N/A | N/A |  | N/A | N/A | N/A | Crawlspace | Yes | No | N/A | No |  | N/A | Yes | Polyethylene Foam | 2 |  | 1 |  | Yes | Yes | No | No | 888 | 4219.8431 | Single Family | 1 | 4219.8431 | Single Family_Electric | Single Family_FALSE
Mechanical_00015594 | SITE_02069 | Storage Water Heater | Unknown |  | Unknown | Unknown | Unknown | No |  | Unknown | Unknown | Unknown | Unknown | Unknown |  | Unknown | Btuh |  | Unknown | N/A | N/A |  | N/A | N/A | N/A | Crawlspace | Yes | Unknown | N/A | Unknown |  | N/A | Unknown | N/A |  | N/A |  | N/A | Unknown | Unknown | No | Unknown | 2576 | 4710.7778 | Single Family | 1 | 4710.7778 | Single Family_Unknown | Single Family_FALSE
Mechanical_00010073 | SITE_01378 | Storage Water Heater | Electric Resistance | 50 |  | Whirlpool | E1f50rd045v | No | 2014 |  | 1440100263438 | No | No | Electric |  | Unknown | kW | 0.9 |  | N/A | N/A |  | N/A | N/A | N/A | Main House | Yes | No | N/A | No |  | N/A | No | N/A |  | N/A |  | N/A | Yes | No | No | No | 1893 | 4053.65 | Multifamily Residence | 1 | 4053.65 | Multifamily Residence_Electric | Multifamily Residence_FALSE
Mechanical_00010074 | SITE_01379 | Storage Water Heater | Electric Resistance | 50 |  | Ruud | Pe2-52-2 | Yes | 2006 |  | N/A | Yes | No | Electric | 4.5 |  | kW | 0.91 |  | N/A | N/A |  | N/A | N/A | N/A | Garage | Yes | No | N/A | No |  | N/A | No | N/A |  | N/A |  | N/A | Yes | Yes | Yes | No | 1894 | 10665.8571 | Single Family | 1 | 10665.8571 | Single Family_Electric | Single Family_FALSE
Mechanical_00010075 | SITE_01380 | Storage Water Heater | Electric Resistance | 50 |  | AO Smith | Ect 52 200 | No | 2008 |  | 0802J002888 | Unknown | No | Electric | 4.5 |  | kW | 0.91 |  | N/A | N/A |  | N/A | N/A | N/A | Main House | Yes | Yes | Plumbed drain | No |  | N/A | No | N/A |  | N/A |  | N/A | No | No | No | No | 1895 | 4053.65 | Multifamily Residence | 1 | 4053.65 | Multifamily Residence_Electric | Multifamily Residence_FALSE
Mechanical_00010076 | SITE_01381 | Storage Water Heater | Electric Resistance | 50 |  | Whirlpool | E50r6-45 100 | No | 2015 |  | 1545102197203 | No | No | Electric | 4.5 |  | kW | 0.92 |  | N/A | N/A |  | N/A | N/A | N/A | Main House | Yes | No | N/A | No |  | N/A | No | N/A |  | N/A |  | N/A | Yes | No | Yes | No | 1896 | 751.56 | Multifamily Residence | 1 | 751.56 | Multifamily Residence_Electric | Multifamily Residence_FALSE
Mechanical_00010077 | SITE_01382 | Storage Water Heater | Electric Resistance | 50 |  | Bradford White | M250t6ds-1ncww | No | 2011 |  | HC14657456 | No | No | Electric | 4.5 |  | kW | 0.9 |  | N/A | N/A |  | N/A | N/A | N/A | Garage | Yes | Yes | Plumbed drain | No |  | N/A | No | N/A |  | N/A |  | N/A | Yes | Yes | Yes | No | 1897 | 2267.7917 | Single Family | 1 | 2267.7917 | Single Family_Electric | Single Family_FALSE
Mechanical_00010078 | SITE_01383 | Storage Water Heater | Electric Resistance | 80 |  | Reliance | 680dort210 | No | 2013 |  | 1351J008926 | No | No | Electric | 4.5 |  | kW | 0.86 |  | N/A | N/A |  | N/A | N/A | N/A | Main House | No | No | N/A | No |  | N/A | No | N/A |  | N/A |  | N/A | No | No | Yes | No | 1898 | 4053.65 | Multifamily Residence | 1 | 4053.65 | Multifamily Residence_Electric | Multifamily Residence_FALSE
Mechanical_00010079 | SITE_01385 | Storage Water Heater | Electric Resistance | 50 |  | Bradford White | M250s6ds-1ncww | No | 2008 |  | ED10511372 | No | No | Electric | 4.5 |  | kW | 0.92 |  | N/A | N/A |  | N/A | N/A | N/A | Unknown | Yes | No | N/A | No |  | N/A | No | N/A |  | N/A |  | N/A | Yes | No | Yes | No | 1900 | 894.83 | Manufactured | 1 | 894.83 | Manufactured_Electric | Manufactured_FALSE
Mechanical_00010080 | SITE_01386 | Storage Water Heater | Electric Resistance | 50 |  | Bradford White | M150T5DS12 | No | 1992 |  | JKR311933 | No | No | Electric | 4.5 |  | kW | 0.58 |  | N/A | N/A |  | N/A | N/A | N/A | Main House | Yes | Yes | Plumbed drain | No |  | N/A | No | N/A |  | N/A |  | N/A | No | No | Yes | No | 1901 | 4053.65 | Multifamily Residence | 1 | 4053.65 | Multifamily Residence_Electric | Multifamily Residence_FALSE
Mechanical_00010081 | BLDG_00402 | Storage Water Heater | Electric Resistance | 50 |  | AO Smith | ECT 52210 | No | 2015 |  | 1504J013321 | No | No | Electric | 4.5 |  | kW | 0.91 |  | N/A | N/A |  | N/A | N/A | N/A | Main House | N/A | No | N/A | No |  | N/A | No | N/A |  | N/A |  | N/A | N/A | N/A | N/A | No | 391 | 239.56 | Multifamily Building | 1 | 239.56 | Multifamily Building_Electric | Multifamily Building_FALSE
Mechanical_00010082 | SITE_01389 | Instantaneous Water Heater | Electric Resistance | 4 |  | Ariston | Gl4s | No |  | Unknown | 3.6054e+21 | Unknown | No | Electric | 1.44 |  | kW | 0.8 |  | N/A | N/A |  | N/A | N/A | N/A | Main House | Yes | No | N/A | No |  | N/A | No | N/A |  | N/A |  | N/A | N/A | No | No | No | 1904 | 894.83 | Manufactured | 2 | 447.415 | Manufactured_Electric | Manufactured_FALSE
Mechanical_00010083 | SITE_01389 | Storage Water Heater | Electric Resistance | 40 |  | General Electric | Unknown | No |  | Unknown | Unknown | No | No | Electric |  | Unknown | kW |  | Unknown | N/A | N/A |  | N/A | N/A | N/A | Main House | Yes | No | N/A | No |  | N/A | No | N/A |  | N/A |  | N/A | No | No | No | No | 1904 | 894.83 | Manufactured | 2 | 447.415 | Manufactured_Electric | Manufactured_FALSE
Mechanical_00010084 | SITE_01390 | Storage Water Heater | Electric Resistance | 50 |  | AO Smith | EES52 917 | No | 2000 |  | GB00-5367104-917 | No | No | Electric | 4.5 |  | kW |  | Unknown | N/A | N/A |  | N/A | N/A | N/A | Main House | Yes | No | N/A | No |  | N/A | No | N/A |  | N/A |  | N/A | No | Yes | Yes | No | 1905 | 4053.65 | Multifamily Residence | 1 | 4053.65 | Multifamily Residence_Electric | Multifamily Residence_FALSE
Mechanical_00010085 | SITE_01391 | Storage Water Heater | Electric Resistance | 30 |  | Kenmore | 153.3245 | No | 1995 |  | L95219119 | No | No | Electric | 5.5 |  | kW |  | Unknown | N/A | N/A |  | N/A | N/A | N/A | Main House | Yes | No | N/A | No |  | N/A | No | N/A |  | N/A |  | N/A | No | Yes | Yes | No | 1906 | 4053.65 | Multifamily Residence | 1 | 4053.65 | Multifamily Residence_Electric | Multifamily Residence_FALSE
Mechanical_00010086 | SITE_01392 | Storage Water Heater | Electric Resistance | 40 |  | General Electric | GE40M06AAG | Yes | 2010 |  | N/A | No | No | Electric | 4.5 |  | kW | 0.92 |  | N/A | N/A |  | N/A | N/A | N/A | Unknown | Yes | No | N/A | No |  | N/A | No | N/A |  | N/A |  | N/A | N/A | No | Yes | No | 1907 | 1745.15 | Manufactured | 1 | 1745.15 | Manufactured_Electric | Manufactured_FALSE
Mechanical_00010087 | SITE_01395 | Storage Water Heater | Electric Resistance | 40 |  | State | Es640d0lsg | No | 2006 |  | B06A006936 | No | No | Electric | 4.5 |  | kW | 0.92 |  | N/A | N/A |  | N/A | N/A | N/A | Main House | Yes | No | N/A | No |  | N/A | No | N/A |  | N/A |  | N/A | No | No | No | No | 1910 | 4053.65 | Multifamily Residence | 1 | 4053.65 | Multifamily Residence_Electric | Multifamily Residence_FALSE
Mechanical_00010088 | SITE_01399 | Storage Water Heater | Electric Resistance | 50 |  | General Electric | Ge40t06aag | No | 2006 |  | GE0806R17562 | No | No | Electric | 4.5 |  | kW | 0.92 |  | N/A | N/A |  | N/A | N/A | N/A | Main House | Yes | No | N/A | No |  | N/A | No | N/A |  | N/A |  | N/A | No | No | Yes | No | 1914 | 4053.65 | Multifamily Residence | 1 | 4053.65 | Multifamily Residence_Electric | Multifamily Residence_FALSE
Mechanical_00010089 | BLDG_00412 | Storage Water Heater | Electric Resistance | 50 |  | Rheem | 82mxr52-2 | No | 1998 |  | 698160061 | No | No | Electric | 4 |  | kW | 0.9 |  | N/A | N/A |  | N/A | N/A | N/A | Main House | N/A | No | N/A | No |  | N/A | No | N/A |  | N/A |  | N/A | N/A | N/A | N/A | No | 401 | 239.56 | Multifamily Building | 1 | 239.56 | Multifamily Building_Electric | Multifamily Building_FALSE
Mechanical_00010090 | SITE_01404 | Storage Water Heater | Electric Resistance | 40 |  | General Electric | GE40M06AAG | Yes | 2006 |  | N/A | No | No | Electric | 4.5 |  | kW | 0.92 |  | N/A | N/A |  | N/A | N/A | N/A | Main House | Yes | No | N/A | No |  | N/A | No | N/A |  | N/A |  | N/A | No | No | Yes | No | 1919 | 1745.15 | Manufactured | 1 | 1745.15 | Manufactured_Electric | Manufactured_FALSE
Mechanical_00010091 | SITE_01405 | Storage Water Heater | Fossil Fuel Non-Condensing | 50 |  | AO Smith | Fpsh 50 260 | No | 2002 |  | MB02-1478574 | No | No | Natural Gas | 46000 |  | Btuh |  | Unknown | N/A | N/A |  | N/A | N/A | N/A | Garage | Yes | No | N/A | No |  | N/A | No | N/A |  | N/A |  | N/A | Yes | Yes | Yes | No | 1920 | 4053.65 | Multifamily Residence | 1 | 4053.65 | Multifamily Residence_Natural Gas | Multifamily Residence_FALSE
Mechanical_00010092 | SITE_01409 | Storage Water Heater | Electric Resistance | 50 |  | Bradford White | M250t6ds-1ncww | No | 2007 |  | DA8706096 | No | No | Electric | 4.5 |  | kW | 0.9 |  | N/A | N/A |  | N/A | N/A | N/A | Main House | Yes | No | N/A | No |  | N/A | No | N/A |  | N/A |  | N/A | No | No | No | No | 1924 | 1745.15 | Manufactured | 1 | 1745.15 | Manufactured_Electric | Manufactured_FALSE
Mechanical_00010094 | SITE_01411 | Storage Water Heater | Electric Resistance | 40 |  | Bradford White | Re340t6 | No | 2015 |  | MF36389923 | No | No | Electric | 4.5 |  | kW | 0.93 |  | N/A | N/A |  | N/A | N/A | N/A | Main House | Yes | No | N/A | No |  | N/A | No | N/A |  | N/A |  | N/A | No | No | No | No | 1925 | 4053.65 | Multifamily Residence | 1 | 4053.65 | Multifamily Residence_Electric | Multifamily Residence_FALSE
Mechanical_00010095 | SITE_01412 | Storage Water Heater | Fossil Fuel Non-Condensing | 40 |  | N/A | Unknown | No |  | Unknown | Unknown | No | No | Natural Gas | 38000 |  | Btuh |  | Unknown | N/A | N/A |  | N/A | N/A | N/A | Main House | Yes | No | N/A | Unknown |  | N/A | Unknown | N/A |  | N/A |  | N/A | No | No | No | No | 1926 | 1745.15 | Manufactured | 1 | 1745.15 | Manufactured_Natural Gas | Manufactured_FALSE
Mechanical_00010096 | SITE_01413 | Storage Water Heater | Electric Resistance | 50 |  | Bradford White | RE350T6 | No | 2015 |  | MF36329517 | No | No | Electric | 4.5 |  | kW | 0.92 |  | N/A | N/A |  | N/A | N/A | N/A | Main House | No | Yes | Plumbed drain | No |  | N/A | No | N/A |  | N/A |  | N/A | No | No | Yes | No | 1927 | 4053.65 | Multifamily Residence | 1 | 4053.65 | Multifamily Residence_Electric | Multifamily Residence_FALSE
Mechanical_00010097 | SITE_01414 | Storage Water Heater | Electric Resistance | 50 |  | Ruud | PE2-52-2 | Yes | 2004 |  | N/A | No | No | Electric | 4.5 |  | kW | 0.91 |  | N/A | N/A |  | N/A | N/A | N/A | Main House | Yes | No | N/A | No |  | N/A | No | N/A |  | N/A |  | N/A | No | No | No | No | 1928 | 751.56 | Multifamily Residence | 1 | 751.56 | Multifamily Residence_Electric | Multifamily Residence_FALSE
Mechanical_00010098 | SITE_01415 | Storage Water Heater | Electric Resistance | 50 |  | General Electric | Ge50t6ea | No | 2000 |  | 1000620001 | No | No | Electric | 4.5 |  | kW | 0.95 |  | N/A | N/A |  | N/A | N/A | N/A | Main House | Yes | No | N/A | No |  | N/A | No | N/A |  | N/A |  | N/A | N/A | No | Yes | No | 1929 | 5733.1429 | Single Family | 1 | 5733.1429 | Single Family_Electric | Single Family_FALSE
Mechanical_00010099 | SITE_01416 | Storage Water Heater | Electric Resistance | 5 |  | US Craftmaster | E1f50rd045v | No | 2004 |  | 425127319 | No | No | Electric | 4.5 |  | kW | 0.9 |  | N/A | N/A |  | N/A | N/A | N/A | Main House | Yes | No | N/A | No |  | N/A | No | N/A |  | N/A |  | N/A | No | Yes | Yes | No | 1930 | 10665.8571 | Single Family | 1 | 10665.8571 | Single Family_Electric | Single Family_FALSE
Mechanical_00010100 | SITE_01417 | Storage Water Heater | Fossil Fuel Non-Condensing | 50 |  | Reliance | 650gbct300 | No | 1992 |  | 9211990018 | Yes | No | Natural Gas | 40000 |  | Btuh |  | Unknown | N/A | N/A |  | N/A | N/A | N/A | Basement | Yes | Yes | Floor drain | No |  | N/A | No | N/A |  | N/A |  | N/A | No | No | Yes | No | 1931 | 5733.1429 | Single Family | 1 | 5733.1429 | Single Family_Natural Gas | Single Family_FALSE
Mechanical_00010101 | SITE_01418 | Storage Water Heater | Electric Resistance | 50 |  | Bradford White | MI50T6DS13 | No | 1998 |  | SE1885760-131 | No | No | Electric | 4.5 |  | kW | 0.91 |  | N/A | N/A |  | N/A | N/A | N/A | Basement | Yes | No | N/A | No |  | N/A | No | N/A |  | N/A |  | N/A | Yes | Yes | No | No | 1932 | 5733.1429 | Single Family | 1 | 5733.1429 | Single Family_Electric | Single Family_FALSE
Mechanical_00010102 | SITE_01419 | Storage Water Heater | Electric Resistance | 47 |  | Bradford White | M150L6DS3 | No | 2004 |  | AD4580768 | No | No | Electric | 4.5 |  | kW | 0.58 |  | N/A | N/A |  | N/A | N/A | N/A | Unknown | Yes | No | N/A | No |  | N/A | No | N/A |  | N/A |  | N/A | No | No | No | Unknown | 1933 | 4053.65 | Multifamily Residence | 1 | 4053.65 | Multifamily Residence_Electric | Multifamily Residence_FALSE
Mechanical_00010712 | SITE_01979 | Storage Water Heater | Fossil Fuel Non-Condensing | 40 |  | Rheem | 21V40S-2 | No | 2008 |  | RN 0893A08935 | No | No | Natural Gas | 28000 |  | Btuh | 0.56 |  | N/A | N/A |  | N/A | N/A | N/A | Main House | Yes | No | N/A | No |  | N/A | No | N/A |  | N/A |  | N/A | No | Yes | No | No | 2486 | 4621.3158 | Single Family | 1 | 4621.3158 | Single Family_Natural Gas | Single Family_FALSE
Mechanical_00010713 | SITE_01982 | Storage Water Heater | Electric Resistance | 50 |  | US Craftmaster | M-I-RE50S5DS-12 | No |  | Unknown | GH8932111 | No | No | Electric | 4.5 |  | kW |  | Unknown | N/A | N/A |  | N/A | N/A | N/A | Main House | Yes | Yes | Floor drain | No |  | N/A | No | N/A |  | N/A |  | N/A | No | No | Yes | No | 2489 | 4621.3158 | Single Family | 1 | 4621.3158 | Single Family_Electric | Single Family_FALSE
Mechanical_00010714 | SITE_01995 | Storage Water Heater | Electric Heat Pump (Packaged) | 80 |  | AO Smith | HPTU-80N 120 | No | 2017 |  | 1703104697183 | No | No | Electric | 4.5 |  | kW | 3.06 |  | N/A | N/A |  | N/A | N/A | N/A | Garage | Yes | Yes | Plumbed drain | No |  | N/A | Yes | Polyethylene Foam | 8 |  | 1 |  | Yes | Yes | Yes | Yes | 2502 | 4621.3158 | Single Family | 1 | 4621.3158 | Single Family_Electric | Single Family_FALSE
Mechanical_00010715 | SITE_01999 | Storage Water Heater | Electric Resistance | 50 |  | AO Smith | Ect 52 200 | No | 2008 |  | 0830J004324 | No | No | Electric | 4.5 |  | kW | 0.91 |  | N/A | N/A |  | N/A | N/A | N/A | Basement | No | Yes | Plumbed drain | No |  | N/A | No | N/A |  | N/A |  | N/A | Yes | No | No | No | 2506 | 4621.3158 | Single Family | 2 | 2310.6579 | Single Family_Electric | Single Family_FALSE
Mechanical_00010716 | SITE_01999 | Storage Water Heater | Electric Resistance | 50 |  | AO Smith | Ect 52 200 | No | 2008 |  | 0830J004350 | No | No | Electric | 4.5 |  | kW | 0.91 |  | N/A | N/A |  | N/A | N/A | N/A | Basement | No | Yes | Plumbed drain | No |  | N/A | No | N/A |  | N/A |  | N/A | Yes | No | No | No | 2506 | 4621.3158 | Single Family | 2 | 2310.6579 | Single Family_Electric | Single Family_FALSE
Mechanical_00010717 | SITE_02028 | Storage Water Heater | Fossil Fuel Non-Condensing | 40 |  | Whirlpool | BFG14F4034T3PV | No | 2009 |  | 0924T4074481 | No | No | Propane | 33000 |  | Btuh |  | Unknown | N/A | N/A |  | N/A | N/A | N/A | Garage | Yes | No | N/A | No |  | N/A | Yes | Polyethylene Foam | 5 |  | 0.5 |  | Yes | Yes | Yes | No | 2535 | 4621.3158 | Single Family | 1 | 4621.3158 | Single Family_Propane | Single Family_FALSE
Mechanical_00010718 | SITE_02032 | Storage Water Heater | Electric Resistance | 40 |  | US Craftmaster | MHE2F40RD045V | No | 2012 |  | 1231T467209 | No | No | Electric | 4.5 |  | kW | 0.92 |  | N/A | N/A |  | N/A | N/A | N/A | Main House | Yes | No | N/A | No |  | N/A | No | N/A |  | N/A |  | N/A | No | No | Yes | No | 2539 | 2658 | Manufactured | 1 | 2658 | Manufactured_Electric | Manufactured_FALSE
Mechanical_00010719 | SITE_02040 | Storage Water Heater | Electric Resistance | 52 |  | Reliance | 5 52 20rt1 w95 | No | 1995 |  | E95560701 | No | No | Electric | 4.5 |  | kW |  | Unknown | N/A | N/A |  | N/A | N/A | N/A | Main House | Yes | Yes | Plumbed drain | No |  | N/A | No | N/A |  | N/A |  | N/A | No | No | No | No | 2547 | 2658 | Manufactured | 1 | 2658 | Manufactured_Electric | Manufactured_FALSE
Mechanical_00010720 | SITE_00805 | Storage Water Heater | Electric Resistance | 50 |  | Rheem | 81v52d | No | 1998 |  | RH 0398164477 | No | No | Electric | 4 |  | kW | 0.88 |  | N/A | N/A |  | N/A | N/A | N/A | Main House | Yes | Unknown | N/A | No |  | N/A | No | N/A |  | N/A |  | N/A | No | No | No | No | 1324 | 2000.27 | Multifamily Residence | 1 | 2000.27 | Multifamily Residence_Electric | Multifamily Residence_FALSE
Mechanical_00010721 | SITE_00816 | Storage Water Heater | Electric Resistance | 50 |  | Bradford White | M-I-50S5DS-12 | No | 1991 |  | GH8932870 | No | No | Electric | 4.5 |  | kW |  | Unknown | N/A | N/A |  | N/A | N/A | N/A | Main House | Yes | No | N/A | No |  | N/A | Yes | Polyethylene Foam | 3 |  | 1 |  | No | Yes | Yes | No | 1335 | 2000.27 | Multifamily Residence | 1 | 2000.27 | Multifamily Residence_Electric | Multifamily Residence_FALSE
Mechanical_00010722 | SITE_01124 | Storage Water Heater | Fossil Fuel Non-Condensing | 40 |  | Bradford White | MI403S6FBN | No | 1992 |  | HJ15608757 | No | No | Natural Gas | 40000 |  | Btuh | 0.59 |  | N/A | N/A |  | N/A | N/A | N/A | Main House | Yes | Yes | Plumbed drain | No |  | N/A | No | N/A |  | N/A |  | N/A | No | No | Yes | No | 1639 | 2002.11 | Multifamily Residence | 1 | 2002.11 | Multifamily Residence_Natural Gas | Multifamily Residence_FALSE
Mechanical_00010723 | SITE_00002 | Storage Water Heater | Fossil Fuel Non-Condensing | 40 |  | Bradford White | MIMS40T6LX | No | 2012 |  | JE16631424 | No | No | Natural Gas | 30000 |  | Btuh | 0.59 |  | N/A | N/A |  | N/A | N/A | N/A | Main House | Yes | Yes | Plumbed drain | No |  | N/A | No | N/A |  | N/A |  | N/A | Yes | No | No | No | 525 | 997.59 | Manufactured | 1 | 997.59 | Manufactured_Natural Gas | Manufactured_FALSE
Mechanical_00010724 | SITE_00004 | Storage Water Heater | Electric Resistance | 50 |  | Rheem | Proe50 2 rh91 | No | 2014 |  | RH M381414055 | No | No | Electric | 4.5 |  | kW | 0.91 |  | N/A | N/A |  | N/A | N/A | N/A | Main House | Yes | No | N/A | No |  | N/A | No | N/A |  | N/A |  | N/A | Yes | No | No | No | 527 | 997.59 | Manufactured | 1 | 997.59 | Manufactured_Electric | Manufactured_FALSE
Mechanical_00010725 | SITE_00006 | Storage Water Heater | Electric Resistance |  | Unknown | Unknown | Unknown | No |  | Unknown | Unknown | No | No | Electric |  | Unknown | kW |  | Unknown | N/A | N/A |  | N/A | N/A | N/A | Main House | Yes | Unknown | N/A | Yes | 2 |  | No | N/A |  | N/A |  | N/A | Yes | No | No | Unknown | 529 | 997.59 | Manufactured | 2 | 498.795 | Manufactured_Electric | Manufactured_FALSE
Mechanical_00010726 | SITE_00006 | Storage Water Heater | Electric Resistance | 19 |  | Bradford White | M120U6SS-1NAL | No | 2014 |  | LM35396463 | No | No | Electric | 1.5 |  | kW |  | Unknown | N/A | N/A |  | N/A | N/A | N/A | Crawlspace | No | Unknown | N/A | No |  | N/A | No | N/A |  | N/A |  | N/A | Yes | Yes | No | No | 529 | 997.59 | Manufactured | 2 | 498.795 | Manufactured_Electric | Manufactured_FALSE
Mechanical_00010727 | SITE_00009 | Storage Water Heater | Electric Resistance | 40 |  | Rheem | xe40m06st45u0 | Yes | 2015 |  | N/A | No | No | Electric | 4.5 |  | kW | 0.92 |  | N/A | N/A |  | N/A | N/A | N/A | Main House | Yes | No | N/A | No |  | N/A | Yes | Polyethylene Foam | 10 |  | 0.5 |  | No | No | Yes | No | 532 | 921.5 | Manufactured | 1 | 921.5 | Manufactured_Electric | Manufactured_FALSE
Mechanical_00010728 | SITE_00011 | Storage Water Heater | Electric Resistance | 40 |  | General Electric | GE40T06MAG | No | 2014 |  | GE M021402318 | No | No | Electric | 4.5 |  | kW | 0.93 |  | N/A | N/A |  | N/A | N/A | N/A | Main House | Yes | Yes | Plumbed drain | No |  | N/A | No | N/A |  | N/A |  | N/A | Yes | No | No | No | 534 | 921.5 | Manufactured | 1 | 921.5 | Manufactured_Electric | Manufactured_FALSE
Mechanical_00010729 | SITE_00013 | Storage Water Heater | Electric Resistance | 50 |  | General Electric | Pe50m09aah | Yes | 2013 |  | N/A | No | No | Electric | 4.5 |  | kW | 0.9 |  | N/A | N/A |  | N/A | N/A | N/A | Main House | Yes | No | N/A | No |  | N/A | No | N/A |  | N/A |  | N/A | No | Yes | Yes | No | 536 | 921.5 | Manufactured | 1 | 921.5 | Manufactured_Electric | Manufactured_FALSE
Mechanical_00010730 | SITE_00014 | Storage Water Heater | Electric Resistance | 50 |  | Rheem | 71-52D | No | 1995 |  | 995114020 | No | No | Electric | 4.5 |  | kW |  | Unknown | N/A | N/A |  | N/A | N/A | N/A | Main House | Yes | No | N/A | No |  | N/A | No | N/A |  | N/A |  | N/A | No | No | Yes | No | 537 | 921.5 | Manufactured | 1 | 921.5 | Manufactured_Electric | Manufactured_FALSE
Mechanical_00010731 | SITE_00018 | Storage Water Heater | Electric Resistance | 50 |  | Kenmore | 153.320590HT | No | 2000 |  | F00311917 | No | No | Electric | 3.8 |  | kW | 0.93 |  | N/A | N/A |  | N/A | N/A | N/A | Main House | Yes | No | N/A | No |  | N/A | No | N/A |  | N/A |  | N/A | No | No | Yes | No | 541 | 997.59 | Manufactured | 1 | 997.59 | Manufactured_Electric | Manufactured_FALSE
Mechanical_00010732 | SITE_00019 | Storage Water Heater | Electric Resistance |  | Unknown | Unknown | Unknown | No |  | Unknown | Unknown | No | No | Electric |  | Unknown | kW |  | Unknown | N/A | N/A |  | N/A | N/A | N/A | Main House | Yes | Unknown | N/A | Unknown |  | N/A | Unknown | N/A |  | N/A |  | N/A | No | No | No | No | 542 | 997.59 | Manufactured | 1 | 997.59 | Manufactured_Electric | Manufactured_FALSE
Mechanical_00010733 | SITE_00020 | Storage Water Heater | Electric Resistance | 50 |  | Rheem | 71-52D B | No | 1999 |  | RH 0599171279 | No | No | Electric | 4.5 |  | kW |  | Unknown | N/A | N/A |  | N/A | N/A | N/A | Main House | Yes | No | N/A | No |  | N/A | No | N/A |  | N/A |  | N/A | No | No | Yes | No | 543 | 997.59 | Manufactured | 1 | 997.59 | Manufactured_Electric | Manufactured_FALSE
Mechanical_00010734 | SITE_00136 | Storage Water Heater | Electric Resistance |  | Unknown | Unknown | Unknown | No |  | Unknown | Unknown | No | No | Electric |  | Unknown | kW |  | Unknown | N/A | N/A |  | N/A | N/A | N/A | Main House | Yes | No | N/A | Unknown |  | N/A | Unknown | N/A |  | N/A |  | N/A | No | No | Unknown | No | 658 | 921.5 | Manufactured | 1 | 921.5 | Manufactured_Electric | Manufactured_FALSE
Mechanical_00010735 | SITE_00138 | Storage Water Heater | Electric Resistance | 50 |  | Rheem | 82mxr52-2 | No | 1997 |  | R 0897C06777 | No | No | Electric | 4 |  | kW |  | Unknown | N/A | N/A |  | N/A | N/A | N/A | Main House | Yes | Yes | Floor drain | No |  | N/A | No | N/A |  | N/A |  | N/A | No | Yes | Yes | No | 660 | 2471.1038 | Single Family | 1 | 2471.1038 | Single Family_Electric | Single Family_FALSE
Mechanical_00010736 | SITE_00139 | Instantaneous Water Heater | Fossil Fuel Condensing | 0 |  | Navien | Cr-210a lp | No | 2009 |  | 9486-20090210-8025 | No | No | Propane | 180000 |  | Btuh | 0.95 |  | N/A | N/A |  | N/A | N/A | N/A | Main House | Yes | No | N/A | No |  | N/A | No | N/A |  | N/A |  | N/A | No | No | No | No | 661 | 3955.5333 | Single Family | 1 | 3955.5333 | Single Family_Propane | Single Family_FALSE
Mechanical_00010737 | SITE_00148 | Storage Water Heater | Electric Resistance | 50 |  | Bradford White | M250S6DS-1NCWW | No | 2011 |  | HD14863223 | No | No | Electric | 4.5 |  | kW | 0.92 |  | N/A | N/A |  | N/A | N/A | N/A | Basement | Yes | No | N/A | No |  | N/A | No | N/A |  | N/A |  | N/A | Yes | Yes | Yes | No | 670 | 653.4162 | Single Family | 1 | 653.4162 | Single Family_Electric | Single Family_FALSE
Mechanical_00010738 | SITE_00149 | Storage Water Heater | Fossil Fuel Non-Condensing | 50 |  | Bradford White | Rg250t6n | No | 1996 |  | NA37230024 | No | No | Natural Gas | 40000 |  | Btuh | 0.62 |  | N/A | N/A |  | N/A | N/A | N/A | Basement | Yes | No | N/A | No |  | N/A | No | N/A |  | N/A |  | N/A | No | Yes | No | No | 671 | 2471.1038 | Single Family | 1 | 2471.1038 | Single Family_Natural Gas | Single Family_FALSE
Mechanical_00010739 | SITE_00153 | Storage Water Heater | Electric Resistance | 50 |  | Whirlpool | E1f50rd045v | No | 2013 |  | 1311T48255 | No | No | Electric | 4.5 |  | kW | 0.9 |  | N/A | N/A |  | N/A | N/A | N/A | Basement | Yes | No | N/A | No |  | N/A | No | N/A |  | N/A |  | N/A | No | Yes | Yes | No | 675 | 257.4775 | Single Family | 1 | 257.4775 | Single Family_Electric | Single Family_FALSE
Mechanical_00010740 | SITE_00155 | Storage Water Heater | Electric Resistance | 50 |  | General Electric | SE50M12AA01 | No | 2002 |  | GE 0302228380 | No | No | Electric | 5.5 |  | kW | 0.92 |  | N/A | N/A |  | N/A | N/A | N/A | Main House | Yes | Yes | Plumbed drain | No |  | N/A | No | N/A |  | N/A |  | N/A | Yes | No | Yes | No | 677 | 3955.5333 | Single Family | 1 | 3955.5333 | Single Family_Electric | Single Family_FALSE
Mechanical_00011494 | SITE_00326 | Storage Water Heater | Fossil Fuel Non-Condensing | 50 |  | Rheem | *40T | No |  | Unknown | Unknown | No | No | Natural Gas | 34000 |  | Btuh |  | Unknown | N/A | N/A |  | N/A | N/A | N/A | Main House | Yes | No | N/A | No |  | N/A | No | N/A |  | N/A |  | N/A | N/A | No | Yes | No | 846 | 626.07 | Manufactured | 1 | 626.07 | Manufactured_Natural Gas | Manufactured_FALSE
Mechanical_00011495 | SITE_00303 | Storage Water Heater | Fossil Fuel Non-Condensing |  | Unknown | State | Unknown | No |  | Unknown | Unknown | No | No | Natural Gas |  | Unknown | Btuh |  | Unknown | N/A | N/A |  | N/A | N/A | N/A | Exterior | Yes | No | N/A | No |  | N/A | Yes | Polyethylene Foam | 15 |  | 1 |  | N/A | No | Yes | No | 823 | 626.07 | Manufactured | 1 | 626.07 | Manufactured_Natural Gas | Manufactured_FALSE
Mechanical_00011496 | SITE_00317 | Storage Water Heater | Electric Resistance | 50 |  | Reliance | 650DORS | No | 2008 |  | 0811a026549 | No | No | Electric | 4.5 |  | kW | 0.9 |  | N/A | N/A |  | N/A | N/A | N/A | Exterior | Yes | No | N/A | Yes | 3 |  | No | N/A |  | N/A |  | N/A | N/A | No | Yes | No | 837 | 626.07 | Manufactured | 1 | 626.07 | Manufactured_Electric | Manufactured_FALSE
Mechanical_00011497 | SITE_00330 | Storage Water Heater | Electric Resistance | 50 |  | Bradford White | Re350t6 | No | 2015 |  | ME36150269 | No | No | Electric | 4.5 |  | kW | 0.95 |  | N/A | N/A |  | N/A | N/A | N/A | Main House | Yes | No | N/A | No |  | N/A | No | N/A |  | N/A |  | N/A | N/A | No | No | No | 850 | 626.07 | Manufactured | 1 | 626.07 | Manufactured_Electric | Manufactured_FALSE
Mechanical_00011498 | SITE_00311 | Storage Water Heater | Electric Resistance | 40 |  | US Craftmaster | e1f40rd045v | No | 2004 |  | 451110705 | No | No | Electric | 4.5 |  | kW |  | Unknown | N/A | N/A |  | N/A | N/A | N/A | Main House | Yes | No | N/A | No |  | N/A | Yes | Polyethylene Foam | 4 |  | 1 |  | No | No | No | No | 831 | 626.07 | Manufactured | 1 | 626.07 | Manufactured_Electric | Manufactured_FALSE
Mechanical_00011499 | SITE_00306 | Storage Water Heater | Electric Resistance | 40 |  | Rheem | xe40m06st45u1 | Yes | 2015 |  | N/A | No | No | Electric | 4.5 |  | kW | 0.92 |  | N/A | N/A |  | N/A | N/A | N/A | Main House | Yes | No | N/A | No |  | N/A | Yes | Polyethylene Foam | 7 |  | 1 |  | No | No | Yes | No | 826 | 626.07 | Manufactured | 1 | 626.07 | Manufactured_Electric | Manufactured_FALSE
Mechanical_00011500 | SITE_00412 | Storage Water Heater | Fossil Fuel Non-Condensing | 40 |  | Kenmore | 153.3365 | No | 2005 |  | Unknown | No | No | Natural Gas | 35500 |  | Btuh |  | Unknown | N/A | N/A |  | N/A | N/A | N/A | Garage | Yes | No | N/A | No |  | N/A | No | N/A |  | N/A |  | N/A | No | Yes | Yes | No | 932 | 4219.8431 | Single Family | 1 | 4219.8431 | Single Family_Natural Gas | Single Family_FALSE
Mechanical_00011501 | SITE_00314 | Storage Water Heater | Fossil Fuel Non-Condensing | 40 |  | General Electric | gg40t6ha | No | 2002 |  | GENG 0302428841 | No | No | Natural Gas | 34000 |  | Btuh |  | Unknown | N/A | N/A |  | N/A | N/A | N/A | Main House | Yes | No | N/A | Yes | 3 |  | No | N/A |  | N/A |  | N/A | No | No | Yes | No | 834 | 626.07 | Manufactured | 1 | 626.07 | Manufactured_Natural Gas | Manufactured_FALSE
Mechanical_00011502 | SITE_00319 | Storage Water Heater | Electric Resistance | 50 |  | Richmond | 8mvr52-2T | No | 1994 |  | 0294C20019 | No | No | Electric | 4.5 |  | kW |  | Unknown | N/A | N/A |  | N/A | N/A | N/A | Main House | Yes | No | N/A | Yes | 3 |  | Yes | Polyethylene Foam | 6 |  | 1 |  | N/A | No | Yes | No | 839 | 626.07 | Manufactured | 1 | 626.07 | Manufactured_Electric | Manufactured_FALSE
Mechanical_00011503 | SITE_00320 | Storage Water Heater | Electric Resistance | 50 |  | Bradford White | m250t6ds-1ncww | No | 2014 |  | LK35097316 | No | No | Electric | 4.5 |  | kW | 0.9 |  | N/A | N/A |  | N/A | N/A | N/A | Main House | Yes | No | N/A | No |  | N/A | Yes | Polyethylene Foam | 10 |  | 1 |  | No | No | Yes | No | 840 | 626.07 | Manufactured | 1 | 626.07 | Manufactured_Electric | Manufactured_FALSE
Mechanical_00011504 | SITE_00316 | Storage Water Heater | Electric Resistance | 50 |  | Bradford White | mi50t6ds13 | No | 2001 |  | XE4254806 | No | No | Electric | 4.5 |  | kW |  | Unknown | N/A | N/A |  | N/A | N/A | N/A | Main House | No | No | N/A | No |  | N/A | Yes | Polyethylene Foam | 10 |  | 0.5 |  | No | No | Yes | No | 836 | 626.07 | Manufactured | 1 | 626.07 | Manufactured_Electric | Manufactured_FALSE
Mechanical_00011505 | SITE_00321 | Storage Water Heater | Unknown |  | Unknown | Unknown | Unknown | No |  | Unknown | Unknown | No | No | Unknown |  | Unknown | Btuh |  | Unknown | N/A | N/A |  | N/A | N/A | N/A | Main House | Yes | Unknown | N/A | Unknown |  | N/A | Unknown | N/A |  | N/A |  | N/A | N/A | No | Unknown | Unknown | 841 | 626.07 | Manufactured | 1 | 626.07 | Manufactured_Unknown | Manufactured_FALSE
Mechanical_00011506 | SITE_00215 | Storage Water Heater | Electric Resistance | 50 |  | Rheem | 82v52-2 | Yes | 2010 |  | N/A | No | No | Electric | 4.5 |  | kW | 0.91 |  | N/A | N/A |  | N/A | N/A | N/A | Main House | Yes | Yes | Floor drain | No |  | N/A | Yes | Polyethylene Foam | 4 |  | 0.5 |  | No | No | No | No | 735 | 773.6 | Multifamily Residence | 1 | 773.6 | Multifamily Residence_Electric | Multifamily Residence_FALSE
Mechanical_00011507 | SITE_00231 | Storage Water Heater | Fossil Fuel Non-Condensing | 50 |  | Bradford White | Mi5036fbn4 | No | 2004 |  | AL5459874 | No | No | Natural Gas | 40000 |  | Btuh | 0.58 |  | N/A | N/A |  | N/A | N/A | N/A | Garage | Yes | No | N/A | No |  | N/A | Yes | Polyethylene Foam | 6 |  | 0.5 |  | Yes | Yes | Yes | No | 751 | 4862.5455 | Single Family | 1 | 4862.5455 | Single Family_Natural Gas | Single Family_FALSE
Mechanical_00011508 | SITE_00232 | Storage Water Heater | Electric Resistance | 80 |  | Ruud | Pro+e80 2 ru92 ec1 | Yes | 2014 |  | N/A | No | No | Electric | 4.5 |  | kW | 0.92 |  | N/A | N/A |  | N/A | N/A | N/A | Main House | Yes | No | N/A | No |  | N/A | No | N/A |  | N/A |  | N/A | No | No | Yes | No | 752 | 4862.5455 | Single Family | 1 | 4862.5455 | Single Family_Electric | Single Family_FALSE
Mechanical_00011509 | SITE_00217 | Storage Water Heater | Electric Resistance | 50 |  | Rheem | 82v52-2 | Yes | 2012 |  | N/A | No | No | Electric | 4.5 |  | kW | 0.91 |  | N/A | N/A |  | N/A | N/A | N/A | Main House | Yes | No | N/A | No |  | N/A | No | N/A |  | N/A |  | N/A | No | No | No | No | 737 | 773.6 | Multifamily Residence | 1 | 773.6 | Multifamily Residence_Electric | Multifamily Residence_FALSE
Mechanical_00011510 | SITE_00312 | Storage Water Heater | Electric Resistance | 50 |  | AO Smith | Ecrt 52 200 | No | 2009 |  | 0941J002999 | No | No | Electric | 4.5 |  | kW | 0.93 |  | N/A | N/A |  | N/A | N/A | N/A | Main House | Yes | No | N/A | No |  | N/A | No | N/A |  | N/A |  | N/A | Yes | No | No | No | 832 | 1097.77 | Manufactured | 1 | 1097.77 | Manufactured_Electric | Manufactured_FALSE
Mechanical_00011511 | SITE_00325 | Storage Water Heater | Electric Resistance |  | Unknown | Unknown | Unknown | No |  | Unknown | Unknown | No | No | Electric |  | Unknown | kW |  | Unknown | N/A | N/A |  | N/A | N/A | N/A | Main House | Yes | Yes | Plumbed drain | Yes | 1.5 |  | No | N/A |  | N/A |  | N/A | Yes | No | No | Unknown | 845 | 626.07 | Manufactured | 1 | 626.07 | Manufactured_Electric | Manufactured_FALSE
Mechanical_00011512 | SITE_00323 | Storage Water Heater | Electric Resistance |  | Unknown | Unknown | Unknown | No |  | Unknown | Unknown | No | No | Electric |  | Unknown | kW |  | Unknown | N/A | N/A |  | N/A | N/A | N/A | Main House | Yes | No | N/A | Unknown |  | N/A | Unknown | N/A |  | N/A |  | N/A | Yes | No | No | No | 843 | 626.07 | Manufactured | 1 | 626.07 | Manufactured_Electric | Manufactured_FALSE
Mechanical_00011513 | SITE_00327 | Storage Water Heater | Electric Resistance |  | Unknown | Unknown | Unknown | No |  | Unknown | Unknown | No | No | Electric |  | Unknown | kW |  | Unknown | N/A | N/A |  | N/A | N/A | N/A | Main House | Yes | Yes | Plumbed drain | Unknown |  | N/A | Unknown | N/A |  | N/A |  | N/A | Yes | No | No | No | 847 | 626.07 | Manufactured | 1 | 626.07 | Manufactured_Electric | Manufactured_FALSE
Mechanical_00011514 | SITE_00228 | Storage Water Heater | Fossil Fuel Non-Condensing | 50 |  | Bradford White | MI5036FBN | No | 2007 |  | DG9367830 | No | No | Natural Gas | 40000 |  | Btuh | 0.58 |  | N/A | N/A |  | N/A | N/A | N/A | Garage | Yes | No | N/A | No |  | N/A | No | N/A |  | N/A |  | N/A | Yes | Yes | Yes | No | 748 | 4862.5455 | Single Family | 1 | 4862.5455 | Single Family_Natural Gas | Single Family_FALSE
Mechanical_00011515 | SITE_01905 | Storage Water Heater | Electric Resistance | 50 |  | Bradford White | MI50L6DS13 | No | 2002 |  | YM2479129 | No | No | Electric | 4.5 |  | kW | 0.9 |  | N/A | N/A |  | N/A | N/A | N/A | Main House | Yes | No | N/A | No |  | N/A | No | N/A |  | N/A |  | N/A | No | No | No | No | 2412 | 14922.6667 | Single Family | 1 | 14922.6667 | Single Family_Electric | Single Family_FALSE
Mechanical_00011516 | SITE_01681 | Instantaneous Water Heater | Fossil Fuel Condensing |  | Unknown | Navien | NPE-240a | No |  | Unknown | 10970023 | No | No | Natural Gas | 199000 |  | Btuh | 0.97 |  | N/A | N/A |  | N/A | N/A | N/A | Basement | Yes | Unknown | N/A | No |  | N/A | No | N/A |  | N/A |  | N/A | No | No | Yes | No | 2189 | 3955.5333 | Single Family | 1 | 3955.5333 | Single Family_Natural Gas | Single Family_FALSE
Mechanical_00011517 | SITE_00005 | Storage Water Heater | Electric Resistance |  | Unknown | Unknown | Unknown | No |  | Unknown | Unknown | No | No | Electric |  | Unknown | kW |  | Unknown | N/A | N/A |  | N/A | N/A | N/A | Exterior | Yes | No | N/A | Yes | 2.5 |  | No | N/A |  | N/A |  | N/A | N/A | No | No | No | 528 | 997.59 | Manufactured | 1 | 997.59 | Manufactured_Electric | Manufactured_FALSE
Mechanical_00011518 | SITE_01700 | Storage Water Heater | Electric Resistance | 40 |  | US Craftmaster | E1f40rd045v | No | 2000 |  | 2103900 | No | No | Electric | 4.5 |  | kW |  | Unknown | N/A | N/A |  | N/A | N/A | N/A | Main House | Yes | No | N/A | No |  | N/A | No | N/A |  | N/A |  | N/A | Yes | No | No | No | 2208 | 2658 | Manufactured | 1 | 2658 | Manufactured_Electric | Manufactured_FALSE
Mechanical_00011519 | SITE_00226 | Storage Water Heater | Fossil Fuel Non-Condensing | 40 |  | Rheem | PROG40-38N RH62 | Yes | 2015 |  | N/A | No | No | Natural Gas | 38000 |  | Btuh | 0.62 |  | N/A | N/A |  | N/A | N/A | N/A | Basement | Yes | Yes | Floor drain | No |  | N/A | No | N/A |  | N/A |  | N/A | No | No | No | No | 746 | 4862.5455 | Single Family | 1 | 4862.5455 | Single Family_Natural Gas | Single Family_FALSE
Mechanical_00011520 | SITE_00211 | Storage Water Heater | Electric Resistance | 40 |  | Kenmore | 153.3165 | No | 1999 |  | E99444177 | No | No | Electric | 5.5 |  | kW | 0.88 |  | N/A | N/A |  | N/A | N/A | N/A | Main House | Yes | Unknown | N/A | No |  | N/A | No | N/A |  | N/A |  | N/A | Yes | No | Yes | No | 731 | 4862.5455 | Single Family | 1 | 4862.5455 | Single Family_Electric | Single Family_FALSE
Mechanical_00011521 | SITE_00315 | Storage Water Heater | Electric Resistance | 40 |  | Rheem | XE40M06ST45U1 | No | 2016 |  | M431600248 | No | No | Electric | 4.5 |  | kW | 0.92 |  | N/A | N/A |  | N/A | N/A | N/A | Main House | Yes | No | N/A | No |  | N/A | Yes | Rubber | 12 |  | 1 |  | Yes | No | No | No | 835 | 626.07 | Manufactured | 1 | 626.07 | Manufactured_Electric | Manufactured_FALSE
Mechanical_00011522 | SITE_01353 | Storage Water Heater | Electric Resistance | 50 |  | Ruud | EVR52-2 | No | 2000 |  | RU 0300635653 | No | No | Electric | 4.5 |  | kW | 0.92 |  | N/A | N/A |  | N/A | N/A | N/A | Main House | Yes | No | N/A | No |  | N/A | No | N/A |  | N/A |  | N/A | Yes | No | Yes | No | 1868 | 2267.7917 | Single Family | 1 | 2267.7917 | Single Family_Electric | Single Family_FALSE
Mechanical_00010916 | SITE_01968 | Storage Water Heater | Electric Resistance |  | Unknown | Unknown | Unknown | No |  | Unknown | Unknown | No | No | Electric |  | Unknown | kW |  | Unknown | N/A | N/A |  | N/A | N/A | N/A | Basement | Yes | No | N/A | Yes | 0.25 |  | No | N/A |  | N/A |  | N/A | Yes | No | Yes | No | 2475 | 2346.7937 | Single Family | 1 | 2346.7937 | Single Family_Electric | Single Family_FALSE
Mechanical_00010917 | SITE_01969 | Storage Water Heater | Fossil Fuel Non-Condensing | 50 |  | Bradford White | MI5036FBM | No | 2011 |  | HC14606470 | No | No | Natural Gas | 40000 |  | Btuh |  | Unknown | N/A | N/A |  | N/A | N/A | N/A | Basement | Yes | Yes | Unknown | No |  | N/A | No | N/A |  | N/A |  | N/A | No | No | Yes | No | 2476 | 2346.7937 | Single Family | 1 | 2346.7937 | Single Family_Natural Gas | Single Family_FALSE
Mechanical_00010918 | SITE_01970 | Storage Water Heater | Electric Resistance | 50 |  | Bradford White | M250T6DS-1NCWW | No | 2009 |  | FC11732673 | No | No | Electric | 4.5 |  | kW | 0.92 |  | N/A | N/A |  | N/A | N/A | N/A | Main House | Yes | No | N/A | No |  | N/A | No | N/A |  | N/A |  | N/A | No | Yes | Yes | No | 2477 | 3434 | Single Family | 1 | 3434 | Single Family_Electric | Single Family_FALSE
Mechanical_00010919 | SITE_01971 | Storage Water Heater | Fossil Fuel Non-Condensing | 50 |  | AO Smith | Fsg50224 | No | 1993 |  | GK93-1608582-224 | No | No | Natural Gas | 40000 |  | Btuh |  | Unknown | N/A | N/A |  | N/A | N/A | N/A | Garage | Yes | No | N/A | No |  | N/A | No | N/A |  | N/A |  | N/A | Yes | Yes | Yes | No | 2478 | 2346.7937 | Single Family | 1 | 2346.7937 | Single Family_Natural Gas | Single Family_FALSE
Mechanical_00010920 | SITE_01973 | Storage Water Heater | Electric Resistance | 40 |  | General Electric | Ge40m06aag | Yes | 2009 |  | N/A | No | No | Electric | 4.5 |  | kW | 0.92 |  | N/A | N/A |  | N/A | N/A | N/A | Main House | Yes | Unknown | N/A | Unknown |  | N/A | No | N/A |  | N/A |  | N/A | No | Yes | No | No | 2480 | 3434 | Single Family | 1 | 3434 | Single Family_Electric | Single Family_FALSE
Mechanical_00010921 | SITE_01974 | Instantaneous Water Heater | Fossil Fuel Non-Condensing | 0 |  | Rheem | Rutg84dvn | No | 2010 |  | RULN1210J04308 | Unknown | No | Natural Gas | 180000 |  | Btuh | 0.82 |  | N/A | N/A |  | N/A | N/A | N/A | Garage | Yes | No | N/A | N/A |  | N/A | Yes | Polyethylene Foam | 3 |  | 1 |  | Yes | No | Yes | No | 2481 | 2346.7937 | Single Family | 1 | 2346.7937 | Single Family_Natural Gas | Single Family_FALSE
Mechanical_00010922 | SITE_01975 | Storage Water Heater | Electric Resistance |  | Unknown | Unknown | Unknown | No |  | Unknown | Unknown | No | No | Electric |  | Unknown | kW |  | Unknown | N/A | N/A |  | N/A | N/A | N/A | Garage | Yes | No | N/A | Yes | 1 |  | Yes | Polyethylene Foam | 4 |  | 1 |  | Yes | Yes | Yes | No | 2482 | 9127 | Single Family | 1 | 9127 | Single Family_Electric | Single Family_FALSE
Mechanical_00010923 | SITE_01978 | Storage Water Heater | Electric Resistance | 50 |  | AO Smith | Ect 52 210 | No | 2010 |  | 1046J003552 | No | No | Electric | 3.5 |  | kW | 0.91 |  | N/A | N/A |  | N/A | N/A | N/A | Garage | Yes | No | N/A | No |  | N/A | No | N/A |  | N/A |  | N/A | Yes | Yes | Yes | No | 2485 | 2346.7937 | Single Family | 2 | 1173.3968 | Single Family_Electric | Single Family_FALSE
Mechanical_00010924 | SITE_01978 | Storage Water Heater | Electric Resistance | 50 |  | Unknown | Unknown | No |  | Unknown | Unknown | Yes | No | Electric |  | Unknown | kW |  | Unknown | N/A | N/A |  | N/A | N/A | N/A | Garage | Yes | No | N/A | No |  | N/A | No | N/A |  | N/A |  | N/A | Yes | Yes | Yes | No | 2485 | 2346.7937 | Single Family | 2 | 1173.3968 | Single Family_Electric | Single Family_FALSE
Mechanical_00010925 | SITE_01980 | Storage Water Heater | Electric Resistance | 80 |  | Whirlpool | E2f80hd045v | No | 2014 |  | 1405T467693 | No | No | Electric | 4.5 |  | kW | 0.87 |  | N/A | N/A |  | N/A | N/A | N/A | Basement | Yes | No | N/A | No |  | N/A | No | N/A |  | N/A |  | N/A | No | Yes | Yes | No | 2487 | 2346.7937 | Single Family | 1 | 2346.7937 | Single Family_Electric | Single Family_FALSE
Mechanical_00010926 | SITE_01981 | Storage Water Heater | Electric Resistance | 50 |  | Whirlpool | EE3J50RD045V | No | 2009 |  | 0931T424211 | No | No | Electric | 4.5 |  | kW | 0.93 |  | N/A | N/A |  | N/A | N/A | N/A | Basement | Yes | No | N/A | No |  | N/A | No | N/A |  | N/A |  | N/A | Yes | Yes | Yes | No | 2488 | 2346.7937 | Single Family | 1 | 2346.7937 | Single Family_Electric | Single Family_FALSE
Mechanical_00010927 | SITE_01983 | Storage Water Heater | Electric Resistance | 50 |  | US Craftmaster | E1F50RD045V | No | 2008 |  | 826307 | No | No | Electric | 4.5 |  | kW | 0.9 |  | N/A | N/A |  | N/A | N/A | N/A | Main House | Yes | No | N/A | No |  | N/A | No | N/A |  | N/A |  | N/A | No | No | No | No | 2490 | 2346.7937 | Single Family | 1 | 2346.7937 | Single Family_Electric | Single Family_FALSE
Mechanical_00010928 | SITE_01984 | Storage Water Heater | Fossil Fuel Non-Condensing | 50 |  | AO Smith | GCV 50 100 | Yes | 2007 |  | N/A | No | No | Natural Gas | 40000 |  | Btuh | 0.58 |  | N/A | N/A |  | N/A | N/A | N/A | Garage | Yes | No | N/A | No |  | N/A | No | N/A |  | N/A |  | N/A | Yes | Yes | Yes | No | 2491 | 2346.7937 | Single Family | 1 | 2346.7937 | Single Family_Natural Gas | Single Family_FALSE
Mechanical_00010929 | SITE_01987 | Storage Water Heater | Electric Resistance | 50 |  | Rheem | 81x52d | No | 1997 |  | R 0397B48570 | No | No | Electric | 4.5 |  | kW |  | Unknown | N/A | N/A |  | N/A | N/A | N/A | Main House | Yes | Yes | Plumbed drain | No |  | N/A | No | N/A |  | N/A |  | N/A | N/A | No | No | No | 2494 | 3434 | Single Family | 1 | 3434 | Single Family_Electric | Single Family_FALSE
Mechanical_00010930 | SITE_01988 | Storage Water Heater | Electric Resistance | 65 |  | Bradford White | Mi65r6ds13 | No | 1997 |  | PK0087830 | No | No | Electric | 4.5 |  | kW |  | Unknown | N/A | N/A |  | N/A | N/A | N/A | Basement | Yes | No | N/A | No |  | N/A | No | N/A |  | N/A |  | N/A | Yes | No | No | No | 2495 | 2346.7937 | Single Family | 1 | 2346.7937 | Single Family_Electric | Single Family_FALSE
Mechanical_00010931 | SITE_01991 | Storage Water Heater | Electric Resistance | 50 |  | US Craftmaster | E2A50RD030 | Yes | 1993 |  | N/A | No | No | Electric | 3 |  | kW |  | Unknown | N/A | N/A |  | N/A | N/A | N/A | Main House | Yes | Yes | Plumbed drain | No |  | N/A | No | N/A |  | N/A |  | N/A | No | No | Yes | No | 2498 | 9127 | Single Family | 1 | 9127 | Single Family_Electric | Single Family_FALSE
Mechanical_00010932 | SITE_01992 | Storage Water Heater | Fossil Fuel Condensing | 50 |  | Rheem | 21vp50-1 | No | 1991 |  | 1291D01317 | No | No | Natural Gas | 40000 |  | Btuh |  | Unknown | N/A | N/A |  | N/A | N/A | N/A | Garage | Yes | No | N/A | No |  | N/A | No | N/A |  | N/A |  | N/A | Yes | Yes | Yes | No | 2499 | 4621.3158 | Single Family | 1 | 4621.3158 | Single Family_Natural Gas | Single Family_FALSE
Mechanical_00010933 | SITE_01993 | Storage Water Heater | Electric Heat Pump (Packaged) | 50 |  | Reliance | 10-50-DHPHT-120 | No | 2017 |  | 1704104714448 | No | No | Electric | 4.5 |  | kW | 3.24 |  | N/A | N/A |  | N/A | N/A | N/A | Basement | Yes | No | N/A | No |  | N/A | No | N/A |  | N/A |  | N/A | Yes | Yes | Yes | No | 2500 | 2346.7937 | Single Family | 1 | 2346.7937 | Single Family_Electric | Single Family_FALSE
Mechanical_00010934 | SITE_01998 | Storage Water Heater | Electric Heat Pump (Packaged) | 50 |  | Reliance | 10-50-dhpht 120 | No | 2017 |  | 1705104819777 | No | No | Electric | 4.5 |  | kW | 3.24 |  | N/A | N/A |  | N/A | N/A | N/A | Garage | Yes | No | N/A | No |  | N/A | No | N/A |  | N/A |  | N/A | Yes | Yes | No | No | 2505 | 2346.7937 | Single Family | 1 | 2346.7937 | Single Family_Electric | Single Family_FALSE
Mechanical_00010935 | SITE_02001 | Storage Water Heater | Fossil Fuel Non-Condensing | 50 |  | AO Smith | Gcv50100 | Yes | 2007 |  | N/A | No | No | Natural Gas | 40000 |  | Btuh | 0.58 |  | N/A | N/A |  | N/A | N/A | N/A | Garage | Yes | No | N/A | No |  | N/A | No | N/A |  | N/A |  | N/A | Yes | Yes | Yes | No | 2508 | 2346.7937 | Single Family | 1 | 2346.7937 | Single Family_Natural Gas | Single Family_FALSE
Mechanical_00010936 | SITE_02004 | Storage Water Heater | Electric Resistance | 50 |  | AO Smith | Ect 52 200 | No | 2006 |  | J069052988 | No | No | Electric | 4.5 |  | kW | 0.91 |  | N/A | N/A |  | N/A | N/A | N/A | Main House | Yes | No | N/A | No |  | N/A | No | N/A |  | N/A |  | N/A | No | No | Yes | No | 2511 | 9127 | Single Family | 1 | 9127 | Single Family_Electric | Single Family_FALSE
Mechanical_00010937 | SITE_02005 | Storage Water Heater | Electric Resistance | 50 |  | Rheem | 71-52D | No | 1994 |  | R1194106664 | No | No | Electric | 4.5 |  | kW |  | Unknown | N/A | N/A |  | N/A | N/A | N/A | Main House | Yes | No | N/A | No |  | N/A | No | N/A |  | N/A |  | N/A | No | No | Yes | No | 2512 | 1313.97 | Manufactured | 1 | 1313.97 | Manufactured_Electric | Manufactured_FALSE
Mechanical_00010938 | SITE_02006 | Storage Water Heater | Electric Resistance | 50 |  | American Appliance | E61-50r-045d | No | 2006 |  | 643106079 | No | No | Electric | 4.5 |  | kW | 0.9 |  | N/A | N/A |  | N/A | N/A | N/A | Basement | Yes | No | N/A | No |  | N/A | Yes | Polyethylene Foam | 4 |  | 1 |  | No | Yes | No | No | 2513 | 9127 | Single Family | 1 | 9127 | Single Family_Electric | Single Family_FALSE
Mechanical_00010939 | SITE_02007 | Storage Water Heater | Electric Resistance | 50 |  | Unknown | Unknown | No |  | Unknown | Unknown | No | No | Electric |  | Unknown | kW |  | Unknown | N/A | N/A |  | N/A | N/A | N/A | Main House | No | Unknown | N/A | Yes | 1 |  | No | N/A |  | N/A |  | N/A | Yes | Yes | No | No | 2514 | 3434 | Single Family | 2 | 1717 | Single Family_Electric | Single Family_FALSE
Mechanical_00010940 | SITE_02007 | Instantaneous Water Heater | Unknown |  | Unknown | Unknown | Unknown | No |  | Unknown | Unknown | No | No | Unknown |  | Unknown | Btuh |  | Unknown | N/A | N/A |  | N/A | N/A | N/A | Unknown | No | Unknown | N/A | Unknown |  | N/A | Unknown | N/A |  | N/A |  | N/A | Unknown | Unknown | Unknown | No | 2514 | 3434 | Single Family | 2 | 1717 | Single Family_Unknown | Single Family_FALSE
Mechanical_00010941 | SITE_02008 | Storage Water Heater | Fossil Fuel Non-Condensing | 50 |  | AO Smith | FSG 50 232 | No | 1996 |  | GE96-3094947-232 | No | No | Natural Gas | 40000 |  | Btuh | 0.55 |  | N/A | N/A |  | N/A | N/A | N/A | Main House | Yes | Unknown | N/A | No |  | N/A | No | N/A |  | N/A |  | N/A | Yes | No | Yes | No | 2515 | 2346.7937 | Single Family | 1 | 2346.7937 | Single Family_Natural Gas | Single Family_FALSE
Mechanical_00010942 | SITE_02009 | Storage Water Heater | Electric Resistance | 50 |  | US Craftmaster | Crmeqr90-250 | Yes | 1992 |  | N/A | No | No | Electric | 4.5 |  | kW |  | Unknown | N/A | N/A |  | N/A | N/A | N/A | Garage | Yes | No | N/A | No |  | N/A | No | N/A |  | N/A |  | N/A | Yes | Yes | Yes | No | 2516 | 2346.7937 | Single Family | 1 | 2346.7937 | Single Family_Electric | Single Family_FALSE
Mechanical_00010943 | SITE_02010 | Storage Water Heater | Electric Resistance | 50 |  | Rheem | Xe50m06st45u1 | Yes | 2015 |  | N/A | No | No | Electric | 4.5 |  | kW | 0.9 |  | N/A | N/A |  | N/A | N/A | N/A | Basement | Yes | No | N/A | No |  | N/A | Yes | Fiberglass | 12 |  | 1 |  | No | Yes | Yes | No | 2517 | 2346.7937 | Single Family | 1 | 2346.7937 | Single Family_Electric | Single Family_FALSE
Mechanical_00010944 | SITE_02012 | Storage Water Heater | Electric Resistance | 50 |  | Unknown | Unknown | No |  | Unknown | Unknown | No | No | Electric |  | Unknown | kW |  | Unknown | N/A | N/A |  | N/A | N/A | N/A | Main House | Yes | No | N/A | No |  | N/A | No | N/A |  | N/A |  | N/A | No | No | No | No | 2519 | 1313.97 | Manufactured | 1 | 1313.97 | Manufactured_Electric | Manufactured_FALSE
Mechanical_00010509 | SITE_01727 | Storage Water Heater | Electric Resistance | 50 |  | Rheem | 82V52-2 | Yes | 2004 |  | N/A | No | No | Electric | 4.5 |  | kW | 0.91 |  | N/A | N/A |  | N/A | N/A | N/A | Unknown | Yes | No | N/A | No |  | N/A | Yes | Polyethylene Foam | 12 |  | 0.5 |  | No | No | Yes | No | 2235 | 997.59 | Manufactured | 1 | 997.59 | Manufactured_Electric | Manufactured_FALSE
Mechanical_00010510 | SITE_01675 | Storage Water Heater | Electric Resistance | 50 |  | Rheem | 82v52-2 | Yes | 2012 |  | N/A | No | No | Electric | 4.5 |  | kW | 0.91 |  | N/A | N/A |  | N/A | N/A | N/A | Main House | Yes | No | N/A | No |  | N/A | No | N/A |  | N/A |  | N/A | No | Yes | Yes | No | 2183 | 79.7168 | Single Family | 1 | 79.7168 | Single Family_Electric | Single Family_FALSE
Mechanical_00010511 | SITE_00042 | Storage Water Heater | Electric Resistance | 50 |  | Rheem | 82v52-2 | Yes | 2010 |  | N/A | No | No | Electric | 4.5 |  | kW | 0.91 |  | N/A | N/A |  | N/A | N/A | N/A | Main House | Yes | No | N/A | No |  | N/A | No | N/A |  | N/A |  | N/A | No | No | Yes | No | 565 | 2002.11 | Multifamily Residence | 1 | 2002.11 | Multifamily Residence_Electric | Multifamily Residence_FALSE
Mechanical_00010512 | SITE_00058 | Storage Water Heater | Electric Resistance | 50 |  | Rheem | 82v52-2 | Yes | 2006 |  | N/A | No | No | Electric | 4.5 |  | kW | 0.91 |  | N/A | N/A |  | N/A | N/A | N/A | Main House | No | No | N/A | No |  | N/A | No | N/A |  | N/A |  | N/A | No | Yes | Yes | No | 581 | 2002.39 | Multifamily Residence | 1 | 2002.39 | Multifamily Residence_Electric | Multifamily Residence_FALSE
Mechanical_00010513 | SITE_01623 | Storage Water Heater | Electric Resistance | 50 |  | Rheem | 82VR52-2 | No | 2000 |  | RH 0600603412 | No | No | Electric | 4.5 |  | kW | 0.92 |  | N/A | N/A |  | N/A | N/A | N/A | Basement | Yes | Yes | Floor drain | No |  | N/A | Yes | Polyethylene Foam | 2 |  | 1 |  | Yes | Yes | Yes | No | 2132 | 257.4775 | Single Family | 1 | 257.4775 | Single Family_Electric | Single Family_FALSE
Mechanical_00010514 | SITE_01165 | Storage Water Heater | Electric Resistance | 50 |  | Rheem | 82VR52-2T | No | 2003 |  | RH 0503R04967 | No | No | Electric | 4.5 |  | kW | 0.95 |  | N/A | N/A |  | N/A | N/A | N/A | Main House | Yes | No | N/A | No |  | N/A | No | N/A |  | N/A |  | N/A | No | No | Yes | No | 1680 | 2002.39 | Multifamily Residence | 1 | 2002.39 | Multifamily Residence_Electric | Multifamily Residence_FALSE
Mechanical_00010515 | SITE_00796 | Storage Water Heater | Electric Resistance | 50 |  | Rheem | 83xr52-2 | Yes | 2012 |  | N/A | No | No | Electric | 4.5 |  | kW | 0.95 |  | N/A | N/A |  | N/A | N/A | N/A | Main House | Yes | No | N/A | No |  | N/A | Yes | Polyethylene Foam | 2 |  | 1 |  | No | Yes | Yes | No | 1315 | 2002.39 | Multifamily Residence | 1 | 2002.39 | Multifamily Residence_Electric | Multifamily Residence_FALSE
Mechanical_00010516 | SITE_01555 | Storage Water Heater | Electric Resistance | 65 |  | Rheem | 83XR66-2 | No | 2013 |  | RH M301301809 | No | No | Electric | 4.5 |  | kW | 0.92 |  | N/A | N/A |  | N/A | N/A | N/A | Basement | Yes | No | N/A | No |  | N/A | No | N/A |  | N/A |  | N/A | Yes | Yes | Yes | No | 2064 | 2471.1038 | Single Family | 1 | 2471.1038 | Single Family_Electric | Single Family_FALSE
Mechanical_00010517 | SITE_01550 | Storage Water Heater | Electric Resistance | 80 |  | Rheem | 83XR80-2 | No | 2006 |  | RH 0706R00013 | No | No | Electric | 4.5 |  | kW | 0.92 |  | N/A | N/A |  | N/A | N/A | N/A | Basement | Yes | No | N/A | No |  | N/A | No | N/A |  | N/A |  | N/A | Yes | Yes | Yes | No | 2059 | 653.4162 | Single Family | 1 | 653.4162 | Single Family_Electric | Single Family_FALSE
Mechanical_00010518 | SITE_01076 | Storage Water Heater | Electric Resistance |  | Unknown | Rheem | Unknown | No |  | Unknown | Unknown | No | No | Electric |  | Unknown | kW |  | Unknown | N/A | N/A |  | N/A | N/A | N/A | Crawlspace | Yes | No | N/A | Yes | 2 |  | Yes | Polyethylene Foam | 3 |  | 1 |  | Yes | Yes | Yes | No | 1592 | 3955.5333 | Single Family | 1 | 3955.5333 | Single Family_Electric | Single Family_FALSE
Mechanical_00010519 | SITE_00792 | Storage Water Heater | Electric Resistance | 40 |  | Rheem | Unknown | No |  | Unknown | Unknown | No | No | Electric | 4.5 |  | kW |  | Unknown | N/A | N/A |  | N/A | N/A | N/A | Main House | Yes | No | N/A | No |  | N/A | No | N/A |  | N/A |  | N/A | No | No | No | No | 1311 | 2000.27 | Multifamily Residence | 1 | 2000.27 | Multifamily Residence_Electric | Multifamily Residence_FALSE
Mechanical_00010520 | SITE_01097 | Storage Water Heater | Electric Resistance | 40 |  | Rheem | GE40M06AAG | Yes | 2010 |  | N/A | No | No | Electric | 4.5 |  | kW | 0.92 |  | N/A | N/A |  | N/A | N/A | N/A | Garage | Yes | No | N/A | No |  | N/A | No | N/A |  | N/A |  | N/A | Yes | Yes | No | No | 1613 | 3955.5333 | Single Family | 1 | 3955.5333 | Single Family_Electric | Single Family_FALSE
Mechanical_00010521 | SITE_01590 | Storage Water Heater | Electric Resistance | 50 |  | Rheem | M031624620 | Yes | 2016 |  | N/A | No | No | Electric | 5.5 |  | kW |  | Unknown | N/A | N/A |  | N/A | N/A | N/A | Main House | Yes | Yes | Plumbed drain | No |  | N/A | No | N/A |  | N/A |  | N/A | N/A | No | No | No | 2099 | 653.4162 | Single Family | 1 | 653.4162 | Single Family_Electric | Single Family_FALSE
Mechanical_00010522 | SITE_01575 | Storage Water Heater | Electric Resistance | 50 |  | Rheem | M041616483 | Yes | 2016 |  | N/A | No | No | Electric | 4.5 |  | kW |  | Unknown | N/A | N/A |  | N/A | N/A | N/A | Main House | Yes | No | N/A | No |  | N/A | No | N/A |  | N/A |  | N/A | No | Yes | Yes | No | 2084 | 653.4162 | Single Family | 1 | 653.4162 | Single Family_Electric | Single Family_FALSE
Mechanical_00010523 | SITE_01133 | Storage Water Heater | Electric Resistance | 50 |  | Rheem | M111526114 | Yes | 2015 |  | N/A | No | No | Electric | 5.5 |  | kW |  | Unknown | N/A | N/A |  | N/A | N/A | N/A | Main House | N/A | No | N/A | No |  | N/A | No | N/A |  | N/A |  | N/A | No | Yes | Yes | No | 1648 | 2000.27 | Multifamily Residence | 1 | 2000.27 | Multifamily Residence_Electric | Multifamily Residence_FALSE
Mechanical_00010524 | SITE_01081 | Storage Water Heater | Electric Resistance | 50 |  | Rheem | M241616230 | Yes | 2016 |  | N/A | No | No | Electric | 4.5 |  | kW |  | Unknown | N/A | N/A |  | N/A | N/A | N/A | Main House | Yes | Yes | Plumbed drain | No |  | N/A | No | N/A |  | N/A |  | N/A | Yes | No | No | No | 1597 | 3955.5333 | Single Family | 1 | 3955.5333 | Single Family_Electric | Single Family_FALSE
Mechanical_00010525 | SITE_01547 | Storage Water Heater | Electric Resistance | 50 |  | Rheem | PE50M09AAH | Yes | 2005 |  | N/A | No | No | Electric | 4.5 |  | kW | 0.9 |  | N/A | N/A |  | N/A | N/A | N/A | Main House | Yes | No | N/A | No |  | N/A | No | N/A |  | N/A |  | N/A | Yes | No | Yes | No | 2056 | 653.4162 | Single Family | 1 | 653.4162 | Single Family_Electric | Single Family_FALSE
Mechanical_00010526 | SITE_01897 | Storage Water Heater | Electric Resistance | 65 |  | Rheem | PE65T09AAH | Yes | 2009 |  | N/A | No | No | Electric | 4.5 |  | kW | 0.89 |  | N/A | N/A |  | N/A | N/A | N/A | Main House | Yes | Yes | Plumbed drain | No |  | N/A | No | N/A |  | N/A |  | N/A | No | Unknown | No | No | 2404 | 653.4162 | Single Family | 1 | 653.4162 | Single Family_Electric | Single Family_FALSE
Mechanical_00010527 | SITE_00974 | Storage Water Heater | Electric Resistance | 50 |  | Rheem | PRO+E50 2 RH95 EC1 | No | 2014 |  | RH Q141439990 | No | No | Electric | 4.5 |  | kW | 0.95 |  | N/A | N/A |  | N/A | N/A | N/A | Garage | Yes | Yes | Plumbed drain | No |  | N/A | No | N/A |  | N/A |  | N/A | Yes | Yes | Yes | Unknown | 1491 | 2147.4231 | Single Family | 1 | 2147.4231 | Single Family_Electric | Single Family_FALSE
Mechanical_00010528 | SITE_01644 | Storage Water Heater | Electric Resistance | 50 |  | Rheem | Pro+I502RH95 EC1 | Yes | 2014 |  | N/A | No | No | Electric | 4.5 |  | kW |  | Unknown | N/A | N/A |  | N/A | N/A | N/A | Main House | Yes | Yes | Plumbed drain | No |  | N/A | No | N/A |  | N/A |  | N/A | No | No | No | No | 2153 | 79.7168 | Single Family | 1 | 79.7168 | Single Family_Electric | Single Family_FALSE
Mechanical_00010529 | SITE_01586 | Storage Water Heater | Electric Resistance | 50 |  | Rheem | PROE50 2 RH91 | Yes | 2014 |  | N/A | No | No | Electric | 4.5 |  | kW | 0.91 |  | N/A | N/A |  | N/A | N/A | N/A | Garage | Yes | No | N/A | No |  | N/A | No | N/A |  | N/A |  | N/A | Yes | Yes | Yes | No | 2095 | 653.4162 | Single Family | 1 | 653.4162 | Single Family_Electric | Single Family_FALSE
Mechanical_00010530 | SITE_01784 | Storage Water Heater | Electric Resistance | 50 |  | Rheem | Proe50 2 rh91 | No | 2014 |  | M451416690 | No | No | Electric | 4.5 |  | kW | 0.91 |  | N/A | N/A |  | N/A | N/A | N/A | Garage | Yes | No | N/A | No |  | N/A | No | N/A |  | N/A |  | N/A | No | No | Yes | No | 2292 | 2000.27 | Multifamily Residence | 1 | 2000.27 | Multifamily Residence_Electric | Multifamily Residence_FALSE
Mechanical_00010531 | SITE_00156 | Storage Water Heater | Electric Resistance | 50 |  | Rheem | PROE50 2 RH91 | Yes | 2014 |  | N/A | No | No | Electric | 4.5 |  | kW | 0.91 |  | N/A | N/A |  | N/A | N/A | N/A | Main House | Yes | No | N/A | No |  | N/A | No | N/A |  | N/A |  | N/A | No | No | Yes | No | 678 | 10381.2619 | Single Family | 1 | 10381.2619 | Single Family_Electric | Single Family_FALSE
Mechanical_00010532 | SITE_02043 | Storage Water Heater | Electric Resistance | 50 |  | Rheem | Proe50m2rh90 | Yes | 2015 |  | N/A | No | No | Electric | 4.5 |  | kW | 0.9 |  | N/A | N/A |  | N/A | N/A | N/A | Main House | Yes | No | N/A | No |  | N/A | Yes | Polyethylene Foam | 4 |  | 1 |  | N/A | No | No | No | 2550 | 14922.6667 | Single Family | 1 | 14922.6667 | Single Family_Electric | Single Family_FALSE
Mechanical_00010533 | SITE_00799 | Storage Water Heater | Fossil Fuel Non-Condensing | 40 |  | Rheem | Prog40-38n rh59 | Yes | 2014 |  | N/A | No | No | Natural Gas | 38000 |  | Btuh | 0.59 |  | N/A | N/A |  | N/A | N/A | N/A | Unknown | Yes | Yes | Plumbed drain | No |  | N/A | No | N/A |  | N/A |  | N/A | No | No | Yes | No | 1318 | 2000.27 | Multifamily Residence | 1 | 2000.27 | Multifamily Residence_Natural Gas | Multifamily Residence_FALSE
Mechanical_00010534 | SITE_00144 | Storage Water Heater | Fossil Fuel Non-Condensing | 50 |  | Rheem | Prog50-36n rh60 dv | Yes | 2015 |  | N/A | No | No | Natural Gas | 36000 |  | Btuh | 0.6 |  | N/A | N/A |  | N/A | N/A | N/A | Garage | Yes | No | N/A | No |  | N/A | No | N/A |  | N/A |  | N/A | Yes | Yes | Yes | No | 666 | 2471.1038 | Single Family | 1 | 2471.1038 | Single Family_Natural Gas | Single Family_FALSE
Mechanical_00010535 | SITE_01106 | Storage Water Heater | Fossil Fuel Non-Condensing | 50 |  | Rheem | PROG50-36N RH60 DV | Yes | 2016 |  | N/A | No | No | Natural Gas | 36000 |  | Btuh | 0.6 |  | N/A | N/A |  | N/A | N/A | N/A | Main House | Yes | No | N/A | No |  | N/A | No | N/A |  | N/A |  | N/A | No | No | Yes | No | 1622 | 2002.11 | Multifamily Residence | 1 | 2002.11 | Multifamily Residence_Natural Gas | Multifamily Residence_FALSE
Mechanical_00010536 | SITE_01033 | Storage Water Heater | Fossil Fuel Non-Condensing | 50 |  | Rheem | Prog50-36p rh60 | Yes | 2016 |  | N/A | No | No | Propane | 36000 |  | Btuh | 0.62 |  | N/A | N/A |  | N/A | N/A | N/A | Basement | Yes | Yes | Floor drain | No |  | N/A | No | N/A |  | N/A |  | N/A | No | No | Yes | No | 1549 | 2147.4231 | Single Family | 1 | 2147.4231 | Single Family_Propane | Single Family_FALSE
Mechanical_00010537 | SITE_00174 | Storage Water Heater | Fossil Fuel Non-Condensing | 50 |  | Rheem | Prog50-38n rh58dv | Yes | 2015 |  | N/A | No | No | Natural Gas | 38000 |  | Btuh | 0.58 |  | N/A | N/A |  | N/A | N/A | N/A | Basement | No | Yes | Plumbed drain | No |  | N/A | No | N/A |  | N/A |  | N/A | N/A | No | No | No | 695 | 3955.5333 | Single Family | 1 | 3955.5333 | Single Family_Natural Gas | Single Family_FALSE
Mechanical_00011118 | SITE_00445 | Storage Water Heater | Electric Resistance | 50 |  | Bradford White | M250T6DS-1NCWW | No | 2010 |  | GG13718516 | No | No | Electric | 4.5 |  | kW | 0.9 |  | N/A | N/A |  | N/A | N/A | N/A | Main House | Yes | No | N/A | No |  | N/A | No | N/A |  | N/A |  | N/A | No | No | Yes | No | 965 | 687.85 | Multifamily Residence | 1 | 687.85 | Multifamily Residence_Electric | Multifamily Residence_FALSE
Mechanical_00011119 | SITE_00711 | Storage Water Heater | Electric Resistance | 80 |  | Kenmore | 153.3218 | No | 2014 |  | 1425A012081 | No | No | Electric | 3.8 |  | kW |  | Unknown | N/A | N/A |  | N/A | N/A | N/A | Garage | Yes | No | N/A | No |  | N/A | No | N/A |  | N/A |  | N/A | Yes | Yes | Yes | No | 1230 | 2880.3393 | Single Family | 1 | 2880.3393 | Single Family_Electric | Single Family_FALSE
Mechanical_00011120 | SITE_00765 | Instantaneous Water Heater | Electric Resistance | 0 |  | PowerStar | 45-557701 | No |  | Unknown | 63A800022 | No | No | Electric |  | Unknown | kW |  | Unknown | N/A | N/A |  | N/A | N/A | N/A | Main House | No | No | N/A | No |  | N/A | No | N/A |  | N/A |  | N/A | No | No | No | No | 1284 | 2639.8857 | Single Family | 3 | 879.9619 | Single Family_Electric | Single Family_FALSE
Mechanical_00011121 | SITE_00765 | Storage Water Heater | Electric Resistance | 19 |  | US Craftmaster | E1f20us015v | No | 2007 |  | 707604111 | No | No | Electric | 1.5 |  | kW |  | Unknown | N/A | N/A |  | N/A | N/A | N/A | Main House | No | No | N/A | No |  | N/A | No | N/A |  | N/A |  | N/A | No | No | Yes | No | 1284 | 2639.8857 | Single Family | 3 | 879.9619 | Single Family_Electric | Single Family_FALSE
Mechanical_00011122 | SITE_00765 | Storage Water Heater | Electric Resistance | 65 |  | General Electric | Pe65t09a | No | 1999 |  | GE 1299406215 | No | No | Electric | 4.5 |  | kW | 0.89 |  | N/A | N/A |  | N/A | N/A | N/A | Main House | Yes | No | N/A | No |  | N/A | No | N/A |  | N/A |  | N/A | No | Yes | Yes | No | 1284 | 2639.8857 | Single Family | 3 | 879.9619 | Single Family_Electric | Single Family_FALSE
Mechanical_00011123 | SITE_00704 | Storage Water Heater | Electric Resistance | 50 |  | General Electric | Ge50t06tag | Yes | 2009 |  | N/A | No | No | Electric | 4.5 |  | kW | 0.95 |  | N/A | N/A |  | N/A | N/A | N/A | Main House | Yes | No | N/A | No |  | N/A | No | N/A |  | N/A |  | N/A | No | Yes | Yes | No | 1223 | 2639.8857 | Single Family | 1 | 2639.8857 | Single Family_Electric | Single Family_FALSE
Mechanical_00011124 | SITE_00787 | Storage Water Heater | Electric Resistance | 50 |  | Rheem | 81vr52d | No | 1996 |  | R 1296C02624 | No | No | Electric | 4.5 |  | kW |  | Unknown | N/A | N/A |  | N/A | N/A | N/A | Main House | Yes | No | N/A | No |  | N/A | No | N/A |  | N/A |  | N/A | No | Yes | No | No | 1306 | 2639.8857 | Single Family | 1 | 2639.8857 | Single Family_Electric | Single Family_FALSE
Mechanical_00011125 | SITE_00457 | Storage Water Heater | Electric Resistance |  | Unknown | Unknown | Unknown | No |  | Unknown | Unknown | No | No | Electric |  | Unknown | kW |  | Unknown | N/A | N/A |  | N/A | N/A | N/A | Exterior | Yes | No | N/A | Unknown |  | N/A | Unknown | N/A |  | N/A |  | N/A | N/A | Unknown | Unknown | Unknown | 977 | 1628.92 | Manufactured | 1 | 1628.92 | Manufactured_Electric | Manufactured_FALSE
Mechanical_00011126 | SITE_00498 | Storage Water Heater | Electric Resistance | 50 |  | Ruud | Pe2-52-2 | Yes | 2010 |  | N/A | No | No | Electric | 4.5 |  | kW | 0.91 |  | N/A | N/A |  | N/A | N/A | N/A | Main House | Yes | No | N/A | No |  | N/A | No | N/A |  | N/A |  | N/A | Yes | Yes | Yes | No | 1018 | 2639.8857 | Single Family | 1 | 2639.8857 | Single Family_Electric | Single Family_FALSE
Mechanical_00011127 | SITE_00744 | Storage Water Heater | Electric Resistance | 50 |  | Ruud | Pe3r-52-2 | No | 2010 |  | RU0110R03853 | No | No | Electric | 4.5 |  | kW | 0.95 |  | N/A | N/A |  | N/A | N/A | N/A | Exterior | Yes | No | N/A | No |  | N/A | Yes | Polyethylene Foam | 14 |  | 1 |  | N/A | No | Yes | No | 1263 | 1628.92 | Manufactured | 1 | 1628.92 | Manufactured_Electric | Manufactured_FALSE
Mechanical_00011128 | SITE_00773 | Storage Water Heater | Electric Resistance | 50 |  | AO Smith | Ect 52 210 | No | 2010 |  | 1023J016220 | No | No | Electric | 4.5 |  | kW | 0.91 |  | N/A | N/A |  | N/A | N/A | N/A | Basement | Yes | No | N/A | No |  | N/A | No | N/A |  | N/A |  | N/A | No | Yes | Yes | No | 1292 | 2639.8857 | Single Family | 1 | 2639.8857 | Single Family_Electric | Single Family_FALSE
Mechanical_00011129 | SITE_00434 | Storage Water Heater | Electric Resistance | 30 |  | AO Smith | Ent-30 100 | No | 2016 |  | 1641103602854 | No | No | Electric | 4.5 |  | kW | 0.95 |  | N/A | N/A |  | N/A | N/A | N/A | Main House | Yes | No | N/A | No |  | N/A | No | N/A |  | N/A |  | N/A | No | No | No | No | 954 | 687.85 | Multifamily Residence | 1 | 687.85 | Multifamily Residence_Electric | Multifamily Residence_FALSE
Mechanical_00011130 | SITE_00674 | Storage Water Heater | Electric Resistance | 50 |  | American Appliance | E63-50h-045do | No | 2013 |  | 1342T469096 | No | No | Electric | 4.5 |  | kW | 0.93 |  | N/A | N/A |  | N/A | N/A | N/A | Main House | Yes | No | N/A | No |  | N/A | Yes | Polyethylene Foam | 3 |  | 0.5 |  | No | No | Yes | No | 1193 | 1819.67 | Multifamily Residence | 1 | 1819.67 | Multifamily Residence_Electric | Multifamily Residence_FALSE
Mechanical_00011131 | SITE_00775 | Storage Water Heater | Electric Resistance | 50 |  | Whirlpool | Ee3j50rd045v | No | 2007 |  | 730133889 | No | No | Electric | 4.5 |  | kW | 0.93 |  | N/A | N/A |  | N/A | N/A | N/A | Basement | Yes | No | N/A | No |  | N/A | No | N/A |  | N/A |  | N/A | No | No | No | No | 1294 | 7381.5 | Single Family | 1 | 7381.5 | Single Family_Electric | Single Family_FALSE
Mechanical_00011132 | SITE_00790 | Storage Water Heater | Electric Resistance | 50 |  | Ruud | Pe52-2c | No | 2000 |  | RU 0900627164 | No | No | Electric | 4.5 |  | kW | 0.91 |  | N/A | N/A |  | N/A | N/A | N/A | Basement | Yes | No | N/A | No |  | N/A | No | N/A |  | N/A |  | N/A | No | Yes | No | No | 1309 | 7381.5 | Single Family | 1 | 7381.5 | Single Family_Electric | Single Family_FALSE
Mechanical_00011133 | SITE_00653 | Storage Water Heater | Electric Resistance | 50 |  | Ruud | Per52-2 b | No | 1992 |  | 0192B26934 | No | No | Electric | 4.5 |  | kW |  | Unknown | N/A | N/A |  | N/A | N/A | N/A | Main House | Yes | No | N/A | No |  | N/A | No | N/A |  | N/A |  | N/A | Yes | No | No | No | 1172 | 1628.92 | Manufactured | 1 | 1628.92 | Manufactured_Electric | Manufactured_FALSE
Mechanical_00011134 | SITE_00688 | Storage Water Heater | Electric Resistance | 50 |  | Ruud | PE52-2 C | No | 2001 |  | RU 1201239726 | No | No | Electric | 4.5 |  | kW | 0.91 |  | N/A | N/A |  | N/A | N/A | N/A | Main House | Yes | No | N/A | No |  | N/A | Yes | Polyethylene Foam | 1.5 |  | 1 |  | No | No | No | No | 1207 | 1819.67 | Multifamily Residence | 1 | 1819.67 | Multifamily Residence_Electric | Multifamily Residence_FALSE
Mechanical_00011135 | SITE_00443 | Storage Water Heater | Electric Resistance | 50 |  | Bradford White | M250S6DS-1NCWW | No | 2012 |  | JF16806977 | No | No | Electric | 4.5 |  | kW | 0.92 |  | N/A | N/A |  | N/A | N/A | N/A | Main House | Yes | No | N/A | No |  | N/A | No | N/A |  | N/A |  | N/A | No | No | No | No | 963 | 1819.67 | Multifamily Residence | 1 | 1819.67 | Multifamily Residence_Electric | Multifamily Residence_FALSE
Mechanical_00011136 | SITE_00759 | Storage Water Heater | Fossil Fuel Non-Condensing | 50 |  | American Appliance | FG6150T403NO | No | 2005 |  | 530101876 | No | No | Natural Gas | 40000 |  | Btuh |  | Unknown | N/A | N/A |  | N/A | N/A | N/A | Basement | Yes | Yes | Floor drain | No |  | N/A | No | N/A |  | N/A |  | N/A | No | No | Yes | No | 1278 | 2880.3393 | Single Family | 1 | 2880.3393 | Single Family_Natural Gas | Single Family_FALSE
Mechanical_00011137 | SITE_00667 | Storage Water Heater | Electric Resistance | 40 |  | General Electric | PE40M9A | No | 2001 |  | GE0701229176 | No | No | Electric | 4.5 |  | kW | 0.92 |  | N/A | N/A |  | N/A | N/A | N/A | Main House | Yes | No | N/A | No |  | N/A | No | N/A |  | N/A |  | N/A | Yes | No | No | No | 1186 | 1628.92 | Manufactured | 1 | 1628.92 | Manufactured_Electric | Manufactured_FALSE
Mechanical_00011138 | SITE_00421 | Storage Water Heater | Electric Resistance | 50 |  | AO Smith | EES52930 | No | 2002 |  | GH02-0896142-930 | No | No | Electric | 4.5 |  | kW |  | Unknown | N/A | N/A |  | N/A | N/A | N/A | Main House | Yes | No | N/A | No |  | N/A | No | N/A |  | N/A |  | N/A | Yes | No | No | No | 941 | 1628.92 | Manufactured | 1 | 1628.92 | Manufactured_Electric | Manufactured_FALSE
Mechanical_00011139 | SITE_00745 | Storage Water Heater | Fossil Fuel Non-Condensing | 40 |  | Kenmore | 153.3384 | No | 1993 |  | G93544688 | No | No | Natural Gas | 40000 |  | Btuh |  | Unknown | N/A | N/A |  | N/A | N/A | N/A | Basement | Yes | No | N/A | No |  | N/A | No | N/A |  | N/A |  | N/A | No | No | No | No | 1264 | 2880.3393 | Single Family | 1 | 2880.3393 | Single Family_Natural Gas | Single Family_FALSE
Mechanical_00011140 | SITE_00757 | Storage Water Heater | Fossil Fuel Non-Condensing | 50 |  | General Electric | SG50T12AVG00 | No | 2011 |  | GELN110V06172 | No | No | Natural Gas | 40000 |  | Btuh | 0.62 |  | N/A | N/A |  | N/A | N/A | N/A | Basement | Yes | No | N/A | No |  | N/A | Yes | Polyethylene Foam | 8 |  | 0.5 |  | No | Yes | No | No | 1276 | 2880.3393 | Single Family | 1 | 2880.3393 | Single Family_Natural Gas | Single Family_FALSE
Mechanical_00011141 | SITE_00448 | Storage Water Heater | Electric Resistance | 50 |  | Ruud | PE52-2 C | No | 1997 |  | RU 0797117207 | No | No | Electric | 4.5 |  | kW | 0.91 |  | N/A | N/A |  | N/A | N/A | N/A | Main House | Yes | Unknown | N/A | No |  | N/A | Yes | Polyethylene Foam | 3 |  | 0.5 |  | No | No | Yes | No | 968 | 1819.67 | Multifamily Residence | 1 | 1819.67 | Multifamily Residence_Electric | Multifamily Residence_FALSE
Mechanical_00011142 | SITE_00666 | Storage Water Heater | Electric Resistance | 50 |  | Richmond | 6E50-2 | Yes | 2004 |  | N/A | No | No | Electric | 4.5 |  | kW | 0.89 |  | N/A | N/A |  | N/A | N/A | N/A | Main House | Yes | Yes | Plumbed drain | No |  | N/A | No | N/A |  | N/A |  | N/A | Unknown | No | Yes | No | 1185 | 1628.92 | Manufactured | 1 | 1628.92 | Manufactured_Electric | Manufactured_FALSE
Mechanical_00011143 | SITE_00452 | Storage Water Heater | Electric Resistance | 38 |  | Whirlpool | E40LB6-45 100 | No | 2010 |  | 100262018 | No | No | Electric | 4.5 |  | kW | 0.95 |  | N/A | N/A |  | N/A | N/A | N/A | Other | Yes | Yes | Floor drain | No |  | N/A | No | N/A |  | N/A |  | N/A | No | No | No | No | 972 | 2880.3393 | Single Family | 1 | 2880.3393 | Single Family_Electric | Single Family_FALSE
Mechanical_00011144 | SITE_00440 | Storage Water Heater | Electric Resistance | 50 |  | General Electric | SE50M12AAH | Yes | 2011 |  | N/A | No | No | Electric | 4.5 |  | kW | 0.9 |  | N/A | N/A |  | N/A | N/A | N/A | Main House | Yes | Unknown | N/A | No |  | N/A | Yes | Polyethylene Foam | 4 |  | 0.75 |  | Yes | No | Yes | No | 960 | 687.85 | Multifamily Residence | 1 | 687.85 | Multifamily Residence_Electric | Multifamily Residence_FALSE
Mechanical_00011145 | SITE_00766 | Storage Water Heater | Fossil Fuel Non-Condensing | 50 |  | American Water Heaters | DVG62-50T42-NV | No | 2002 |  | 215112594 | No | No | Natural Gas | 42000 |  | Btuh | 0.58 |  | N/A | N/A |  | N/A | N/A | N/A | Crawlspace | Yes | No | N/A | No |  | N/A | No | N/A |  | N/A |  | N/A | No | Yes | No | No | 1285 | 2880.3393 | Single Family | 1 | 2880.3393 | Single Family_Natural Gas | Single Family_FALSE
Mechanical_00011146 | SITE_00460 | Storage Water Heater | Electric Resistance | 50 |  | General Electric | Ge50m06aag | No | 2012 |  | GE M281208568 | No | Yes | Electric | 4.5 |  | kW | 0.9 |  | N/A | N/A |  | N/A | N/A | N/A | Main House | Yes | No | N/A | No |  | N/A | No | N/A |  | N/A |  | N/A | No | No | No | No | 980 | 687.85 | Multifamily Residence | 1 | 687.85 | Multifamily Residence_Electric | Multifamily Residence_FALSE
Mechanical_00015448 | SITE_00150 | Storage Water Heater | Electric Resistance | 50 |  | General Electric | Pe50m9a | No | 1999 |  | GE 0399123462 | No | No | Electric | 4.5 |  | kW |  | Unknown | N/A | N/A |  | N/A | N/A | N/A | Basement | Yes | No | N/A | No |  | N/A | No | N/A |  | N/A |  | N/A | No | No | No | No | 672 | 2471.1038 | Single Family | 1 | 2471.1038 | Single Family_Electric | Single Family_FALSE
Mechanical_00015449 | SITE_00886 | Storage Water Heater | Fossil Fuel Non-Condensing | 40 |  | Richmond | MVR40DV | Yes | 2009 |  | N/A | No | No | Natural Gas | 30000 |  | Btuh | 0.59 |  | N/A | N/A |  | N/A | N/A | N/A | Main House | Yes | No | N/A | No |  | N/A | No | N/A |  | N/A |  | N/A | Yes | No | No | No | 1405 | 331.65 | Manufactured | 1 | 331.65 | Manufactured_Natural Gas | Manufactured_FALSE
Mechanical_00015565 | SITE_00190 | Storage Water Heater | Unknown |  | Unknown | Unknown | Unknown | No |  | Unknown | Unknown | Unknown | Unknown | Unknown |  | Unknown | Btuh |  | Unknown | N/A | N/A |  | N/A | N/A | N/A | Unknown | N/A | Unknown | N/A | Unknown |  | N/A | Unknown | N/A |  | N/A |  | N/A | Unknown | Unknown | Unknown | Unknown | 710 | 4219.8431 | Single Family | 1 | 4219.8431 | Single Family_Unknown | Single Family_FALSE
Mechanical_00015450 | SITE_00016 | Storage Water Heater | Electric Resistance | 50 |  | Ruud | PROE50 T2 RU95 | Yes | 2016 |  | M271619949 | No | No | Electric | 4.5 |  | kW | 0.93 |  | N/A | N/A |  | N/A | N/A | N/A | Exterior | Yes | No | N/A | No |  | N/A | No | N/A |  | N/A |  | N/A | No | No | Yes | No | 539 | 1313.97 | Manufactured | 1 | 1313.97 | Manufactured_Electric | Manufactured_FALSE
Mechanical_00015451 | SITE_00033 | Storage Water Heater | Electric Resistance | 40 |  | Unknown | Unknown | No |  | N/A | Unknown | No | No | Electric |  | Unknown | kW |  | Unknown | N/A | N/A |  | N/A | N/A | N/A | Main House | No | No | N/A | No |  | N/A | No | N/A |  | N/A |  | N/A | No | No | No | No | 556 | 1313.97 | Manufactured | 1 | 1313.97 | Manufactured_Electric | Manufactured_FALSE
Mechanical_00015452 | SITE_00038 | Storage Water Heater | Electric Resistance | 40 |  | Reliance | 640dors | No | 2011 |  | 1142J001019 | No | No | Electric | 4.5 |  | kW |  | Unknown | N/A | N/A |  | N/A | N/A | N/A | Main House | Yes | No | N/A | No |  | N/A | Yes | Polyethylene Foam | 3 |  | 1 |  | N/A | No | No | No | 561 | 1313.97 | Manufactured | 1 | 1313.97 | Manufactured_Electric | Manufactured_FALSE
Mechanical_00015453 | SITE_00040 | Storage Water Heater | Electric Resistance | 40 |  | Whirlpool | E1f40rd045v | Yes | 2008 |  | 408122189 | No | No | Electric | 4.5 |  | kW |  | Unknown | N/A | N/A |  | N/A | N/A | N/A | Main House | Yes | No | N/A | No |  | N/A | No | N/A |  | N/A |  | N/A | No | No | No | No | 563 | 1313.97 | Manufactured | 1 | 1313.97 | Manufactured_Electric | Manufactured_FALSE
Mechanical_00015454 | SITE_00095 | Storage Water Heater | Electric Resistance | 30 |  | General Electric | Ge 0501270079 | No |  | N/A | GE30M6A | No | No | Electric | 4.5 |  | kW |  | Unknown | N/A | N/A |  | N/A | N/A | N/A | Main House | Yes | No | N/A | No |  | N/A | No | N/A |  | N/A |  | N/A | N/A | No | No | No | 618 | 739.45 | Multifamily Residence | 1 | 739.45 | Multifamily Residence_Electric | Multifamily Residence_FALSE
Mechanical_00015455 | SITE_00114 | Storage Water Heater | Electric Resistance | 50 |  | Bradford White | M-I-50S5DS-12 | No | 2010 |  | GH914724 | No | No | Electric | 4.5 |  | kW |  | Unknown | N/A | N/A |  | N/A | N/A | N/A | Main House | Yes | No | N/A | No |  | N/A | No | N/A |  | N/A |  | N/A | N/A | No | Yes | No | 637 | 739.45 | Multifamily Residence | 1 | 739.45 | Multifamily Residence_Electric | Multifamily Residence_FALSE
Mechanical_00015456 | SITE_00209 | Storage Water Heater | Electric Resistance | 47 |  | Bradford White | M250L6DS-1NCW | No | 2010 |  | GA12877284 | No | No | Electric | 4.5 |  | kW |  | Unknown | N/A | N/A |  | N/A | N/A | N/A | Crawlspace | N/A | No | N/A | No |  | N/A | No | N/A |  | N/A |  | N/A | No | No | No | No | 729 | 773.6 | Multifamily Residence | 1 | 773.6 | Multifamily Residence_Electric | Multifamily Residence_FALSE
Mechanical_00015457 | SITE_00308 | Storage Water Heater | Unknown |  | Unknown | Unknown | Unknown | No |  | N/A | Unknown | No | No | Unknown |  | Unknown | Btuh |  | Unknown | N/A | N/A |  | N/A | N/A | N/A | Unknown | Yes | Unknown | N/A | Unknown |  | N/A | Unknown | N/A |  | N/A |  | N/A | Unknown | No | No | No | 828 | 626.07 | Manufactured | 1 | 626.07 | Manufactured_Unknown | Manufactured_FALSE
Mechanical_00015458 | SITE_00310 | Storage Water Heater | Unknown |  | Unknown | Unknown | Unknown | Unknown |  | Unknown | Unknown | Unknown | Unknown | Unknown |  | Unknown | Btuh |  | Unknown | N/A | N/A |  | N/A | N/A | N/A | Unknown | Unknown | Unknown | N/A | Unknown |  | N/A | Unknown | N/A |  | N/A |  | N/A | Unknown | Unknown | Unknown | Unknown | 830 | 626.07 | Manufactured | 1 | 626.07 | Manufactured_Unknown | Manufactured_FALSE
Mechanical_00015459 | SITE_00313 | Storage Water Heater | Unknown |  | Unknown | Unknown | Unknown | Unknown |  | Unknown | Unknown | Unknown | Unknown | Unknown |  | Unknown | Btuh |  | Unknown | N/A | N/A |  | N/A | N/A | N/A | Unknown | Unknown | Unknown | N/A | Unknown |  | N/A | Unknown | N/A |  | N/A |  | N/A | Unknown | Unknown | Unknown | Unknown | 833 | 1097.77 | Manufactured | 1 | 1097.77 | Manufactured_Unknown | Manufactured_FALSE
Mechanical_00015460 | SITE_00473 | Storage Water Heater | Electric Resistance | 50 |  | American Water Heaters | e62-50h-045d | No | 2004 |  | 448149057 | No | No | Electric | 4.5 |  | kW |  | Unknown | N/A | N/A |  | N/A | N/A | N/A | Main House | Yes | No | N/A | No |  | N/A | No | N/A |  | N/A |  | N/A | No | Yes | Yes | No | 993 | 687.85 | Multifamily Residence | 1 | 687.85 | Multifamily Residence_Electric | Multifamily Residence_FALSE
Mechanical_00015461 | SITE_00476 | Storage Water Heater | Electric Resistance | 50 |  | Bradford White | Unknown | No |  | N/A | Unknown | No | No | Electric |  | Unknown | kW |  | Unknown | N/A | N/A |  | N/A | N/A | N/A | Main House | Yes | Yes | Plumbed drain | No |  | N/A | No | N/A |  | N/A |  | N/A | No | No | No | No | 996 | 1824.63 | Manufactured | 1 | 1824.63 | Manufactured_Electric | Manufactured_FALSE
Mechanical_00015462 | SITE_00478 | Storage Water Heater | Fossil Fuel Non-Condensing | 40 |  | Ruud | P40-35F1 | Yes | 2005 |  | RULN0405Z01992 | No | No | Natural Gas | 36000 |  | Btuh |  | Unknown | N/A | N/A |  | N/A | N/A | N/A | Garage | Yes | No | N/A | No |  | N/A | Yes | Polyethylene Foam | 4 |  | 0.75 |  | No | Yes | Yes | No | 998 | 687.85 | Multifamily Residence | 1 | 687.85 | Multifamily Residence_Natural Gas | Multifamily Residence_FALSE
Mechanical_00015154 | SITE_02068 | Storage Water Heater | Electric Resistance | 50 |  | Reliance | 850EORS110 | No |  | N/A | 1628J01510 | No | No | Electric | 4.5 |  | kW |  | Unknown | N/A | N/A |  | N/A | N/A | N/A | Main House | N/A | Yes | Plumbed drain | No |  | N/A | No | N/A |  | N/A |  | N/A | N/A | No | Yes | No | 2575 | 687.85 | Multifamily Residence | 1 | 687.85 | Multifamily Residence_Electric | Multifamily Residence_FALSE
Mechanical_00010306 | SITE_01095 | Storage Water Heater | Electric Resistance | 50 |  | Bradford White | M2HE50S6DS-1NCWW | No |  | Unknown | JF16731799 | No | No | Electric | 4.5 |  | kW | 0.93 |  | N/A | N/A |  | N/A | N/A | N/A | Basement | Yes | No | N/A | No |  | N/A | Yes | Polyethylene Foam | 8 |  | 0.75 |  | Unknown | Yes | Yes | No | 1611 | 3955.5333 | Single Family | 1 | 3955.5333 | Single Family_Electric | Single Family_FALSE
Mechanical_00010307 | SITE_01819 | Storage Water Heater | Electric Resistance | 50 |  | Bradford White | M2HE50S6DS-1NCWW | No |  | Unknown | KK28040128 | No | No | Electric | 4.5 |  | kW | 0.93 |  | N/A | N/A |  | N/A | N/A | N/A | Main House | Yes | Yes | Plumbed drain | No |  | N/A | No | N/A |  | N/A |  | N/A | No | Yes | Yes | No | 2327 | 2002.11 | Multifamily Residence | 1 | 2002.11 | Multifamily Residence_Electric | Multifamily Residence_FALSE
Mechanical_00010308 | SITE_01603 | Storage Water Heater | Electric Resistance | 50 |  | Bradford White | M2HE50S6DS-1NCWW | No |  | Unknown | JH16951039 | No | No | Electric | 4.5 |  | kW | 0.93 |  | N/A | N/A |  | N/A | N/A | N/A | Main House | Yes | No | N/A | No |  | N/A | No | N/A |  | N/A |  | N/A | No | No | No | No | 2112 | 653.4162 | Single Family | 1 | 653.4162 | Single Family_Electric | Single Family_FALSE
Mechanical_00010309 | SITE_01063 | Storage Water Heater | Fossil Fuel Non-Condensing | 50 |  | Bradford White | M45036fbn | No |  | Unknown | JA16159780 | No | No | Natural Gas | 40000 |  | Btuh | 0.62 |  | N/A | N/A |  | N/A | N/A | N/A | Basement | Yes | No | N/A | No |  | N/A | Yes | Polyethylene Foam | 10 |  | 0.25 |  | No | No | No | No | 1579 | 2147.4231 | Single Family | 1 | 2147.4231 | Single Family_Natural Gas | Single Family_FALSE
Mechanical_00010310 | SITE_02048 | Storage Water Heater | Fossil Fuel Condensing | 40 |  | Bradford White | Mi403s6en12 | No |  | Unknown | ZB2713025 | No | No | Natural Gas | 40000 |  | Btuh |  | Unknown | N/A | N/A |  | N/A | N/A | N/A | Basement | Yes | No | N/A | No |  | N/A | Yes | Polyethylene Foam | 50 |  | 0.5 |  | No | Yes | No | No | 2555 | 2471.1038 | Single Family | 1 | 2471.1038 | Single Family_Natural Gas | Single Family_FALSE
Mechanical_00010311 | SITE_01207 | Storage Water Heater | Fossil Fuel Non-Condensing | 40 |  | Bradford White | MI403S6EN12 | No |  | Unknown | YM2505728 | No | No | Natural Gas | 40000 |  | Btuh |  | Unknown | N/A | N/A |  | N/A | N/A | N/A | Garage | Yes | No | N/A | No |  | N/A | No | N/A |  | N/A |  | N/A | Yes | Yes | No | No | 1722 | 10381.2619 | Single Family | 1 | 10381.2619 | Single Family_Natural Gas | Single Family_FALSE
Mechanical_00010312 | SITE_01180 | Storage Water Heater | Fossil Fuel Non-Condensing | 40 |  | Bradford White | MI403S6EN12 | No |  | Unknown | ZA2682486 | No | No | Natural Gas | 40000 |  | Btuh |  | Unknown | N/A | N/A |  | N/A | N/A | N/A | Garage | Yes | Yes | Plumbed drain | No |  | N/A | Yes | Polyethylene Foam | 3 |  | 0.75 |  | Yes | Yes | Yes | No | 1695 | 10381.2619 | Single Family | 1 | 10381.2619 | Single Family_Natural Gas | Single Family_FALSE
Mechanical_00010313 | SITE_01920 | Storage Water Heater | Fossil Fuel Non-Condensing | 40 |  | Bradford White | Mi403s6fbn | No |  | Unknown | DL9863041 | No | No | Natural Gas | 40000 |  | Btuh | 0.59 |  | N/A | N/A |  | N/A | N/A | N/A | Main House | Yes | No | N/A | No |  | N/A | No | N/A |  | N/A |  | N/A | No | No | Yes | No | 2427 | 14922.6667 | Single Family | 2 | 7461.3333 | Single Family_Natural Gas | Single Family_FALSE
Mechanical_00010314 | SITE_01920 | Storage Water Heater | Fossil Fuel Non-Condensing | 40 |  | Bradford White | Mi403s6fbn | No |  | Unknown | LG34740843 | No | No | Natural Gas | 40000 |  | Btuh | 0.59 |  | N/A | N/A |  | N/A | N/A | N/A | Main House | Yes | No | N/A | No |  | N/A | No | N/A |  | N/A |  | N/A | No | No | Yes | No | 2427 | 14922.6667 | Single Family | 2 | 7461.3333 | Single Family_Natural Gas | Single Family_FALSE
Mechanical_00010315 | SITE_01047 | Storage Water Heater | Fossil Fuel Non-Condensing | 40 |  | Bradford White | Mi40t6en12 | No |  | Unknown | XH5080696 | No | No | Natural Gas | 40000 |  | Btuh |  | Unknown | N/A | N/A |  | N/A | N/A | N/A | Main House | Yes | Yes | Plumbed drain | No |  | N/A | No | N/A |  | N/A |  | N/A | No | Yes | Yes | No | 1563 | 1521.68 | Single Family | 1 | 1521.68 | Single Family_Natural Gas | Single Family_FALSE
Mechanical_00010316 | SITE_02044 | Storage Water Heater | Fossil Fuel Non-Condensing | 40 |  | Bradford White | Mi40t6fbn | No |  | Unknown | JGI16896089 | No | No | Natural Gas | 40000 |  | Btuh | 0.59 |  | N/A | N/A |  | N/A | N/A | N/A | Garage | Yes | No | N/A | No |  | N/A | Yes | Polyethylene Foam | 20 |  | 1 |  | No | Yes | Yes | No | 2551 | 10381.2619 | Single Family | 1 | 10381.2619 | Single Family_Natural Gas | Single Family_FALSE
Mechanical_00010317 | SITE_01204 | Storage Water Heater | Fossil Fuel Non-Condensing | 40 |  | Bradford White | Mi40t6fbn | No |  | Unknown | DB8776264 | No | No | Natural Gas | 40000 |  | Btuh | 0.59 |  | N/A | N/A |  | N/A | N/A | N/A | Garage | Yes | No | N/A | No |  | N/A | No | N/A |  | N/A |  | N/A | Yes | Yes | Yes | No | 1719 | 10381.2619 | Single Family | 1 | 10381.2619 | Single Family_Natural Gas | Single Family_FALSE
Mechanical_00010318 | SITE_02045 | Storage Water Heater | Fossil Fuel Non-Condensing | 50 |  | Bradford White | Mi5036en10 | No |  | Unknown | TM7807173 | No | No | Natural Gas | 40000 |  | Btuh |  | Unknown | N/A | N/A |  | N/A | N/A | N/A | Garage | Yes | No | N/A | No |  | N/A | No | N/A |  | N/A |  | N/A | Yes | Yes | Yes | No | 2552 | 10381.2619 | Single Family | 1 | 10381.2619 | Single Family_Natural Gas | Single Family_FALSE
Mechanical_00010319 | SITE_00164 | Storage Water Heater | Fossil Fuel Non-Condensing | 50 |  | Bradford White | MI5036EN10 | No |  | Unknown | XA2953619 | No | No | Natural Gas | 40000 |  | Btuh |  | Unknown | N/A | N/A |  | N/A | N/A | N/A | Basement | Yes | No | N/A | No |  | N/A | No | N/A |  | N/A |  | N/A | No | Yes | Yes | No | 685 | 10381.2619 | Single Family | 1 | 10381.2619 | Single Family_Natural Gas | Single Family_FALSE
Mechanical_00010320 | SITE_01894 | Storage Water Heater | Fossil Fuel Non-Condensing | 50 |  | Bradford White | Mi5036fbn | No |  | Unknown | GL14204364 | No | No | Natural Gas | 40000 |  | Btuh | 0.58 |  | N/A | N/A |  | N/A | N/A | N/A | Basement | Yes | No | N/A | No |  | N/A | Yes | Polyethylene Foam | 13 |  | 0.5 |  | No | Yes | No | No | 2401 | 2471.1038 | Single Family | 1 | 2471.1038 | Single Family_Natural Gas | Single Family_FALSE
Mechanical_00010321 | SITE_01911 | Storage Water Heater | Fossil Fuel Non-Condensing | 50 |  | Bradford White | Mi5036fbn | No |  | Unknown | LC34154923 | No | No | Natural Gas | 40000 |  | Btuh | 0.58 |  | N/A | N/A |  | N/A | N/A | N/A | Basement | Yes | No | N/A | No |  | N/A | No | N/A |  | N/A |  | N/A | Yes | Yes | No | No | 2418 | 2471.1038 | Single Family | 1 | 2471.1038 | Single Family_Natural Gas | Single Family_FALSE
Mechanical_00010322 | SITE_01634 | Storage Water Heater | Fossil Fuel Non-Condensing | 50 |  | Bradford White | Mi5036fbn | No |  | Unknown | LJ34941172 | No | No | Natural Gas | 40000 |  | Btuh | 0.58 |  | N/A | N/A |  | N/A | N/A | N/A | Basement | Yes | No | N/A | No |  | N/A | No | N/A |  | N/A |  | N/A | No | No | No | No | 2143 | 257.4775 | Single Family | 1 | 257.4775 | Single Family_Natural Gas | Single Family_FALSE
Mechanical_00010323 | SITE_01915 | Storage Water Heater | Fossil Fuel Non-Condensing | 50 |  | Bradford White | MI5036FBN7 | No |  | Unknown | CB7355502 | No | No | Natural Gas | 40000 |  | Btuh | 0.58 |  | N/A | N/A |  | N/A | N/A | N/A | Garage | Yes | No | N/A | No |  | N/A | Yes | Polyethylene Foam | 4 |  | 0.5 |  | Yes | Yes | Yes | No | 2422 | 3955.5333 | Single Family | 1 | 3955.5333 | Single Family_Natural Gas | Single Family_FALSE
Mechanical_00010324 | SITE_01034 | Storage Water Heater | Fossil Fuel Non-Condensing | 50 |  | Bradford White | Mi5036fbn7 | No |  | Unknown | CE7704512 | No | No | Natural Gas | 40000 |  | Btuh | 0.58 |  | N/A | N/A |  | N/A | N/A | N/A | Crawlspace | Yes | No | N/A | No |  | N/A | No | N/A |  | N/A |  | N/A | No | Yes | No | No | 1550 | 1521.68 | Single Family | 1 | 1521.68 | Single Family_Natural Gas | Single Family_FALSE
Mechanical_00010325 | SITE_01078 | Storage Water Heater | Fossil Fuel Non-Condensing | 50 |  | Bradford White | MI5036FBN7 | No |  | Unknown | BK6787280 | No | No | Natural Gas | 40000 |  | Btuh | 0.58 |  | N/A | N/A |  | N/A | N/A | N/A | Garage | Yes | No | N/A | No |  | N/A | Yes | Polyethylene Foam | 2 |  | 1 |  | Yes | Yes | Yes | No | 1594 | 3955.5333 | Single Family | 1 | 3955.5333 | Single Family_Natural Gas | Single Family_FALSE
Mechanical_00010326 | SITE_01654 | Storage Water Heater | Fossil Fuel Non-Condensing | 50 |  | Bradford White | MI5036FBN7 | No |  | Unknown | BJ6678579 | No | No | Natural Gas | 40000 |  | Btuh | 0.58 |  | N/A | N/A |  | N/A | N/A | N/A | Garage | Yes | No | N/A | No |  | N/A | No | N/A |  | N/A |  | N/A | Yes | Yes | No | No | 2163 | 257.4775 | Single Family | 1 | 257.4775 | Single Family_Natural Gas | Single Family_FALSE
Mechanical_00010327 | SITE_02065 | Storage Water Heater | Fossil Fuel Non-Condensing | 50 |  | Bradford White | MI5036FBN7 | No |  | Unknown | BC6015820 | No | No | Natural Gas | 40000 |  | Btuh | 0.58 |  | N/A | N/A |  | N/A | N/A | N/A | Garage | Yes | No | N/A | No |  | N/A | Yes | Polyethylene Foam | 7.5 |  | 0.75 |  | Yes | Yes | Yes | No | 2572 | 10381.2619 | Single Family | 1 | 10381.2619 | Single Family_Natural Gas | Single Family_FALSE
Mechanical_00010328 | SITE_01071 | Storage Water Heater | Fossil Fuel Non-Condensing | 50 |  | Bradford White | Mi5036fbn7 | No |  | Unknown | BC5961698 | No | No | Natural Gas | 40000 |  | Btuh | 0.58 |  | N/A | N/A |  | N/A | N/A | N/A | Garage | Yes | No | N/A | No |  | N/A | No | N/A |  | N/A |  | N/A | Yes | Yes | Yes | No | 1587 | 3955.5333 | Single Family | 1 | 3955.5333 | Single Family_Natural Gas | Single Family_FALSE
Mechanical_00010329 | SITE_01663 | Storage Water Heater | Fossil Fuel Non-Condensing | 50 |  | Bradford White | MI5036FBN7 | No |  | Unknown | BL6920522 | No | No | Natural Gas | 40000 |  | Btuh | 0.58 |  | N/A | N/A |  | N/A | N/A | N/A | Basement | Yes | No | N/A | No |  | N/A | No | N/A |  | N/A |  | N/A | No | Yes | No | No | 2171 | 257.4775 | Single Family | 1 | 257.4775 | Single Family_Natural Gas | Single Family_FALSE
Mechanical_00010330 | SITE_01101 | Storage Water Heater | Fossil Fuel Non-Condensing | 50 |  | Bradford White | Mi5036fsx | No |  | Unknown | LB33940290 | No | No | Propane | 36000 |  | Btuh | 0.58 |  | N/A | N/A |  | N/A | N/A | N/A | Garage | Yes | No | N/A | No |  | N/A | No | N/A |  | N/A |  | N/A | Yes | Yes | Yes | No | 1617 | 3955.5333 | Single Family | 1 | 3955.5333 | Single Family_Propane | Single Family_FALSE
Mechanical_00010331 | SITE_01213 | Storage Water Heater | Fossil Fuel Non-Condensing | 50 |  | Bradford White | Mi5036fsx | No |  | Unknown | HC14608607 | No | No | Propane | 36000 |  | Btuh | 0.58 |  | N/A | N/A |  | N/A | N/A | N/A | Garage | Yes | No | N/A | No |  | N/A | No | N/A |  | N/A |  | N/A | Yes | Yes | Yes | No | 1728 | 3955.5333 | Single Family | 1 | 3955.5333 | Single Family_Propane | Single Family_FALSE
Mechanical_00010332 | SITE_01205 | Storage Water Heater | Fossil Fuel Non-Condensing | 50 |  | Bradford White | Mi5036ln10 | No |  | Unknown | PC8645241 | No | No | Natural Gas | 40000 |  | Btuh |  | Unknown | N/A | N/A |  | N/A | N/A | N/A | Main House | No | Unknown | N/A | No |  | N/A | Yes | Polyethylene Foam | 5 |  | 0.5 |  | Yes | Yes | Yes | No | 1720 | 10381.2619 | Single Family | 2 | 5190.6309 | Single Family_Natural Gas | Single Family_FALSE
Mechanical_00010333 | SITE_01902 | Storage Water Heater | Electric Resistance | 47 |  | Bradford White | Mi50l6ds13 | No |  | Unknown | YC1107123 | No | No | Electric | 4.5 |  | kW | 0.9 |  | N/A | N/A |  | N/A | N/A | N/A | Garage | Yes | Unknown | N/A | No |  | N/A | Yes | Polyethylene Foam | 4 |  | 0.5 |  | Yes | Yes | Yes | No | 2409 | 14922.6667 | Single Family | 1 | 14922.6667 | Single Family_Electric | Single Family_FALSE
Mechanical_00010334 | SITE_01904 | Storage Water Heater | Fossil Fuel Non-Condensing | 48 |  | Bradford White | Mi50l6fbn | No |  | Unknown | JJ17164105 | No | No | Natural Gas | 40000 |  | Btuh | 0.58 |  | N/A | N/A |  | N/A | N/A | N/A | Crawlspace | Yes | No | N/A | No |  | N/A | No | N/A |  | N/A |  | N/A | Yes | Yes | No | No | 2411 | 14922.6667 | Single Family | 1 | 14922.6667 | Single Family_Natural Gas | Single Family_FALSE
Mechanical_00011321 | SITE_00219 | Storage Water Heater | Fossil Fuel Non-Condensing | 50 |  | Bradford White | mi5036cx10 | No | 2003 |  | ZD3003333 | No | No | Natural Gas | 40000 |  | Btuh |  | Unknown | N/A | N/A |  | N/A | N/A | N/A | Main House | No | No | N/A | No |  | N/A | No | N/A |  | N/A |  | N/A | No | No | Yes | No | 739 | 4862.5455 | Single Family | 2 | 2431.2727 | Single Family_Natural Gas | Single Family_FALSE
Mechanical_00011322 | SITE_00399 | Storage Water Heater | Electric Heat Pump (Packaged) | 50 |  | General Electric | GEH50DFEJSRA | Yes | 2015 |  | N/A | No | No | Electric | 4.5 |  | kW | 3.25 |  | Yes | Mechanical Room | 130 |  | None of the above | N/A | Main House | Yes | No | N/A | No |  | N/A | No | N/A |  | N/A |  | N/A | No | No | No | No | 919 | 4255.3636 | Single Family | 1 | 4255.3636 | Single Family_Electric | Single Family_TRUE
Mechanical_00011323 | SITE_00433 | Storage Water Heater | Electric Resistance | 50 |  | Rheem | 81GV52D B | No | 1997 |  | R 0297C11236 | No | No | Electric | 4.5 |  | kW |  | Unknown | N/A | N/A |  | N/A | N/A | N/A | Main House | Yes | Yes | Plumbed drain | No |  | N/A | No | N/A |  | N/A |  | N/A | No | No | Yes | No | 953 | 687.85 | Multifamily Residence | 1 | 687.85 | Multifamily Residence_Electric | Multifamily Residence_FALSE
Mechanical_00011324 | SITE_00493 | Storage Water Heater | Electric Resistance | 45 |  | American Appliance | EFR90-50D | No | 1991 |  | 9131300517 | No | No | Electric |  | Unknown | kW |  | Unknown | N/A | N/A |  | N/A | N/A | N/A | Main House | Yes | Yes | Plumbed drain | No |  | N/A | No | N/A |  | N/A |  | N/A | No | No | No | No | 1013 | 7381.5 | Single Family | 1 | 7381.5 | Single Family_Electric | Single Family_FALSE
Mechanical_00011325 | SITE_00749 | Storage Water Heater | Fossil Fuel Non-Condensing | 40 |  | Ruud | P40-7 | No | 1995 |  | 0895A15860 | No | No | Natural Gas | 34000 |  | Btuh | 0.56 |  | N/A | N/A |  | N/A | N/A | N/A | Main House | Yes | Yes | Plumbed drain | No |  | N/A | No | N/A |  | N/A |  | N/A | Yes | No | Yes | No | 1268 | 7381.5 | Single Family | 1 | 7381.5 | Single Family_Natural Gas | Single Family_FALSE
Mechanical_00011326 | SITE_00430 | Storage Water Heater | Electric Resistance | 50 |  | General Electric | GE50M06AAG | Yes | 2008 |  | N/A | No | No | Electric | 4.5 |  | kW | 0.9 |  | N/A | N/A |  | N/A | N/A | N/A | Main House | Yes | Yes | Plumbed drain | No |  | N/A | No | N/A |  | N/A |  | N/A | No | No | Yes | No | 950 | 687.85 | Multifamily Residence | 1 | 687.85 | Multifamily Residence_Electric | Multifamily Residence_FALSE
Mechanical_00011327 | SITE_01942 | Storage Water Heater | Fossil Fuel Non-Condensing | 40 |  | AO Smith | FSG 40 248 | Yes | 2002 |  | N/A | No | No | Natural Gas | 32000 |  | Btuh |  | Unknown | N/A | N/A |  | N/A | N/A | N/A | Garage | Yes | Unknown | N/A | No |  | N/A | No | N/A |  | N/A |  | N/A | Yes | Yes | Yes | No | 2449 | 2346.7937 | Single Family | 1 | 2346.7937 | Single Family_Natural Gas | Single Family_FALSE
Mechanical_00011328 | SITE_00106 | Storage Water Heater | Electric Resistance | 50 |  | AO Smith | Unknown | No |  | Unknown | Unknown | No | No | Electric | 4.5 |  | kW |  | Unknown | N/A | N/A |  | N/A | N/A | N/A | Main House | N/A | Yes | Floor drain | No |  | N/A | No | N/A |  | N/A |  | N/A | N/A | N/A | N/A | No | 629 | 739.45 | Multifamily Residence | 2 | 369.725 | Multifamily Residence_Electric | Multifamily Residence_FALSE
Mechanical_00011329 | SITE_00107 | Storage Water Heater | Electric Resistance | 30 |  | State | PV 30 20RS9 X | No | 1995 |  | B95344941 | No | No | Electric | 4.5 |  | kW |  | Unknown | N/A | N/A |  | N/A | N/A | N/A | Main House | Yes | Yes | Plumbed drain | No |  | N/A | No | N/A |  | N/A |  | N/A | Yes | No | No | No | 630 | 739.45 | Multifamily Residence | 1 | 739.45 | Multifamily Residence_Electric | Multifamily Residence_FALSE
Mechanical_00011330 | SITE_02056 | Storage Water Heater | Fossil Fuel Non-Condensing | 50 |  | General Electric | GG50T6A | No | 2000 |  | GENG 0100134986 | No | No | Natural Gas | 36000 |  | Btuh | 0.55 |  | N/A | N/A |  | N/A | N/A | N/A | Garage | Yes | No | N/A | No |  | N/A | No | N/A |  | N/A |  | N/A | Yes | Yes | Yes | No | 2563 | 2346.7937 | Single Family | 1 | 2346.7937 | Single Family_Natural Gas | Single Family_FALSE
Mechanical_00011331 | SITE_02059 | Storage Water Heater | Electric Resistance | 66 |  | Kenmore | 153.3216 | No | 1992 |  | 9241276012 | No | No | Electric | 5.5 |  | kW | 0.95 |  | N/A | N/A |  | N/A | N/A | N/A | Basement | Yes | Yes | Floor drain | No |  | N/A | No | N/A |  | N/A |  | N/A | Yes | Yes | Yes | No | 2566 | 3434 | Single Family | 1 | 3434 | Single Family_Electric | Single Family_FALSE
Mechanical_00011332 | SITE_00106 | Storage Water Heater | Electric Resistance | 30 |  | AO Smith | eljf 30 917 | No | 1996 |  | GF96 3166420 917 | No | No | Electric | 4.5 |  | kW | 0.89 |  | N/A | N/A |  | N/A | N/A | N/A | Main House | Yes | Yes | Plumbed drain | No |  | N/A | No | N/A |  | N/A |  | N/A | No | No | No | No | 629 | 739.45 | Multifamily Residence | 2 | 369.725 | Multifamily Residence_Electric | Multifamily Residence_FALSE
Mechanical_00011333 | SITE_00113 | Storage Water Heater | Electric Resistance | 50 |  | Bradford White | m2he50s6ds 1nczz | No | 2015 |  | MA35642853 | No | No | Electric | 4.5 |  | kW | 0.93 |  | N/A | N/A |  | N/A | N/A | N/A | Main House | Yes | No | N/A | No |  | N/A | No | N/A |  | N/A |  | N/A | No | Yes | Yes | No | 636 | 739.45 | Multifamily Residence | 1 | 739.45 | Multifamily Residence_Electric | Multifamily Residence_FALSE
Mechanical_00011334 | SITE_02029 | Storage Water Heater | Electric Resistance | 50 |  | General Electric | pe50m9a | No | 1999 |  | GE 0799101223 | No | No | Electric | 4.5 |  | kW | 0.91 |  | N/A | N/A |  | N/A | N/A | N/A | Main House | Yes | Yes | Plumbed drain | No |  | N/A | No | N/A |  | N/A |  | N/A | Yes | Yes | Yes | No | 2536 | 3434 | Single Family | 1 | 3434 | Single Family_Electric | Single Family_FALSE
Mechanical_00011335 | SITE_01994 | Storage Water Heater | Electric Resistance | 80 |  | Bradford White | m280r6ds5 | No | 2006 |  | CA7189868 | No | No | Electric | 4.5 |  | kW | 0.88 |  | N/A | N/A |  | N/A | N/A | N/A | Garage | Yes | No | N/A | No |  | N/A | No | N/A |  | N/A |  | N/A | Yes | Yes | Yes | No | 2501 | 3434 | Single Family | 1 | 3434 | Single Family_Electric | Single Family_FALSE
Mechanical_00011336 | SITE_02015 | Storage Water Heater | Electric Resistance | 50 |  | Bradford White | m50s5d-6 | No | 2006 |  | CF5521072 | No | No | Electric | 4.5 |  | kW |  | Unknown | N/A | N/A |  | N/A | N/A | N/A | Main House | Yes | Yes | Plumbed drain | No |  | N/A | No | N/A |  | N/A |  | N/A | Yes | Yes | Yes | No | 2522 | 3434 | Single Family | 1 | 3434 | Single Family_Electric | Single Family_FALSE
Mechanical_00011337 | SITE_00093 | Storage Water Heater | Electric Resistance | 50 |  | Whirlpool | E1F50RD045V | No | 2008 |  | 0804T420500 | No | No | Electric | 4.5 |  | kW | 0.9 |  | N/A | N/A |  | N/A | N/A | N/A | Main House | Yes | No | N/A | No |  | N/A | No | N/A |  | N/A |  | N/A | No | No | Yes | No | 616 | 739.45 | Multifamily Residence | 1 | 739.45 | Multifamily Residence_Electric | Multifamily Residence_FALSE
Mechanical_00011338 | SITE_00125 | Storage Water Heater | Electric Resistance | 50 |  | General Electric | GE50M06AAG | Yes | 2008 |  | N/A | No | No | Electric | 4.5 |  | kW | 0.9 |  | N/A | N/A |  | N/A | N/A | N/A | Main House | Yes | Unknown | N/A | No |  | N/A | No | N/A |  | N/A |  | N/A | No | No | Yes | No | 648 | 739.45 | Multifamily Residence | 1 | 739.45 | Multifamily Residence_Electric | Multifamily Residence_FALSE
Mechanical_00011339 | SITE_00118 | Storage Water Heater | Electric Resistance | 50 |  | US Craftmaster | E2F50HD045V | No | 2008 |  | 810031 | No | No | Electric | 4.5 |  | kW | 0.91 |  | N/A | N/A |  | N/A | N/A | N/A | Main House | Yes | No | N/A | No |  | N/A | No | N/A |  | N/A |  | N/A | No | No | No | No | 641 | 739.45 | Multifamily Residence | 1 | 739.45 | Multifamily Residence_Electric | Multifamily Residence_FALSE
Mechanical_00011340 | SITE_00034 | Storage Water Heater | Electric Resistance | 52 |  | Unknown | Unknown | No |  | Unknown | Unknown | No | No | Electric |  | Unknown | kW |  | Unknown | N/A | N/A |  | N/A | N/A | N/A | Main House | Yes | Yes | Plumbed drain | Yes |  | Unknown | No | N/A |  | N/A |  | N/A | No | No | No | No | 557 | 1313.97 | Manufactured | 1 | 1313.97 | Manufactured_Electric | Manufactured_FALSE
Mechanical_00011341 | SITE_02054 | Storage Water Heater | Electric Resistance | 50 |  | AO Smith | ENT 50 100 | No | 2015 |  | 1528J006232 | No | No | Electric | 4.5 |  | kW | 0.95 |  | N/A | N/A |  | N/A | N/A | N/A | Main House | Yes | No | N/A | No |  | N/A | No | N/A |  | N/A |  | N/A | Yes | No | Yes | No | 2561 | 3434 | Single Family | 1 | 3434 | Single Family_Electric | Single Family_FALSE
Mechanical_00011342 | SITE_02055 | Storage Water Heater | Fossil Fuel Non-Condensing | 50 |  | Rheem | 41VR50 | No | 1998 |  | RHNG 0798148683 | No | No | Natural Gas | 40000 |  | Btuh | 0.61 |  | N/A | N/A |  | N/A | N/A | N/A | Garage | Yes | No | N/A | No |  | N/A | Yes | Polyethylene Foam | 4 |  | 1 |  | Yes | Yes | Yes | No | 2562 | 2346.7937 | Single Family | 1 | 2346.7937 | Single Family_Natural Gas | Single Family_FALSE
Mechanical_00011343 | SITE_00124 | Storage Water Heater | Electric Resistance | 50 |  | American Appliance | E61-50r-045d | No | 2004 |  | 449147663 | No | No | Electric | 4.5 |  | kW | 0.9 |  | N/A | N/A |  | N/A | N/A | N/A | Main House | Yes | Yes | Plumbed drain | No |  | N/A | No | N/A |  | N/A |  | N/A | No | No | Yes | No | 647 | 2346.7937 | Single Family | 1 | 2346.7937 | Single Family_Electric | Single Family_FALSE
Mechanical_00011344 | SITE_00103 | Storage Water Heater | Electric Resistance | 50 |  | AO Smith | Etc-52-210 | No | 2011 |  | 1145J008103 | No | No | Electric | 4.5 |  | kW | 0.93 |  | N/A | N/A |  | N/A | N/A | N/A | Main House | Yes | No | N/A | No |  | N/A | No | N/A |  | N/A |  | N/A | No | No | No | No | 626 | 739.45 | Multifamily Residence | 1 | 739.45 | Multifamily Residence_Electric | Multifamily Residence_FALSE
Mechanical_00011345 | BLDG_00052 | Storage Water Heater | Electric Resistance | 50 |  | Bradford White | Miii50t6ds17 | No | 2007 |  | SB1072645 | No | No | Electric | 4.5 |  | kW |  | Unknown | N/A | N/A |  | N/A | N/A | N/A | Main House | N/A | No | N/A | No |  | N/A | No | N/A |  | N/A |  | N/A | N/A | N/A | N/A | No | 52 | 41.95 | Multifamily Building | 2 | 20.975 | Multifamily Building_Electric | Multifamily Building_FALSE
Mechanical_00011346 | BLDG_00052 | Storage Water Heater | Electric Resistance | 50 |  | Bradford White | M250t6ds-1ncww | No | 2007 |  | DF9335327 | No | No | Electric | 4.5 |  | kW | 0.9 |  | N/A | N/A |  | N/A | N/A | N/A | Main House | N/A | No | N/A | No |  | N/A | No | N/A |  | N/A |  | N/A | N/A | N/A | N/A | No | 52 | 41.95 | Multifamily Building | 2 | 20.975 | Multifamily Building_Electric | Multifamily Building_FALSE
Mechanical_00011347 | SITE_00119 | Storage Water Heater | Electric Resistance | 20 |  | US Craftmaster | E2f30ld045v | No | 2005 |  | 505136608 | No | No | Electric | 4.5 |  | kW | 0.93 |  | N/A | N/A |  | N/A | N/A | N/A | Main House | Yes | No | N/A | No |  | N/A | No | N/A |  | N/A |  | N/A | Yes | Yes | No | No | 642 | 739.45 | Multifamily Residence | 1 | 739.45 | Multifamily Residence_Electric | Multifamily Residence_FALSE
Mechanical_00011348 | SITE_00122 | Storage Water Heater | Fossil Fuel Condensing | 40 |  | Bradford White | Mi40t6en12 | No | 2003 |  | ZD3007884 | No | No | Natural Gas | 40000 |  | Btuh |  | Unknown | N/A | N/A |  | N/A | N/A | N/A | Unknown | Yes | No | N/A | No |  | N/A | Yes | Polyethylene Foam | 4 |  | 0.5 |  | No | No | No | No | 645 | 739.45 | Multifamily Residence | 1 | 739.45 | Multifamily Residence_Natural Gas | Multifamily Residence_FALSE
Mechanical_00011349 | SITE_02057 | Storage Water Heater | Electric Resistance | 50 |  | Kenmore | 153.3167 | No | 2003 |  | L03133332 | No | No | Electric | 3.8 |  | kW | 0.87 |  | N/A | N/A |  | N/A | N/A | N/A | Garage | Yes | No | N/A | No |  | N/A | Yes | Polyethylene Foam | 4 |  | 0.5 |  | Yes | Yes | Yes | No | 2564 | 2346.7937 | Single Family | 1 | 2346.7937 | Single Family_Electric | Single Family_FALSE
Mechanical_00009872 | SITE_00369 | Storage Water Heater | Fossil Fuel Non-Condensing | 40 |  | Rheem | 21v40-7 | Yes | 1996 |  | N/A | No | No | Natural Gas | 34000 |  | Btuh | 0.59 |  | N/A | N/A |  | N/A | N/A | N/A | Garage | Yes | No | N/A | No |  | N/A | No | N/A |  | N/A |  | N/A | Yes | Yes | Yes | No | 889 | 7205.25 | Single Family | 1 | 7205.25 | Single Family_Natural Gas | Single Family_FALSE
Mechanical_00009873 | SITE_00370 | Storage Water Heater | Electric Resistance | 52 |  | Eagle | 121068 | No | 1987 |  | A873302483 | No | No | Electric | 4 |  | kW |  | Unknown | N/A | N/A |  | N/A | N/A | N/A | Main House | Yes | No | N/A | No |  | N/A | No | N/A |  | N/A |  | N/A | No | No | Yes | No | 890 | 4255.3636 | Single Family | 1 | 4255.3636 | Single Family_Electric | Single Family_FALSE
Mechanical_00009874 | SITE_00371 | Storage Water Heater | Electric Resistance | 50 |  | Rheem | 82v52-2 | Yes | 2010 |  | N/A | No | No | Electric | 4.5 |  | kW | 0.91 |  | N/A | N/A |  | N/A | N/A | N/A | Main House | Yes | No | N/A | No |  | N/A | No | N/A |  | N/A |  | N/A | No | Yes | Yes | No | 891 | 7205.25 | Single Family | 2 | 3602.625 | Single Family_Electric | Single Family_FALSE
Mechanical_00009875 | SITE_00371 | Storage Water Heater | Electric Resistance | 50 |  | Rheem | 82v52-2 | Yes | 2010 |  | N/A | No | No | Electric | 4.5 |  | kW | 0.91 |  | N/A | N/A |  | N/A | N/A | N/A | Main House | Yes | No | N/A | No |  | N/A | No | N/A |  | N/A |  | N/A | No | Yes | Yes | No | 891 | 7205.25 | Single Family | 2 | 3602.625 | Single Family_Electric | Single Family_FALSE
Mechanical_00009876 | SITE_00372 | Storage Water Heater | Electric Resistance | 50 |  | General Electric | Ge50m06aag | Yes | 2009 |  | N/A | No | No | Electric | 4.5 |  | kW | 0.9 |  | N/A | N/A |  | N/A | N/A | N/A | Main House | Yes | No | N/A | No |  | N/A | No | N/A |  | N/A |  | N/A | No | Yes | No | No | 892 | 7205.25 | Single Family | 1 | 7205.25 | Single Family_Electric | Single Family_FALSE
Mechanical_00009877 | SITE_00373 | Storage Water Heater | Fossil Fuel Non-Condensing | 50 |  | Bradford White | MI5036FBN2 | No | 2003 |  | ZH3603693 | No | No | Natural Gas | 40000 |  | Btuh | 0.58 |  | N/A | N/A |  | N/A | N/A | N/A | Garage | Yes | No | N/A | No |  | N/A | No | N/A |  | N/A |  | N/A | Yes | Yes | Yes | No | 893 | 4219.8431 | Single Family | 1 | 4219.8431 | Single Family_Natural Gas | Single Family_FALSE
Mechanical_00009878 | SITE_00374 | Storage Water Heater | Fossil Fuel Non-Condensing | 38 |  | AO Smith | Gcv 40 100 | No | 2002 |  | H07J022358 | No | No | Natural Gas | 40000 |  | Btuh | 0.59 |  | N/A | N/A |  | N/A | N/A | N/A | Main House | Yes | No | N/A | No |  | N/A | No | N/A |  | N/A |  | N/A | No | No | Yes | No | 894 | 7205.25 | Single Family | 1 | 7205.25 | Single Family_Natural Gas | Single Family_FALSE
Mechanical_00009879 | SITE_00375 | Storage Water Heater | Fossil Fuel Non-Condensing | 50 |  | AO Smith | Gcv 50 300 | Yes | 2012 |  | N/A | No | No | Natural Gas | 40000 |  | Btuh | 0.58 |  | N/A | N/A |  | N/A | N/A | N/A | Garage | Yes | No | N/A | No |  | N/A | No | N/A |  | N/A |  | N/A | Yes | No | Yes | No | 895 | 4255.3636 | Single Family | 1 | 4255.3636 | Single Family_Natural Gas | Single Family_FALSE
Mechanical_00009880 | SITE_00376 | Storage Water Heater | Fossil Fuel Non-Condensing | 40 |  | Envirotemp | BSG1A4034T3NOV | No | 2014 |  | 1422T464065 | No | No | Natural Gas | 34000 |  | Btuh | 0.59 |  | N/A | N/A |  | N/A | N/A | N/A | Unknown | Yes | No | N/A | No |  | N/A | Yes | Polyethylene Foam | 5 |  | 1 |  | No | No | No | No | 896 | 626.07 | Manufactured | 1 | 626.07 | Manufactured_Natural Gas | Manufactured_FALSE
Mechanical_00009881 | SITE_00377 | Storage Water Heater | Fossil Fuel Non-Condensing | 50 |  | Whirlpool | FG1H5040T3NV | Yes | 2002 |  | N/A | No | No | Natural Gas | 40000 |  | Btuh | 0.58 |  | N/A | N/A |  | N/A | N/A | N/A | Garage | Yes | No | N/A | No |  | N/A | No | N/A |  | N/A |  | N/A | Yes | Yes | Yes | No | 897 | 4219.8431 | Single Family | 1 | 4219.8431 | Single Family_Natural Gas | Single Family_FALSE
Mechanical_00009882 | SITE_00378 | Storage Water Heater | Electric Resistance | 50 |  | US Craftmaster | E1f50rd045v | No | 2002 |  | 217100507 | No | No | Electric | 3.38 |  | kW | 0.9 |  | N/A | N/A |  | N/A | N/A | N/A | Main House | Yes | No | N/A | No |  | N/A | No | N/A |  | N/A |  | N/A | No | No | No | No | 898 | 626.07 | Manufactured | 1 | 626.07 | Manufactured_Electric | Manufactured_FALSE
Mechanical_00009883 | SITE_00379 | Storage Water Heater | Electric Resistance | 50 |  | General Electric | Unknown | Yes | 2010 |  | N/A | No | No | Electric | 4.5 |  | kW |  | Unknown | N/A | N/A |  | N/A | N/A | N/A | Basement | Yes | No | N/A | No |  | N/A | Yes | Polyethylene Foam | 4 |  | 1 |  | No | No | Yes | No | 899 | 4255.3636 | Single Family | 1 | 4255.3636 | Single Family_Electric | Single Family_FALSE
Mechanical_00009884 | SITE_00380 | Storage Water Heater | Electric Resistance | 55 |  | AO Smith | ECT55200 | No | 2000 |  | J06E000208 | No | No | Electric | 4.5 |  | kW | 0.9 |  | N/A | N/A |  | N/A | N/A | N/A | Main House | Yes | Yes | Plumbed drain | No |  | N/A | No | N/A |  | N/A |  | N/A | No | No | No | No | 900 | 4219.8431 | Single Family | 1 | 4219.8431 | Single Family_Electric | Single Family_FALSE
Mechanical_00009885 | SITE_00381 | Storage Water Heater | Electric Resistance | 50 |  | General Electric | GE0504262920 | Yes | 2004 |  | N/A | No | No | Electric | 4.5 |  | kW |  | Unknown | N/A | N/A |  | N/A | N/A | N/A | Basement | Yes | No | N/A | No |  | N/A | No | N/A |  | N/A |  | N/A | No | Yes | No | No | 901 | 7205.25 | Single Family | 1 | 7205.25 | Single Family_Electric | Single Family_FALSE
Mechanical_00009886 | SITE_00382 | Storage Water Heater | Fossil Fuel Non-Condensing | 50 |  | Rheem | XG50T12HE40U0 | Yes | 2015 |  | N/A | No | No | Natural Gas | 40000 |  | Btuh | 0.62 |  | N/A | N/A |  | N/A | N/A | N/A | Garage | Yes | Yes | Plumbed drain | No |  | N/A | No | N/A |  | N/A |  | N/A | Yes | Yes | Yes | No | 902 | 4219.8431 | Single Family | 2 | 2109.9216 | Single Family_Natural Gas | Single Family_FALSE
Mechanical_00009887 | SITE_00382 | Storage Water Heater | Fossil Fuel Non-Condensing | 50 |  | Bradford White | MI5036FBN2 | No | 2003 |  | ZM4029699 | No | No | Natural Gas | 40000 |  | Btuh | 0.58 |  | N/A | N/A |  | N/A | N/A | N/A | Garage | Yes | Yes | Plumbed drain | No |  | N/A | No | N/A |  | N/A |  | N/A | Yes | Yes | Yes | No | 902 | 4219.8431 | Single Family | 2 | 2109.9216 | Single Family_Natural Gas | Single Family_FALSE
Mechanical_00009888 | SITE_00383 | Storage Water Heater | Fossil Fuel Condensing | 50 |  | Rheem | 22v50f1 | Yes | 2006 |  | N/A | No | No | Natural Gas |  | Unknown | Btuh | 0.58 |  | N/A | N/A |  | N/A | N/A | N/A | Basement | Yes | Yes | Floor drain | No |  | N/A | No | N/A |  | N/A |  | N/A | No | Yes | Yes | No | 903 | 4255.3636 | Single Family | 1 | 4255.3636 | Single Family_Natural Gas | Single Family_FALSE
Mechanical_00009889 | SITE_00384 | Storage Water Heater | Electric Resistance | 40 |  | Whirlpool | E2F40RD045V | No | 2013 |  | 1309T455723 | No | No | Electric | 4.5 |  | kW | 0.92 |  | N/A | N/A |  | N/A | N/A | N/A | Basement | Yes | No | N/A | No |  | N/A | No | N/A |  | N/A |  | N/A | N/A | Yes | Yes | No | 904 | 7205.25 | Single Family | 1 | 7205.25 | Single Family_Electric | Single Family_FALSE
Mechanical_00009890 | SITE_00385 | Storage Water Heater | Electric Resistance | 50 |  | Reliance | 5522QRT973 | No | 1997 |  | J97426505 | No | No | Electric | 4.5 |  | kW |  | Unknown | N/A | N/A |  | N/A | N/A | N/A | Basement | Yes | No | N/A | No |  | N/A | No | N/A |  | N/A |  | N/A | No | Yes | No | No | 905 | 4862.5455 | Single Family | 1 | 4862.5455 | Single Family_Electric | Single Family_FALSE
Mechanical_00009891 | SITE_00386 | Storage Water Heater | Electric Resistance | 50 |  | AO Smith | Ect 52 210 | No | 2011 |  | 1105J004469 | No | No | Electric | 4.5 |  | kW | 0.91 |  | N/A | N/A |  | N/A | N/A | N/A | Basement | Yes | No | N/A | No |  | N/A | No | N/A |  | N/A |  | N/A | Yes | Yes | Yes | No | 906 | 4255.3636 | Single Family | 1 | 4255.3636 | Single Family_Electric | Single Family_FALSE
Mechanical_00009892 | SITE_00387 | Storage Water Heater | Electric Resistance | 50 |  | Richmond | 8V50-2C | No | 1999 |  | RM1099612990 | No | No | Electric | 4.5 |  | kW | 0.91 |  | N/A | N/A |  | N/A | N/A | N/A | Basement | Yes | Yes | Plumbed drain | No |  | N/A | No | N/A |  | N/A |  | N/A | N/A | Yes | No | No | 907 | 4219.8431 | Single Family | 1 | 4219.8431 | Single Family_Electric | Single Family_FALSE
Mechanical_00009893 | SITE_00388 | Storage Water Heater | Fossil Fuel Non-Condensing | 40 |  | Rheem | Prog40-38n | Yes | 2015 |  | N/A | No | No | Natural Gas | 38000 |  | Btuh | 0.59 |  | N/A | N/A |  | N/A | N/A | N/A | Garage | Yes | Yes | Plumbed drain | No |  | N/A | No | N/A |  | N/A |  | N/A | Yes | No | No | No | 908 | 5927.3 | Single Family | 1 | 5927.3 | Single Family_Natural Gas | Single Family_FALSE
Mechanical_00009894 | SITE_00389 | Storage Water Heater | Electric Resistance | 52 |  | Reliance | 5 52 20RT7 2 | No | 1991 |  | B91767921 | No | No | Electric | 4.5 |  | kW |  | Unknown | N/A | N/A |  | N/A | N/A | N/A | Basement | Yes | No | N/A | No |  | N/A | No | N/A |  | N/A |  | N/A | No | Yes | No | No | 909 | 4862.5455 | Single Family | 1 | 4862.5455 | Single Family_Electric | Single Family_FALSE
Mechanical_00009895 | SITE_00862 | Storage Water Heater | Electric Resistance | 30 |  | Bradford White | M230r6Dsincww | No | 2013 |  | KF18501880 | No | No | Electric | 4.5 |  | kW | 0.93 |  | N/A | N/A |  | N/A | N/A | N/A | Main House | Yes | Unknown | N/A | Yes | 2 |  | Yes | Polyethylene Foam | 14 |  | 0.5 |  | Yes | No | No | No | 1381 | 331.65 | Manufactured | 1 | 331.65 | Manufactured_Electric | Manufactured_FALSE
Mechanical_00009896 | SITE_00863 | Storage Water Heater | Fossil Fuel Non-Condensing | 80 |  | Unknown | Unknown | No |  | Unknown | Unknown | No | No | Natural Gas |  | Unknown | Btuh |  | Unknown | N/A | N/A |  | N/A | N/A | N/A | Unknown | Yes | No | N/A | Yes | 2 |  | Yes | Polyethylene Foam | 10 |  | 1 |  | No | No | No | No | 1382 | 331.65 | Manufactured | 1 | 331.65 | Manufactured_Natural Gas | Manufactured_FALSE
Mechanical_00009897 | SITE_00864 | Instantaneous Water Heater | Electric Resistance | 0 |  | Tempra | Unknown | No |  | Unknown | Unknown | No | No | Electric | 12 |  | kW |  | Unknown | N/A | N/A |  | N/A | N/A | N/A | Main House | Yes | Yes | Floor drain | N/A |  | N/A | No | N/A |  | N/A |  | N/A | N/A | Yes | Yes | No | 1383 | 331.65 | Manufactured | 1 | 331.65 | Manufactured_Electric | Manufactured_FALSE
Mechanical_00009898 | SITE_00865 | Storage Water Heater | Unknown |  | Unknown | Unknown | Unknown | No |  | Unknown | Unknown | Unknown | Unknown | Unknown |  | Unknown | Btuh |  | Unknown | N/A | N/A |  | N/A | N/A | N/A | Main House | Yes | Unknown | N/A | Unknown |  | N/A | Unknown | N/A |  | N/A |  | N/A | Yes | No | No | No | 1384 | 331.65 | Manufactured | 1 | 331.65 | Manufactured_Unknown | Manufactured_FALSE
Mechanical_00009899 | SITE_00866 | Storage Water Heater | Fossil Fuel Non-Condensing | 40 |  | Rheem | XP40T06EC32U0 | Yes | 2014 |  | N/A | No | No | Propane | 32000 |  | Btuh | 0.59 |  | N/A | N/A |  | N/A | N/A | N/A | Main House | Yes | Unknown | N/A | No |  | N/A | No | N/A |  | N/A |  | N/A | N/A | No | Yes | No | 1385 | 765.84 | Manufactured | 1 | 765.84 | Manufactured_Propane | Manufactured_FALSE
Mechanical_00009900 | SITE_00867 | Storage Water Heater | Fossil Fuel Non-Condensing | 40 |  | State | Sci 40 nhmdt7 | No | 1996 |  | M96706125 | No | No | Natural Gas | 32000 |  | Btuh | 0.58 |  | N/A | N/A |  | N/A | N/A | N/A | Main House | Yes | No | N/A | No |  | N/A | No | N/A |  | N/A |  | N/A | No | No | Yes | No | 1386 | 331.65 | Manufactured | 1 | 331.65 | Manufactured_Natural Gas | Manufactured_FALSE
Mechanical_00010103 | SITE_01420 | Storage Water Heater | Electric Resistance |  | Unknown | Unknown | Unknown | No |  | Unknown | Unknown | No | No | Electric |  | Unknown | kW |  | Unknown | N/A | N/A |  | N/A | N/A | N/A | Main House | Yes | No | N/A | Unknown |  | N/A | Unknown | N/A |  | N/A |  | N/A | No | No | Yes | Unknown | 1934 | 1745.15 | Manufactured | 1 | 1745.15 | Manufactured_Electric | Manufactured_FALSE
Mechanical_00010104 | SITE_01421 | Storage Water Heater | Fossil Fuel Non-Condensing | 50 |  | Rheem | 41v50 | Yes | 2002 |  | N/A | No | No | Natural Gas | 40000 |  | Btuh | 0.58 |  | N/A | N/A |  | N/A | N/A | N/A | Garage | Yes | No | N/A | No |  | N/A | Yes | Polyethylene Foam | 15 |  | 0.5 |  | Yes | No | Yes | No | 1935 | 10665.8571 | Single Family | 1 | 10665.8571 | Single Family_Natural Gas | Single Family_FALSE
Mechanical_00010105 | SITE_01422 | Storage Water Heater | Fossil Fuel Non-Condensing |  | Unknown | AO Smith | Unknown | No |  | Unknown | Unknown | No | No | Natural Gas |  | Unknown | Btuh |  | Unknown | N/A | N/A |  | N/A | N/A | N/A | Main House | Yes | No | N/A | Yes | 2 |  | No | N/A |  | N/A |  | N/A | Yes | No | Yes | Unknown | 1936 | 24786.1667 | Single Family | 1 | 24786.1667 | Single Family_Natural Gas | Single Family_FALSE
Mechanical_00010106 | SITE_01423 | Storage Water Heater | Electric Resistance | 55 |  | Reliance | 1250DART | No | 2013 |  | 1349J015716 | No | No | Electric | 5.5 |  | kW | 0.95 |  | N/A | N/A |  | N/A | N/A | N/A | Basement | Yes | No | N/A | No |  | N/A | No | N/A |  | N/A |  | N/A | No | Yes | No | No | 1937 | 5733.1429 | Single Family | 1 | 5733.1429 | Single Family_Electric | Single Family_FALSE
Mechanical_00010107 | SITE_01424 | Storage Water Heater | Electric Resistance | 55 |  | Reliance | 950d0rt210 | No | 2012 |  | 1206J0094328010 | No | No | Electric | 9.5 |  | kW |  | Unknown | N/A | N/A |  | N/A | N/A | N/A | Main House | Yes | No | N/A | No |  | N/A | No | N/A |  | N/A |  | N/A | No | No | No | No | 1938 | 894.83 | Manufactured | 1 | 894.83 | Manufactured_Electric | Manufactured_FALSE
Mechanical_00010108 | SITE_01425 | Storage Water Heater | Fossil Fuel Non-Condensing | 75 |  | Ruud | P75 | No | 1992 |  | RUN 1092C06171 | No | No | Natural Gas | 75500 |  | Btuh | 0.59 |  | N/A | N/A |  | N/A | N/A | N/A | Basement | Yes | No | N/A | No |  | N/A | No | N/A |  | N/A |  | N/A | No | No | No | No | 1939 | 2267.7917 | Single Family | 1 | 2267.7917 | Single Family_Natural Gas | Single Family_FALSE
Mechanical_00010109 | SITE_01426 | Storage Water Heater | Fossil Fuel Non-Condensing | 50 |  | Rheem | 41v50 | No |  | Unknown | Unknown | No | No | Natural Gas | 40000 |  | Btuh | 0.58 |  | N/A | N/A |  | N/A | N/A | N/A | Basement | Yes | Yes | Floor drain | No |  | N/A | No | N/A |  | N/A |  | N/A | No | Yes | Yes | No | 1940 | 5733.1429 | Single Family | 1 | 5733.1429 | Single Family_Natural Gas | Single Family_FALSE
Mechanical_00010110 | SITE_01427 | Instantaneous Water Heater | Unknown | 0 |  | Rinnai | Unknown | Yes | 2009 |  | N/A | No | No | Natural Gas |  | Unknown | Btuh |  | Unknown | N/A | N/A |  | N/A | N/A | N/A | Basement | Yes | Yes | Floor drain | No |  | N/A | No | N/A |  | N/A |  | N/A | No | Yes | No | No | 1941 | 5733.1429 | Single Family | 1 | 5733.1429 | Single Family_Natural Gas | Single Family_FALSE
Mechanical_00010111 | SITE_01428 | Storage Water Heater | Electric Resistance | 50 |  | Bradford White | M250t6ds-1ncww | No | 2007 |  | DK9734804 | No | No | Electric | 4.5 |  | kW | 0.9 |  | N/A | N/A |  | N/A | N/A | N/A | Main House | Yes | Yes | Plumbed drain | No |  | N/A | No | N/A |  | N/A |  | N/A | Yes | No | No | No | 1942 | 2267.7917 | Single Family | 1 | 2267.7917 | Single Family_Electric | Single Family_FALSE
Mechanical_00010112 | SITE_01429 | Storage Water Heater | Electric Resistance | 50 |  | US Craftmaster | E1F50RD045V | No | 2004 |  | 418117026 | No | No | Electric | 4.5 |  | kW | 0.9 |  | N/A | N/A |  | N/A | N/A | N/A | Garage | Yes | Yes | Plumbed drain | No |  | N/A | Yes | Polyethylene Foam | 6 |  | 1 |  | Yes | Yes | Yes | No | 1943 | 24786.1667 | Single Family | 1 | 24786.1667 | Single Family_Electric | Single Family_FALSE
Mechanical_00010113 | SITE_01430 | Instantaneous Water Heater | Fossil Fuel Condensing | 0 |  | Rinnai | R75-LSi (REU-VA2528FFUD (A) -UC) | Yes | 2008 |  | N/A | No | No | Natural Gas | 180000 |  | Btuh | 0.82 |  | N/A | N/A |  | N/A | N/A | N/A | Garage | Yes | No | N/A | No |  | N/A | Yes | Polyethylene Foam | 3.5 |  | 0.5 |  | Yes | Yes | Yes | No | 1944 | 2267.7917 | Single Family | 1 | 2267.7917 | Single Family_Natural Gas | Single Family_FALSE
Mechanical_00010114 | SITE_01431 | Storage Water Heater | Electric Resistance | 50 |  | American Appliance | E52-50r-045d | No | 1997 |  | 9720350110 | No | No | Electric | 4.5 |  | kW | 0.91 |  | N/A | N/A |  | N/A | N/A | N/A | Garage | Yes | Yes | Plumbed drain | No |  | N/A | No | N/A |  | N/A |  | N/A | Yes | Yes | Yes | No | 1945 | 5733.1429 | Single Family | 1 | 5733.1429 | Single Family_Electric | Single Family_FALSE
Mechanical_00010115 | SITE_01432 | Storage Water Heater | Fossil Fuel Non-Condensing | 50 |  | Richmond | RMGXR50-40TI | Yes | 1990 |  | N/A | No | No | Natural Gas | 40000 |  | Btuh |  | Unknown | N/A | N/A |  | N/A | N/A | N/A | Main House | Yes | No | N/A | No |  | N/A | No | N/A |  | N/A |  | N/A | Yes | No | No | No | 1946 | 9989.0714 | Single Family | 1 | 9989.0714 | Single Family_Natural Gas | Single Family_FALSE
Mechanical_00010116 | SITE_01433 | Storage Water Heater | Fossil Fuel Non-Condensing | 50 |  | Kenmore | 153.3356 | No | 1995 |  | F95135125 | No | No | Natural Gas | 40000 |  | Btuh |  | Unknown | N/A | N/A |  | N/A | N/A | N/A | Garage | Yes | No | N/A | No |  | N/A | No | N/A |  | N/A |  | N/A | Yes | Yes | Yes | No | 1947 | 13333.6667 | Single Family | 1 | 13333.6667 | Single Family_Natural Gas | Single Family_FALSE
Mechanical_00010117 | SITE_01434 | Storage Water Heater | Fossil Fuel Non-Condensing |  | Unknown | Unknown | Unknown | No |  | Unknown | Unknown | No | No | Natural Gas |  | Unknown | Btuh |  | Unknown | N/A | N/A |  | N/A | N/A | N/A | Unknown | Unknown | Unknown | N/A | Yes |  | N/A | Unknown | N/A |  | N/A |  | N/A | Unknown | Unknown | Unknown | Unknown | 1948 | 5733.1429 | Single Family | 1 | 5733.1429 | Single Family_Natural Gas | Single Family_FALSE
Mechanical_00010118 | SITE_01435 | Storage Water Heater | Fossil Fuel Non-Condensing | 80 |  | AO Smith | Unknown | No |  | Unknown | Unknown | No | No | Natural Gas | 48000 |  | Btuh |  | Unknown | N/A | N/A |  | N/A | N/A | N/A | Basement | Yes | Yes | Unknown | No |  | N/A | Unknown | N/A |  | N/A |  | N/A | No | No | Yes | No | 1949 | 9989.0714 | Single Family | 1 | 9989.0714 | Single Family_Natural Gas | Single Family_FALSE
Mechanical_00010119 | SITE_01436 | Storage Water Heater | Unknown | 66 |  | American Appliance | Mexr66d1l | No | 1987 |  | A870517334 | Yes | No | Electric | 4.5 |  | kW |  | Unknown | N/A | N/A |  | N/A | N/A | N/A | Main House | Yes | No | N/A | No |  | N/A | No | N/A |  | N/A |  | N/A | No | Yes | Yes | No | 1950 | 9989.0714 | Single Family | 1 | 9989.0714 | Single Family_Electric | Single Family_FALSE
Mechanical_00010120 | SITE_01437 | Storage Water Heater | Fossil Fuel Non-Condensing | 75 |  | Powerflex | Pvg52-75t75-3nv | No | 1996 |  | 9639114369 | No | No | Natural Gas | 74500 |  | Btuh |  | Unknown | N/A | N/A |  | N/A | N/A | N/A | Basement | Yes | No | N/A | No |  | N/A | No | N/A |  | N/A |  | N/A | No | Yes | No | No | 1951 | 9989.0714 | Single Family | 1 | 9989.0714 | Single Family_Natural Gas | Single Family_FALSE
Mechanical_00010121 | SITE_01438 | Storage Water Heater | Fossil Fuel Non-Condensing | 50 |  | General Electric | SG50T12AA01 | Yes | 2003 |  | N/A | No | No | Natural Gas | 40000 |  | Btuh | 0.6 |  | N/A | N/A |  | N/A | N/A | N/A | Garage | Yes | No | N/A | No |  | N/A | No | N/A |  | N/A |  | N/A | Yes | Yes | Yes | No | 1952 | 9989.0714 | Single Family | 1 | 9989.0714 | Single Family_Natural Gas | Single Family_FALSE
Mechanical_00010122 | SITE_01439 | Storage Water Heater | Fossil Fuel Non-Condensing | 50 |  | Bradford White | Mi5036fbn | No | 2006 |  | CJ8283779 | No | No | Natural Gas | 40000 |  | Btuh | 0.58 |  | N/A | N/A |  | N/A | N/A | N/A | Garage | Yes | No | N/A | No |  | N/A | No | N/A |  | N/A |  | N/A | Yes | Yes | Yes | No | 1953 | 9989.0714 | Single Family | 1 | 9989.0714 | Single Family_Natural Gas | Single Family_FALSE
Mechanical_00010123 | SITE_01440 | Storage Water Heater | Fossil Fuel Non-Condensing | 50 |  | AO Smith | Unknown | No |  | Unknown | Unknown | No | No | Natural Gas | 38000 |  | Btuh |  | Unknown | N/A | N/A |  | N/A | N/A | N/A | Basement | Yes | Yes | Unknown | No |  | N/A | No | N/A |  | N/A |  | N/A | No | Yes | Yes | No | 1954 | 5733.1429 | Single Family | 2 | 2866.5714 | Single Family_Natural Gas | Single Family_FALSE
Mechanical_00010124 | SITE_01440 | Storage Water Heater | Fossil Fuel Condensing | 50 |  | AO Smith | Gpvh50100100 | Yes | 2006 |  | N/A | Yes | No | Natural Gas | 40000 |  | Btuh | 0.58 |  | N/A | N/A |  | N/A | N/A | N/A | Basement | Yes | Unknown | N/A | No |  | N/A | No | N/A |  | N/A |  | N/A | No | Yes | Yes | No | 1954 | 5733.1429 | Single Family | 2 | 2866.5714 | Single Family_Natural Gas | Single Family_FALSE
Mechanical_00010125 | SITE_01442 | Storage Water Heater | Electric Resistance | 50 |  | Bradford White | M250T6DS-1NCWW | No | 2014 |  | LC34202019 | No | No | Electric | 4.5 |  | kW | 0.9 |  | N/A | N/A |  | N/A | N/A | N/A | Main House | Yes | Yes | Plumbed drain | No |  | N/A | No | N/A |  | N/A |  | N/A | No | No | No | No | 1956 | 9989.0714 | Single Family | 1 | 9989.0714 | Single Family_Electric | Single Family_FALSE
Mechanical_00010126 | SITE_01443 | Storage Water Heater | Fossil Fuel Non-Condensing | 50 |  | Rheem | 22V50F1 | Yes | 2013 |  | N/A | No | No | Natural Gas | 38000 |  | Btuh | 0.58 |  | N/A | N/A |  | N/A | N/A | N/A | Basement | Yes | No | N/A | No |  | N/A | No | N/A |  | N/A |  | N/A | Yes | Yes | No | No | 1957 | 9989.0714 | Single Family | 1 | 9989.0714 | Single Family_Natural Gas | Single Family_FALSE
Mechanical_00010127 | SITE_01444 | Storage Water Heater | Electric Resistance | 80 |  | Ruud | Me3r-80-2 | Yes | 2005 |  | N/A | No | No | Electric | 4.5 |  | kW | 0.92 |  | N/A | N/A |  | N/A | N/A | N/A | Basement | Yes | No | N/A | No |  | N/A | Yes | Polyethylene Foam | 2 |  | 1 |  | No | No | Yes | No | 1958 | 2267.7917 | Single Family | 1 | 2267.7917 | Single Family_Electric | Single Family_FALSE
Mechanical_00010128 | SITE_01445 | Storage Water Heater | Fossil Fuel Condensing | 40 |  | Whirlpool | Fg1f4034t3n0v | No | 2005 |  | 544116401 | No | No | Natural Gas | 34000 |  | Btuh | 0.59 |  | N/A | N/A |  | N/A | N/A | N/A | Basement | Yes | No | N/A | No |  | N/A | No | N/A |  | N/A |  | N/A | No | Yes | No | No | 1959 | 5733.1429 | Single Family | 1 | 5733.1429 | Single Family_Natural Gas | Single Family_FALSE
Mechanical_00010129 | SITE_01446 | Storage Water Heater | Fossil Fuel Non-Condensing | 40 |  | Bradford White | Mi40t6fbn4 | No | 2004 |  | AF4772712 | No | No | Natural Gas | 40000 |  | Btuh | 0.59 |  | N/A | N/A |  | N/A | N/A | N/A | Garage | Yes | No | N/A | No |  | N/A | No | N/A |  | N/A |  | N/A | Yes | Yes | Yes | No | 1960 | 5733.1429 | Single Family | 1 | 5733.1429 | Single Family_Natural Gas | Single Family_FALSE
Mechanical_00010130 | SITE_01447 | Storage Water Heater | Fossil Fuel Non-Condensing | 40 |  | American Water Heaters | G61-40T34-3N | Yes | 2007 |  | N/A | No | No | Natural Gas | 34000 |  | Btuh | 0.59 |  | N/A | N/A |  | N/A | N/A | N/A | Garage | Yes | No | N/A | No |  | N/A | No | N/A |  | N/A |  | N/A | Yes | Yes | Yes | No | 1961 | 9989.0714 | Single Family | 1 | 9989.0714 | Single Family_Natural Gas | Single Family_FALSE
Mechanical_00010131 | SITE_01448 | Storage Water Heater | Electric Resistance | 50 |  | Unknown | M-I-RE50S5DS-12 | No | 1984 |  | GB8489916 | No | No | Electric | 4.5 |  | kW |  | Unknown | N/A | N/A |  | N/A | N/A | N/A | Unknown | Yes | No | N/A | No |  | N/A | No | N/A |  | N/A |  | N/A | No | Yes | No | Unknown | 1962 | 4053.65 | Multifamily Residence | 1 | 4053.65 | Multifamily Residence_Electric | Multifamily Residence_FALSE
Mechanical_00010741 | SITE_00160 | Storage Water Heater | Electric Resistance | 50 |  | General Electric | 1109R07589 | Yes | 2009 |  | Unknown | No | No | Electric | 5.5 |  | kW |  | Unknown | N/A | N/A |  | N/A | N/A | N/A | Basement | Yes | No | N/A | No |  | N/A | No | N/A |  | N/A |  | N/A | Yes | Yes | Yes | No | 681 | 2471.1038 | Single Family | 1 | 2471.1038 | Single Family_Electric | Single Family_FALSE
Mechanical_00010742 | SITE_00161 | Storage Water Heater | Electric Resistance | 50 |  | Bradford White | MI50T6DS13 | No | 1997 |  | PL0486270 | No | No | Electric | 4.5 |  | kW |  | Unknown | N/A | N/A |  | N/A | N/A | N/A | Main House | Yes | No | N/A | No |  | N/A | Yes | Polyethylene Foam | 4 |  | 0.5 |  | No | No | No | No | 682 | 2002.11 | Multifamily Residence | 1 | 2002.11 | Multifamily Residence_Electric | Multifamily Residence_FALSE
Mechanical_00010743 | SITE_00163 | Storage Water Heater | Electric Resistance | 50 |  | US Craftmaster | E3E52RD045V | Yes | 1996 |  | N/A | No | No | Electric | 4.5 |  | kW |  | Unknown | N/A | N/A |  | N/A | N/A | N/A | Basement | No | No | N/A | No |  | N/A | No | N/A |  | N/A |  | N/A | No | Yes | Yes | No | 684 | 2471.1038 | Single Family | 1 | 2471.1038 | Single Family_Electric | Single Family_FALSE
Mechanical_00010744 | SITE_00168 | Storage Water Heater | Electric Resistance | 50 |  | AO Smith | PEH 52 918 | No |  | Unknown | Unknown | No | No | Electric | 4 |  | kW |  | Unknown | N/A | N/A |  | N/A | N/A | N/A | Basement | Yes | No | N/A | No |  | N/A | Yes | Polyethylene Foam | 3 |  | 1 |  | No | No | No | No | 689 | 653.4162 | Single Family | 1 | 653.4162 | Single Family_Electric | Single Family_FALSE
Mechanical_00010745 | SITE_00171 | Storage Water Heater | Fossil Fuel Non-Condensing | 50 |  | Rheem | PROG50-38N RH58 | Yes | 2015 |  | N/A | No | No | Natural Gas | 38000 |  | Btuh | 0.58 |  | N/A | N/A |  | N/A | N/A | N/A | Basement | Yes | No | N/A | No |  | N/A | Yes | Polyethylene Foam | 3 |  | 0.5 |  | No | No | No | No | 692 | 2471.1038 | Single Family | 1 | 2471.1038 | Single Family_Natural Gas | Single Family_FALSE
Mechanical_00010747 | SITE_00177 | Storage Water Heater | Electric Resistance | 55 |  | Kenmore | 153.3215 | No | 2007 |  | K07A129252 | No | No | Electric | 5.5 |  | kW | 0.95 |  | N/A | N/A |  | N/A | N/A | N/A | Garage | Yes | No | N/A | No |  | N/A | No | N/A |  | N/A |  | N/A | Yes | Yes | No | No | 697 | 3955.5333 | Single Family | 1 | 3955.5333 | Single Family_Electric | Single Family_FALSE
Mechanical_00010748 | SITE_00419 | Storage Water Heater | Electric Resistance | 50 |  | Rheem | 83vr52-2 | Yes | 2006 |  | N/A | No | No | Electric | 4.5 |  | kW | 0.95 |  | N/A | N/A |  | N/A | N/A | N/A | Main House | Yes | No | N/A | No |  | N/A | No | N/A |  | N/A |  | N/A | Yes | No | Yes | No | 939 | 1824.63 | Manufactured | 1 | 1824.63 | Manufactured_Electric | Manufactured_FALSE
Mechanical_00010749 | SITE_00422 | Storage Water Heater | Electric Resistance |  | Unknown | Unknown | Unknown | No |  | Unknown | Unknown | No | No | Electric |  | Unknown | kW |  | Unknown | N/A | N/A |  | N/A | N/A | N/A | Main House | Yes | Unknown | N/A | Unknown |  | N/A | Unknown | N/A |  | N/A |  | N/A | Yes | No | No | Unknown | 942 | 1628.92 | Manufactured | 1 | 1628.92 | Manufactured_Electric | Manufactured_FALSE
Mechanical_00010750 | SITE_00429 | Storage Water Heater | Electric Resistance | 50 |  | Whirlpool | E1F50RD045V | No | 2009 |  | 0933T413437 | No | No | Electric | 4.5 |  | kW | 0.9 |  | N/A | N/A |  | N/A | N/A | N/A | Main House | Yes | No | N/A | No |  | N/A | No | N/A |  | N/A |  | N/A | No | No | No | No | 949 | 1824.63 | Manufactured | 1 | 1824.63 | Manufactured_Electric | Manufactured_FALSE
Mechanical_00010751 | SITE_00438 | Storage Water Heater | Electric Resistance | 50 |  | Ruud | PER52-2 | No | 1991 |  | RU0991103253 | No | No | Electric | 4.5 |  | kW |  | Unknown | N/A | N/A |  | N/A | N/A | N/A | Main House | N/A | No | N/A | No |  | N/A | Yes | Polyethylene Foam | 4 |  | 0.75 |  | No | No | No | No | 958 | 1819.67 | Multifamily Residence | 1 | 1819.67 | Multifamily Residence_Electric | Multifamily Residence_FALSE
Mechanical_00010752 | SITE_00446 | Storage Water Heater | Electric Resistance | 52 |  | AO Smith | KEN5280 | No | 1978 |  | 780A7327651 | No | No | Electric | 4 |  | kW |  | Unknown | N/A | N/A |  | N/A | N/A | N/A | Main House | Yes | No | N/A | No |  | N/A | No | N/A |  | N/A |  | N/A | No | No | Yes | No | 966 | 687.85 | Multifamily Residence | 1 | 687.85 | Multifamily Residence_Electric | Multifamily Residence_FALSE
Mechanical_00010753 | SITE_00453 | Storage Water Heater | Electric Resistance | 50 |  | AO Smith | ECT52200 | No | 2004 |  | GF040059340 | No | No | Electric | 4.5 |  | kW | 0.91 |  | N/A | N/A |  | N/A | N/A | N/A | Main House | Yes | No | N/A | No |  | N/A | No | N/A |  | N/A |  | N/A | No | No | Yes | No | 973 | 1819.67 | Multifamily Residence | 1 | 1819.67 | Multifamily Residence_Electric | Multifamily Residence_FALSE
Mechanical_00010754 | SITE_00495 | Storage Water Heater | Fossil Fuel Non-Condensing | 50 |  | Kenmore | 153.3316 | Yes | 2008 |  | N/A | Yes | No | Natural Gas | 40000 |  | Btuh |  | Unknown | N/A | N/A |  | N/A | N/A | N/A | Basement | Yes | Yes | Floor drain | No |  | N/A | No | N/A |  | N/A |  | N/A | No | Yes | No | No | 1015 | 2880.3393 | Single Family | 1 | 2880.3393 | Single Family_Natural Gas | Single Family_FALSE
Mechanical_00010755 | SITE_00497 | Storage Water Heater | Electric Resistance | 50 |  | General Electric | GE50M06AAG | Yes | 2011 |  | N/A | No | No | Electric | 4.5 |  | kW | 0.9 |  | N/A | N/A |  | N/A | N/A | N/A | Basement | Yes | Unknown | N/A | No |  | N/A | No | N/A |  | N/A |  | N/A | Yes | No | No | No | 1017 | 9106.6154 | Single Family | 1 | 9106.6154 | Single Family_Electric | Single Family_FALSE
Mechanical_00010756 | SITE_00499 | Storage Water Heater | Electric Resistance | 50 |  | Ruud | PE2M-52-2 | Yes | 2010 |  | N/A | No | No | Electric | 4.5 |  | kW | 0.9 |  | N/A | N/A |  | N/A | N/A | N/A | Main House | Yes | No | N/A | Yes | 3 |  | No | N/A |  | N/A |  | N/A | No | No | Yes | No | 1019 | 7381.5 | Single Family | 1 | 7381.5 | Single Family_Electric | Single Family_FALSE
Mechanical_00010757 | SITE_00500 | Storage Water Heater | Electric Resistance | 50 |  | AO Smith | Eyes 52 913 | No | 1990 |  | GH90-0566680-913 | No | No | Electric | 4.5 |  | kW |  | Unknown | N/A | N/A |  | N/A | N/A | N/A | Main House | Yes | No | N/A | No |  | N/A | No | N/A |  | N/A |  | N/A | No | No | No | No | 1020 | 2639.8857 | Single Family | 1 | 2639.8857 | Single Family_Electric | Single Family_FALSE
Mechanical_00010758 | SITE_00505 | Storage Water Heater | Fossil Fuel Non-Condensing | 50 |  | AO Smith | Fps50226 | No | 1993 |  | MM93-0030021-226 | Yes | No | Natural Gas | 42000 |  | Btuh |  | Unknown | N/A | N/A |  | N/A | N/A | N/A | Basement | Yes | No | N/A | No |  | N/A | No | N/A |  | N/A |  | N/A | Yes | Yes | No | No | 1025 | 9106.6154 | Single Family | 1 | 9106.6154 | Single Family_Natural Gas | Single Family_FALSE
Mechanical_00010759 | SITE_00507 | Storage Water Heater | Fossil Fuel Condensing | 40 |  | Rheem | 21v40-7 | No | 1993 |  | 0593A28735 | No | No | Natural Gas | 34000 |  | Btuh |  | Unknown | N/A | N/A |  | N/A | N/A | N/A | Main House | Yes | No | N/A | No |  | N/A | No | N/A |  | N/A |  | N/A | Yes | Yes | Yes | No | 1027 | 2639.8857 | Single Family | 1 | 2639.8857 | Single Family_Natural Gas | Single Family_FALSE
Mechanical_00010760 | SITE_00508 | Storage Water Heater | Fossil Fuel Non-Condensing | 50 |  | Rheem | 22v50f1 | Yes | 2008 |  | N/A | No | No | Natural Gas | 38000 |  | Btuh | 0.58 |  | N/A | N/A |  | N/A | N/A | N/A | Basement | Yes | No | N/A | No |  | N/A | No | N/A |  | N/A |  | N/A | No | Yes | No | No | 1028 | 2880.3393 | Single Family | 1 | 2880.3393 | Single Family_Natural Gas | Single Family_FALSE
Mechanical_00010761 | SITE_00510 | Storage Water Heater | Unknown |  | Unknown | Unknown | Unknown | No |  | Unknown | Unknown | Unknown | No | Unknown |  | Unknown | Btuh |  | Unknown | N/A | N/A |  | N/A | N/A | N/A | Main House | Yes | Yes | Plumbed drain | Unknown |  | N/A | Unknown | N/A |  | N/A |  | N/A | No | No | No | Unknown | 1030 | 1135.4 | Manufactured | 1 | 1135.4 | Manufactured_Unknown | Manufactured_FALSE
Mechanical_00010762 | SITE_00511 | Storage Water Heater | Electric Resistance | 50 |  | Rheem | 83vr52-2 | Yes | 2004 |  | N/A | No | No | Electric | 4.5 |  | kW | 0.95 |  | N/A | N/A |  | N/A | N/A | N/A | Main House | Yes | No | N/A | No |  | N/A | Yes | Polyethylene Foam | 5.5 |  | 1.25 |  | Yes | No | No | No | 1031 | 1135.4 | Manufactured | 1 | 1135.4 | Manufactured_Electric | Manufactured_FALSE
Mechanical_00010763 | SITE_00512 | Storage Water Heater | Electric Resistance | 50 |  | AO Smith | ECT 52 200 | No | 2005 |  | K05J69113 | Yes | No | Electric | 4.5 |  | kW | 0.91 |  | N/A | N/A |  | N/A | N/A | N/A | Main House | Yes | No | N/A | No |  | N/A | No | N/A |  | N/A |  | N/A | No | No | Yes | No | 1032 | 1135.4 | Manufactured | 1 | 1135.4 | Manufactured_Electric | Manufactured_FALSE
Mechanical_00010764 | SITE_00513 | Storage Water Heater | Electric Resistance | 40 |  | Reliance | 640D0RS | No | 2007 |  | K07J013685 | No | No | Electric | 4.5 |  | kW | 0.92 |  | N/A | N/A |  | N/A | N/A | N/A | Main House | Yes | Unknown | N/A | Yes | 2 |  | No | N/A |  | N/A |  | N/A | Yes | No | No | No | 1033 | 1135.4 | Manufactured | 1 | 1135.4 | Manufactured_Electric | Manufactured_FALSE
Mechanical_00010765 | SITE_00516 | Storage Water Heater | Electric Resistance | 50 |  | Rheem | 82-52-2 | Yes | 2006 |  | N/A | No | No | Electric | 4.5 |  | kW |  | Unknown | N/A | N/A |  | N/A | N/A | N/A | Main House | Yes | Yes | Plumbed drain | No |  | N/A | No | N/A |  | N/A |  | N/A | No | No | No | No | 1036 | 1323.42 | Manufactured | 1 | 1323.42 | Manufactured_Electric | Manufactured_FALSE
Mechanical_00010766 | SITE_00517 | Storage Water Heater | Electric Resistance | 40 |  | Rheem | 71-40s | No | 1993 |  | 1193304387 | No | No | Electric | 4.5 |  | kW |  | Unknown | N/A | N/A |  | N/A | N/A | N/A | Main House | Yes | No | N/A | No |  | N/A | No | N/A |  | N/A |  | N/A | Yes | No | No | No | 1037 | 1323.42 | Manufactured | 1 | 1323.42 | Manufactured_Electric | Manufactured_FALSE
Mechanical_00010767 | SITE_00521 | Storage Water Heater | Fossil Fuel Non-Condensing | 50 |  | AO Smith | Fsg 50 248 | No | 2000 |  | GJ00-6007761 | No | No | Natural Gas | 40000 |  | Btuh |  | Unknown | N/A | N/A |  | N/A | N/A | N/A | Garage | Yes | No | N/A | No |  | N/A | No | N/A |  | N/A |  | N/A | Yes | Yes | Yes | No | 1041 | 1142.3864 | Single Family | 1 | 1142.3864 | Single Family_Natural Gas | Single Family_FALSE
Mechanical_00010768 | SITE_00522 | Storage Water Heater | Fossil Fuel Non-Condensing | 40 |  | Ruud | Pvp40-1 | No | 1993 |  | 0393D09598 | No | No | Natural Gas | 40000 |  | Btuh |  | Unknown | N/A | N/A |  | N/A | N/A | N/A | Crawlspace | Yes | No | N/A | No |  | N/A | No | N/A |  | N/A |  | N/A | N/A | No | No | No | 1042 | 1142.3864 | Single Family | 1 | 1142.3864 | Single Family_Natural Gas | Single Family_FALSE
Mechanical_00010769 | SITE_00524 | Storage Water Heater | Fossil Fuel Non-Condensing | 40 |  | American Appliance | Bfg6140t403no | No | 2014 |  | 1417T450951 | No | No | Natural Gas | 40000 |  | Btuh | 0.59 |  | N/A | N/A |  | N/A | N/A | N/A | Garage | Yes | No | N/A | No |  | N/A | No | N/A |  | N/A |  | N/A | Yes | Yes | Yes | No | 1044 | 1432.1875 | Single Family | 1 | 1432.1875 | Single Family_Natural Gas | Single Family_FALSE
Mechanical_00010770 | SITE_00525 | Storage Water Heater | Electric Resistance | 50 |  | Rheem | RHE Pro52-2-a | Yes | 2004 |  | N/A | No | No | Electric | 4.5 |  | kW | 0.93 |  | N/A | N/A |  | N/A | N/A | N/A | Main House | Yes | No | N/A | No |  | N/A | No | N/A |  | N/A |  | N/A | No | No | Yes | No | 1045 | 819.89 | Multifamily Residence | 1 | 819.89 | Multifamily Residence_Electric | Multifamily Residence_FALSE
Mechanical_00010945 | SITE_02013 | Storage Water Heater | Fossil Fuel Non-Condensing |  | Unknown | Unknown | Unknown | No |  | Unknown | Unknown | No | No | Natural Gas |  | Unknown | Btuh |  | Unknown | N/A | N/A |  | N/A | N/A | N/A | Garage | Yes | Unknown | N/A | Yes | 2 |  | No | N/A |  | N/A |  | N/A | Yes | Yes | Yes | No | 2520 | 2346.7937 | Single Family | 1 | 2346.7937 | Single Family_Natural Gas | Single Family_FALSE
Mechanical_00010946 | SITE_02016 | Storage Water Heater | Electric Resistance | 50 |  | Whirlpool | E1f50rd045v | Yes | 2004 |  | 420114077 | Yes | No | Electric | 4.5 |  | kW | 0.9 |  | N/A | N/A |  | N/A | N/A | N/A | Basement | Yes | No | N/A | No |  | N/A | No | N/A |  | N/A |  | N/A | No | No | No | No | 2523 | 2346.7937 | Single Family | 1 | 2346.7937 | Single Family_Electric | Single Family_FALSE
Mechanical_00010947 | SITE_02018 | Storage Water Heater | Electric Resistance | 80 |  | AO Smith | Eeh 80 920 | No | 2003 |  | GC03-1353610-920 | No | No | Electric | 4.5 |  | kW | 0.92 |  | N/A | N/A |  | N/A | N/A | N/A | Basement | No | Yes | Plumbed drain | No |  | N/A | No | N/A |  | N/A |  | N/A | No | No | No | No | 2525 | 9127 | Single Family | 1 | 9127 | Single Family_Electric | Single Family_FALSE
Mechanical_00010948 | SITE_02019 | Storage Water Heater | Fossil Fuel Non-Condensing | 50 |  | AO Smith | Gcg 50 400 | No | 2016 |  | 1614J006920 | No | No | Natural Gas | 40000 |  | Btuh | 0.6 |  | N/A | N/A |  | N/A | N/A | N/A | Garage | Yes | No | N/A | No |  | N/A | No | N/A |  | N/A |  | N/A | Yes | Yes | Yes | No | 2526 | 2346.7937 | Single Family | 1 | 2346.7937 | Single Family_Natural Gas | Single Family_FALSE
Mechanical_00010949 | SITE_02021 | Storage Water Heater | Electric Resistance | 50 |  | US Craftmaster | E3E52RD045V | Yes | 1996 |  | N/A | No | No | Electric | 4.5 |  | kW |  | Unknown | N/A | N/A |  | N/A | N/A | N/A | Main House | Yes | Yes | Plumbed drain | No |  | N/A | No | N/A |  | N/A |  | N/A | No | Yes | Yes | No | 2528 | 3434 | Single Family | 1 | 3434 | Single Family_Electric | Single Family_FALSE
Mechanical_00010950 | SITE_02024 | Storage Water Heater | Electric Resistance | 30 |  | Reliance | 630DOLS | No | 2008 |  | 0804A004759 | No | No | Electric | 4.5 |  | kW |  | Unknown | N/A | N/A |  | N/A | N/A | N/A | Main House | Yes | No | N/A | No |  | N/A | No | N/A |  | N/A |  | N/A | No | No | No | No | 2531 | 3434 | Single Family | 1 | 3434 | Single Family_Electric | Single Family_FALSE
Mechanical_00010951 | SITE_02025 | Storage Water Heater | Electric Resistance | 50 |  | Rheem | Xe50t06he45uo | Yes | 2015 |  | N/A | Yes | No | Electric | 4.5 |  | kW | 0.92 |  | N/A | N/A |  | N/A | N/A | N/A | Garage | Yes | No | N/A | No |  | N/A | Yes | Polyethylene Foam | 2.5 |  | 1 |  | Unknown | No | Yes | No | 2532 | 2346.7937 | Single Family | 1 | 2346.7937 | Single Family_Electric | Single Family_FALSE
Mechanical_00010952 | SITE_02026 | Storage Water Heater | Electric Resistance | 46.5 |  | US Craftmaster | E2F50LD045V | No | 2008 |  | 826229 | No | No | Electric | 4.5 |  | kW | 0.91 |  | N/A | N/A |  | N/A | N/A | N/A | Basement | Yes | No | N/A | No |  | N/A | No | N/A |  | N/A |  | N/A | No | No | No | No | 2533 | 2346.7937 | Single Family | 1 | 2346.7937 | Single Family_Electric | Single Family_FALSE
Mechanical_00010953 | SITE_02027 | Storage Water Heater | Electric Resistance | 40 |  | Whirlpool | EE3J40RD045V | No | 2006 |  | 625139133 | No | No | Electric | 4.5 |  | kW |  | Unknown | N/A | N/A |  | N/A | N/A | N/A | Garage | Yes | No | N/A | No |  | N/A | Yes | Polyethylene Foam | 3 |  | 0.5 |  | Yes | Yes | Yes | No | 2534 | 3434 | Single Family | 1 | 3434 | Single Family_Electric | Single Family_FALSE
Mechanical_00010954 | SITE_02030 | Storage Water Heater | Electric Resistance | 50 |  | State | P65220CTJW | No | 2003 |  | K03209393 | No | No | Electric | 4.5 |  | kW |  | Unknown | N/A | N/A |  | N/A | N/A | N/A | Main House | Yes | No | N/A | No |  | N/A | No | N/A |  | N/A |  | N/A | No | No | Yes | No | 2537 | 3434 | Single Family | 1 | 3434 | Single Family_Electric | Single Family_FALSE
Mechanical_00010955 | SITE_02031 | Storage Water Heater | Fossil Fuel Non-Condensing | 50 |  | Bradford White | D4504S6FBN | No | 2012 |  | JJ17096215 | No | No | Natural Gas | 40000 |  | Btuh | 0.67 |  | N/A | N/A |  | N/A | N/A | N/A | Garage | Yes | No | N/A | No |  | N/A | No | N/A |  | N/A |  | N/A | Yes | Yes | Yes | No | 2538 | 2346.7937 | Single Family | 1 | 2346.7937 | Single Family_Natural Gas | Single Family_FALSE
Mechanical_00010956 | SITE_02033 | Storage Water Heater | Electric Resistance | 58 |  | AO Smith | Unknown | No |  | Unknown | Unknown | Unknown | No | Electric | 4.99 |  | kW |  | Unknown | N/A | N/A |  | N/A | N/A | N/A | Garage | Yes | No | N/A | No |  | N/A | Yes | Polyethylene Foam | 5 |  | 0.25 |  | Yes | No | Yes | No | 2540 | 2346.7937 | Single Family | 1 | 2346.7937 | Single Family_Electric | Single Family_FALSE
Mechanical_00010957 | SITE_02034 | Storage Water Heater | Fossil Fuel Non-Condensing | 40 |  | Rheem | 42v40-40f | Yes | 2004 |  | N/A | No | No | Natural Gas | 40000 |  | Btuh | 0.62 |  | N/A | N/A |  | N/A | N/A | N/A | Garage | Yes | No | N/A | No |  | N/A | No | N/A |  | N/A |  | N/A | Yes | Yes | Yes | No | 2541 | 2346.7937 | Single Family | 1 | 2346.7937 | Single Family_Natural Gas | Single Family_FALSE
Mechanical_00010958 | SITE_02035 | Storage Water Heater | Electric Resistance | 65 |  | Ruud | Pe66-2 b | No | 1996 |  | RU 0796C00875 | No | No | Electric | 4.5 |  | kW | 0.87 |  | N/A | N/A |  | N/A | N/A | N/A | Basement | No | Unknown | N/A | No |  | N/A | No | N/A |  | N/A |  | N/A | Yes | Yes | Yes | No | 2542 | 3434 | Single Family | 2 | 1717 | Single Family_Electric | Single Family_FALSE
Mechanical_00010959 | SITE_02035 | Storage Water Heater | Electric Resistance | 50 |  | AO Smith | Ees 52 917 | No | 1996 |  | GL96-3358557-917 | No | No | Electric | 4.5 |  | kW | 0.87 |  | N/A | N/A |  | N/A | N/A | N/A | Main House | No | No | N/A | No |  | N/A | No | N/A |  | N/A |  | N/A | No | No | No | No | 2542 | 3434 | Single Family | 2 | 1717 | Single Family_Electric | Single Family_FALSE
Mechanical_00010960 | SITE_02036 | Storage Water Heater | Fossil Fuel Non-Condensing | 75 |  | US Craftmaster | G2F7575T4NOVSTP | No | 2011 |  | 1113T477184 | No | No | Natural Gas | 75100 |  | Btuh |  | Unknown | N/A | N/A |  | N/A | N/A | N/A | Garage | Yes | No | N/A | No |  | N/A | No | N/A |  | N/A |  | N/A | Yes | Yes | Yes | No | 2543 | 2346.7937 | Single Family | 1 | 2346.7937 | Single Family_Natural Gas | Single Family_FALSE
Mechanical_00010961 | SITE_02037 | Storage Water Heater | Electric Resistance | 50 |  | State | Sci52dhmte | No | 2004 |  | K04A109562 | No | No | Electric | 4.5 |  | kW | 0.93 |  | N/A | N/A |  | N/A | N/A | N/A | Main House | Yes | Yes | Plumbed drain | No |  | N/A | No | N/A |  | N/A |  | N/A | Yes | Yes | No | No | 2544 | 1313.97 | Manufactured | 1 | 1313.97 | Manufactured_Electric | Manufactured_FALSE
Mechanical_00010962 | SITE_02038 | Storage Water Heater | Fossil Fuel Non-Condensing | 50 |  | Bradford White | MI5036FBN | No | 2007 |  | DM9972416 | No | No | Natural Gas | 40000 |  | Btuh |  | Unknown | N/A | N/A |  | N/A | N/A | N/A | Garage | Yes | No | N/A | No |  | N/A | No | N/A |  | N/A |  | N/A | Yes | Yes | Yes | No | 2545 | 2346.7937 | Single Family | 1 | 2346.7937 | Single Family_Natural Gas | Single Family_FALSE
Mechanical_00010963 | SITE_02039 | Storage Water Heater | Electric Resistance | 80 |  | Reliance | 1280DART | No | 2007 |  | L07A104497 | No | No | Electric | 5.5 |  | kW | 0.95 |  | N/A | N/A |  | N/A | N/A | N/A | Garage | Yes | Unknown | N/A | No |  | N/A | No | N/A |  | N/A |  | N/A | Yes | Yes | Yes | No | 2546 | 2346.7937 | Single Family | 1 | 2346.7937 | Single Family_Electric | Single Family_FALSE
Mechanical_00010964 | SITE_00062 | Instantaneous Water Heater | Fossil Fuel Condensing | 0 |  | Bosch | C950esng | No | 2013 |  | 7736501516 | No | No | Natural Gas | 175000 |  | Btuh | 0.95 |  | N/A | N/A |  | N/A | N/A | N/A | Main House | Yes | Unknown | N/A | N/A |  | N/A | No | N/A |  | N/A |  | N/A | No | No | Yes | No | 585 | 653.4162 | Single Family | 1 | 653.4162 | Single Family_Natural Gas | Single Family_FALSE
Mechanical_00010965 | SITE_01996 | Storage Water Heater | Electric Resistance | 66 |  | AO Smith | Ect 66 200 | No | 2008 |  | 0816J005368 | No | No | Electric | 4.5 |  | kW | 0.88 |  | N/A | N/A |  | N/A | N/A | N/A | Main House | Yes | No | N/A | No |  | N/A | No | N/A |  | N/A |  | N/A | No | No | Yes | No | 2503 | 3434 | Single Family | 1 | 3434 | Single Family_Electric | Single Family_FALSE
Mechanical_00010966 | SITE_00140 | Storage Water Heater | Indirect Water Heater | 55 |  | HTP | PH100-55 | Yes | 2012 |  | N/A | Yes | No | Natural Gas | 100000 |  | Btuh |  | Unknown | N/A | N/A |  | N/A | N/A | N/A | Other | Yes | Yes | Plumbed drain | No |  | N/A | No | N/A |  | N/A |  | N/A | No | No | No | No | 662 | 2471.1038 | Single Family | 1 | 2471.1038 | Single Family_Natural Gas | Single Family_FALSE
Mechanical_00010967 | SITE_00167 | Storage Water Heater | Electric Resistance | 28 |  | Whirlpool | e2f30ld035v | No | 2012 |  | 1224T454577 | No | No | Electric | 4.5 |  | kW | 0.93 |  | N/A | N/A |  | N/A | N/A | N/A | Other | Yes | No | N/A | No |  | N/A | No | N/A |  | N/A |  | N/A | No | No | No | No | 688 | 653.4162 | Single Family | 2 | 326.7081 | Single Family_Electric | Single Family_FALSE
Mechanical_00010968 | SITE_00162 | Storage Water Heater | Unknown | 50 |  | General Electric | gp50t06avr10 | Yes | 2010 |  | N/A | No | No | Propane | 36000 |  | Btuh | 0.58 |  | N/A | N/A |  | N/A | N/A | N/A | Main House | Yes | No | N/A | No |  | N/A | No | N/A |  | N/A |  | N/A | No | No | Yes | No | 683 | 3955.5333 | Single Family | 1 | 3955.5333 | Single Family_Propane | Single Family_FALSE
Mechanical_00010969 | SITE_00167 | Storage Water Heater | Electric Resistance | 50 |  | General Electric | SE50M12AAH | Yes | 2009 |  | N/A | No | No | Electric | 4.5 |  | kW | 0.9 |  | N/A | N/A |  | N/A | N/A | N/A | Main House | Yes | No | N/A | No |  | N/A | No | N/A |  | N/A |  | N/A | No | No | No | No | 688 | 653.4162 | Single Family | 2 | 326.7081 | Single Family_Electric | Single Family_FALSE
Mechanical_00010970 | SITE_00133 | Storage Water Heater | Fossil Fuel Non-Condensing | 50 |  | Rheem | 21VP50E-1 | No | 1997 |  | RN 0997139113 | No | No | Natural Gas | 40000 |  | Btuh | 0.53 |  | N/A | N/A |  | N/A | N/A | N/A | Basement | Yes | No | N/A | Yes | 1 |  | No | N/A |  | N/A |  | N/A | Yes | Yes | Yes | No | 655 | 2471.1038 | Single Family | 1 | 2471.1038 | Single Family_Natural Gas | Single Family_FALSE
Mechanical_00010971 | SITE_01143 | Storage Water Heater | Electric Resistance | 50 |  | American Water Heaters | E62-50H-045D | No | 2000 |  | 48132146 | No | No | Electric | 4.5 |  | kW | 0.91 |  | N/A | N/A |  | N/A | N/A | N/A | Garage | Yes | No | N/A | No |  | N/A | No | N/A |  | N/A |  | N/A | Yes | Yes | Yes | No | 1658 | 2002.11 | Multifamily Residence | 1 | 2002.11 | Multifamily Residence_Electric | Multifamily Residence_FALSE
Mechanical_00010972 | SITE_02017 | Storage Water Heater | Fossil Fuel Non-Condensing | 40 |  | State | Pr64onors | No | 2003 |  | B03421344 | No | No | Natural Gas | 35000 |  | Btuh | 0.55 |  | N/A | N/A |  | N/A | N/A | N/A | Crawlspace | Yes | No | N/A | No |  | N/A | No | N/A |  | N/A |  | N/A | No | Yes | No | No | 2524 | 2346.7937 | Single Family | 1 | 2346.7937 | Single Family_Natural Gas | Single Family_FALSE
Mechanical_00010973 | SITE_01693 | Storage Water Heater | Electric Resistance | 30 |  | Bradford White | M230r6ds2 | No | 2004 |  | AC4432848 | No | No | Electric | 4.5 |  | kW | 0.93 |  | N/A | N/A |  | N/A | N/A | N/A | Unknown | Yes | N/A | N/A | No |  | N/A | No | N/A |  | N/A |  | N/A | Yes | No | No | No | 2201 | 1313.97 | Manufactured | 1 | 1313.97 | Manufactured_Electric | Manufactured_FALSE
Mechanical_00011523 | SITE_01325 | Instantaneous Water Heater | Fossil Fuel Non-Condensing | 0 |  | Rinnai | RL75 | No |  | Unknown | Unknown | No | Unknown | Natural Gas | 180000 |  | Btuh | 0.82 |  | N/A | N/A |  | N/A | N/A | N/A | Other | Yes | No | N/A | No |  | N/A | Yes | Polyethylene Foam | 2 |  | 1 |  | Yes | No | No | No | 1840 | 2267.7917 | Single Family | 1 | 2267.7917 | Single Family_Natural Gas | Single Family_FALSE
Mechanical_00011524 | SITE_01355 | Storage Water Heater | Electric Resistance | 50 |  | Bradford White | MIII50T10DS17 | No | 1996 |  | NA6000476 | No | No | Electric | 4.5 |  | kW |  | Unknown | N/A | N/A |  | N/A | N/A | N/A | Main House | Yes | No | N/A | No |  | N/A | No | N/A |  | N/A |  | N/A | No | No | Yes | No | 1870 | 751.56 | Multifamily Residence | 1 | 751.56 | Multifamily Residence_Electric | Multifamily Residence_FALSE
Mechanical_00011525 | SITE_01299 | Storage Water Heater | Electric Resistance | 50 |  | Bradford White | MII50S6DS19 | No | 1997 |  | PJ9950277 | No | No | Electric | 4.5 |  | kW |  | Unknown | N/A | N/A |  | N/A | N/A | N/A | Garage | Yes | No | N/A | Yes | 2.5 |  | Yes | Polyethylene Foam | 28 |  | 0.5 |  | Yes | Yes | No | No | 1814 | 2267.7917 | Single Family | 1 | 2267.7917 | Single Family_Electric | Single Family_FALSE
Mechanical_00011526 | SITE_01352 | Storage Water Heater | Electric Resistance |  | Unknown | Reliance | Unknown | No |  | Unknown | Unknown | No | No | Electric |  | Unknown | kW |  | Unknown | N/A | N/A |  | N/A | N/A | N/A | Garage | Yes | No | N/A | No |  | N/A | Yes | Polyethylene Foam | 2 |  | 1 |  | Yes | Yes | Yes | No | 1867 | 2267.7917 | Single Family | 1 | 2267.7917 | Single Family_Electric | Single Family_FALSE
Mechanical_00011527 | SITE_01251 | Storage Water Heater | Electric Resistance | 50 |  | Bradford White | M250T6DS-1NCWW | No | 2013 |  | KM33702578 | No | No | Electric | 4.5 |  | kW | 0.9 |  | N/A | N/A |  | N/A | N/A | N/A | Main House | Yes | No | N/A | No |  | N/A | No | N/A |  | N/A |  | N/A | No | No | No | No | 1766 | 751.56 | Multifamily Residence | 1 | 751.56 | Multifamily Residence_Electric | Multifamily Residence_FALSE
Mechanical_00011528 | BLDG_00478 | Storage Water Heater | Fossil Fuel Condensing |  | Unknown | AO Smith | Unknown | No |  | Unknown | Unknown | No | Yes | Natural Gas |  | Unknown | Btuh |  | Unknown | N/A | N/A |  | N/A | N/A | N/A | Main House | N/A | Yes | Plumbed drain | No |  | N/A | Yes | Fiberglass |  | Unknown |  | Unknown | N/A | N/A | N/A | Unknown | 457 | 37.08 | Multifamily Building | 1 | 37.08 | Multifamily Building_Natural Gas | Multifamily Building_FALSE
Mechanical_00011529 | SITE_01766 | Storage Water Heater | Electric Resistance | 50 |  | Rheem | 83xr52-2 | Yes | 2011 |  | N/A | No | No | Electric | 4.5 |  | kW | 0.95 |  | N/A | N/A |  | N/A | N/A | N/A | Unknown | Yes | No | N/A | No |  | N/A | Yes | Polyethylene Foam | 4 |  | 1 |  | No | No | No | No | 2274 | 2000.27 | Multifamily Residence | 1 | 2000.27 | Multifamily Residence_Electric | Multifamily Residence_FALSE
Mechanical_00011530 | BLDG_00476 | Storage Water Heater | Electric Resistance | 50 |  | Rheem | 83xr52-2 | Yes | 2011 |  | N/A | No | No | Electric | 4.5 |  | kW | 0.95 |  | N/A | N/A |  | N/A | N/A | N/A | Main House | N/A | No | N/A | No |  | N/A | Yes | Polyethylene Foam | 4 |  | 1 |  | N/A | N/A | N/A | No | 455 | 89.43 | Multifamily Building | 1 | 89.43 | Multifamily Building_Electric | Multifamily Building_FALSE
Mechanical_00011531 | SITE_00698 | Storage Water Heater | Electric Resistance | 50 |  | Unknown | Unknown | No |  | Unknown | Unknown | No | No | Electric |  | Unknown | kW |  | Unknown | N/A | N/A |  | N/A | N/A | N/A | Basement | Yes | Yes | Floor drain | Yes | 1 |  | Yes | Polyethylene Foam | 3 |  | 1 |  | Yes | Yes | No | No | 1217 | 2880.3393 | Single Family | 1 | 2880.3393 | Single Family_Electric | Single Family_FALSE
Mechanical_00011532 | SITE_00739 | Storage Water Heater | Electric Heat Pump (Packaged) | 50 |  | General Electric | GEH50DEEDSRA | Yes | 2012 |  | N/A | No | No | Electric | 4.5 |  | kW | 2.35 |  | No | Unknown |  | Unknown | Unknown | None | Garage | Yes | Yes | Plumbed drain | No |  | N/A | Yes | Polyethylene Foam | 4 |  | 0.5 |  | Yes | Yes | Yes | Unknown | 1258 | 2639.8857 | Single Family | 1 | 2639.8857 | Single Family_Electric | Single Family_TRUE
Mechanical_00011533 | SITE_00753 | Storage Water Heater | Electric Resistance | 50 |  | Rheem | XE50M09EL55U1 | No | 2016 |  | M261620791 | No | No | Electric | 5.5 |  | kW | 0.93 |  | N/A | N/A |  | N/A | N/A | N/A | Garage | Yes | No | N/A | No |  | N/A | Yes | Fiberglass | 17 |  | 1 |  | Yes | Yes | Yes | Unknown | 1272 | 7147.4444 | Single Family | 1 | 7147.4444 | Single Family_Electric | Single Family_FALSE
Mechanical_00011534 | SITE_00520 | Storage Water Heater | Electric Resistance | 50 |  | General Electric | GE50T6EA | Yes | 2003 |  | N/A | No | No | Electric | 4.5 |  | kW | 0.95 |  | N/A | N/A |  | N/A | N/A | N/A | Main House | Yes | No | N/A | No |  | N/A | No | N/A |  | N/A |  | N/A | No | No | No | No | 1040 | 819.89 | Multifamily Residence | 1 | 819.89 | Multifamily Residence_Electric | Multifamily Residence_FALSE
Mechanical_00011535 | SITE_01275 | Storage Water Heater | Electric Resistance | 30 |  | General Electric | GE30S6A | No | 2001 |  | GE 0401256011 | No | No | Electric | 4.5 |  | kW | 0.89 |  | N/A | N/A |  | N/A | N/A | N/A | Main House | Yes | No | N/A | No |  | N/A | No | N/A |  | N/A |  | N/A | N/A | No | No | No | 1790 | 751.56 | Multifamily Residence | 1 | 751.56 | Multifamily Residence_Electric | Multifamily Residence_FALSE
Mechanical_00011536 | SITE_01358 | Storage Water Heater | Electric Resistance | 50 |  | Bradford White | M250s6ds-1ncww | No | 2014 |  | LC34084342 | No | No | Electric | 4.5 |  | kW | 0.92 |  | N/A | N/A |  | N/A | N/A | N/A | Main House | Yes | No | N/A | No |  | N/A | No | N/A |  | N/A |  | N/A | N/A | Yes | Yes | No | 1873 | 2267.7917 | Single Family | 1 | 2267.7917 | Single Family_Electric | Single Family_FALSE
Mechanical_00011537 | SITE_01288 | Storage Water Heater | Electric Resistance | 50 |  | Rheem | Ge50m6a | No | 2001 |  | GE1001264065 | No | No | Electric | 4.5 |  | kW | 0.86 |  | N/A | N/A |  | N/A | N/A | N/A | Main House | Yes | No | N/A | No |  | N/A | No | N/A |  | N/A |  | N/A | N/A | Yes | Yes | No | 1803 | 751.56 | Multifamily Residence | 1 | 751.56 | Multifamily Residence_Electric | Multifamily Residence_FALSE
Mechanical_00011538 | SITE_01350 | Storage Water Heater | Fossil Fuel Non-Condensing | 50 |  | General Electric | Sg50t12avg00 | Yes | 2009 |  | N/A | No | No | Natural Gas | 40000 |  | Btuh | 0.62 |  | N/A | N/A |  | N/A | N/A | N/A | Garage | Yes | No | N/A | No |  | N/A | Yes | Polyethylene Foam | 3 |  | 1 |  | Yes | Yes | Yes | No | 1865 | 2267.7917 | Single Family | 1 | 2267.7917 | Single Family_Natural Gas | Single Family_FALSE
Mechanical_00011539 | SITE_01348 | Storage Water Heater | Electric Resistance | 50 |  | Rheem | Mr50245 b | No | 2009 |  | 0109 W 25706 | No | No | Electric | 4.5 |  | kW | 0.94 |  | N/A | N/A |  | N/A | N/A | N/A | Garage | Yes | No | N/A | No |  | N/A | Yes | Polyethylene Foam | 20 |  | 1 |  | No | Yes | No | No | 1863 | 2267.7917 | Single Family | 1 | 2267.7917 | Single Family_Electric | Single Family_FALSE
Mechanical_00011540 | SITE_01290 | Storage Water Heater | Electric Resistance | 50 |  | American Water Heaters | E61-50R-045D | No | 2010 |  | 1035T411520 | No | No | Electric | 4.5 |  | kW | 0.9 |  | N/A | N/A |  | N/A | N/A | N/A | Main House | Yes | No | N/A | No |  | N/A | No | N/A |  | N/A |  | N/A | No | No | Yes | No | 1805 | 751.56 | Multifamily Residence | 1 | 751.56 | Multifamily Residence_Electric | Multifamily Residence_FALSE
Mechanical_00011541 | SITE_01315 | Storage Water Heater | Electric Resistance | 50 |  | Rheem | 81MV52D | No | 2002 |  | RH 0702252908 | No | No | Electric | 4.5 |  | kW |  | Unknown | N/A | N/A |  | N/A | N/A | N/A | Main House | Yes | No | N/A | No |  | N/A | No | N/A |  | N/A |  | N/A | No | No | Yes | No | 1830 | 2474.375 | Single Family | 1 | 2474.375 | Single Family_Electric | Single Family_FALSE
Mechanical_00011542 | SITE_01359 | Storage Water Heater | Fossil Fuel Non-Condensing | 50 |  | Richmond | 5V50-2 | No | 1994 |  | RCN 1094114986 | No | No | Natural Gas | 36000 |  | Btuh |  | Unknown | N/A | N/A |  | N/A | N/A | N/A | Garage | No | No | N/A | No |  | N/A | No | N/A |  | N/A |  | N/A | Yes | Yes | No | No | 1874 | 2267.7917 | Single Family | 2 | 1133.8958 | Single Family_Natural Gas | Single Family_FALSE
Mechanical_00011543 | SITE_01303 | Storage Water Heater | Electric Resistance | 50 |  | State | in14020rt2e4 | No | 2000 |  | 2414451 | No | Unknown | Electric | 4.5 |  | kW | 0.88 |  | N/A | N/A |  | N/A | N/A | N/A | Unknown | Unknown | Unknown | N/A | Unknown |  | N/A | Unknown | N/A |  | N/A |  | N/A | Unknown | Unknown | Unknown | Unknown | 1818 | 894.83 | Manufactured | 1 | 894.83 | Manufactured_Electric | Manufactured_FALSE
Mechanical_00011544 | SITE_01324 | Storage Water Heater | Fossil Fuel Non-Condensing | 50 |  | Kenmore | 153.3315133ha | No | 2003 |  | L03230396 | No | No | Natural Gas | 40000 |  | Btuh | 0.63 |  | N/A | N/A |  | N/A | N/A | N/A | Main House | Yes | No | N/A | No |  | N/A | No | N/A |  | N/A |  | N/A | No | No | No | No | 1839 | 2474.375 | Single Family | 1 | 2474.375 | Single Family_Natural Gas | Single Family_FALSE
Mechanical_00011545 | SITE_01359 | Storage Water Heater | Electric Resistance | 10 |  | Ruud | Pep10-1 | Yes | 2007 |  | N/A | No | No | Electric | 2 |  | kW |  | Unknown | N/A | N/A |  | N/A | N/A | N/A | Main House | No | Yes | Plumbed drain | No |  | N/A | No | N/A |  | N/A |  | N/A | No | No | No | No | 1874 | 2267.7917 | Single Family | 2 | 1133.8958 | Single Family_Electric | Single Family_FALSE
Mechanical_00011546 | SITE_01289 | Storage Water Heater | Electric Resistance |  | Unknown | Richmond | Unknown | No |  | Unknown | Unknown | No | No | Electric |  | Unknown | kW |  | Unknown | N/A | N/A |  | N/A | N/A | N/A | Main House | Yes | No | N/A | No |  | N/A | No | N/A |  | N/A |  | N/A | No | No | No | No | 1804 | 2267.7917 | Single Family | 2 | 1133.8958 | Single Family_Electric | Single Family_FALSE
Mechanical_00011547 | SITE_01289 | Storage Water Heater | Electric Resistance | 50 |  | Reliance | 650dors210 | No | 2014 |  | 3141J000210 | No | No | Electric | 4.5 |  | kW | 0.9 |  | N/A | N/A |  | N/A | N/A | N/A | Main House | Yes | No | N/A | No |  | N/A | No | N/A |  | N/A |  | N/A | No | No | No | No | 1804 | 2267.7917 | Single Family | 2 | 1133.8958 | Single Family_Electric | Single Family_FALSE
Mechanical_00011548 | SITE_01285 | Storage Water Heater | Electric Resistance | 50 |  | American Appliance | E61-50r-045dv | No | 2008 |  | 0821T428595 | No | No | Electric | 4.5 |  | kW | 0.9 |  | N/A | N/A |  | N/A | N/A | N/A | Main House | Yes | No | N/A | No |  | N/A | No | N/A |  | N/A |  | N/A | N/A | No | No | No | 1800 | 751.56 | Multifamily Residence | 1 | 751.56 | Multifamily Residence_Electric | Multifamily Residence_FALSE
Mechanical_00011549 | SITE_01286 | Storage Water Heater | Electric Resistance | 50 |  | Bradford White | Miii50t6ds17 | No | 1987 |  | dA8291168 | No | No | Electric | 4.5 |  | kW |  | Unknown | N/A | N/A |  | N/A | N/A | N/A | Main House | Yes | No | N/A | No |  | N/A | No | N/A |  | N/A |  | N/A | No | No | No | No | 1801 | 751.56 | Multifamily Residence | 1 | 751.56 | Multifamily Residence_Electric | Multifamily Residence_FALSE
Mechanical_00011550 | SITE_01301 | Storage Water Heater | Electric Resistance | 50 |  | Rheem | Proe50 t2 rh95 | Yes | 2016 |  | N/A | No | No | Electric | 4.5 |  | kW | 0.95 |  | N/A | N/A |  | N/A | N/A | N/A | Main House | No | No | N/A | No |  | N/A | No | N/A |  | N/A |  | N/A | No | No | No | No | 1816 | 2267.7917 | Single Family | 1 | 2267.7917 | Single Family_Electric | Single Family_FALSE
Mechanical_00011551 | SITE_00227 | Storage Water Heater | Fossil Fuel Non-Condensing | 50 |  | Bradford White | Mi5036en10 | No | 2002 |  | YL2361979 | No | No | Natural Gas | 40000 |  | Btuh |  | Unknown | N/A | N/A |  | N/A | N/A | N/A | Main House | Yes | No | N/A | No |  | N/A | No | N/A |  | N/A |  | N/A | Yes | Yes | Yes | No | 747 | 4862.5455 | Single Family | 1 | 4862.5455 | Single Family_Natural Gas | Single Family_FALSE
Mechanical_00010538 | SITE_02050 | Storage Water Heater | Fossil Fuel Non-Condensing | 50 |  | Rheem | Prog50-38n rh60 | Yes | 2015 |  | N/A | No | No | Natural Gas | 38000 |  | Btuh | 0.6 |  | N/A | N/A |  | N/A | N/A | N/A | Garage | Yes | No | N/A | No |  | N/A | No | N/A |  | N/A |  | N/A | Yes | Yes | No | No | 2557 | 10381.2619 | Single Family | 1 | 10381.2619 | Single Family_Natural Gas | Single Family_FALSE
Mechanical_00010539 | SITE_01090 | Storage Water Heater | Fossil Fuel Non-Condensing | 50 |  | Rheem | Prog50-38nrh60 | Yes | 2016 |  | N/A | No | No | Natural Gas | 38000 |  | Btuh | 0.6 |  | N/A | N/A |  | N/A | N/A | N/A | Main House | Yes | No | N/A | No |  | N/A | No | N/A |  | N/A |  | N/A | Yes | Yes | Yes | No | 1606 | 3955.5333 | Single Family | 1 | 3955.5333 | Single Family_Natural Gas | Single Family_FALSE
Mechanical_00010540 | SITE_01200 | Storage Water Heater | Fossil Fuel Non-Condensing | 50 |  | Rheem | Prog50-40n rh62 | Yes | 2016 |  | N/A | No | No | Natural Gas | 40000 |  | Btuh | 0.62 |  | N/A | N/A |  | N/A | N/A | N/A | Garage | Yes | No | N/A | No |  | N/A | No | N/A |  | N/A |  | N/A | Yes | Yes | Yes | No | 1715 | 10381.2619 | Single Family | 1 | 10381.2619 | Single Family_Natural Gas | Single Family_FALSE
Mechanical_00010541 | SITE_01611 | Storage Water Heater | Fossil Fuel Non-Condensing | 50 |  | Rheem | PROG50S-40N RH59 | Yes | 2014 |  | N/A | No | No | Natural Gas | 40000 |  | Btuh | 0.59 |  | N/A | N/A |  | N/A | N/A | N/A | Basement | Yes | Unknown | N/A | No |  | N/A | No | N/A |  | N/A |  | N/A | No | Yes | No | No | 2120 | 2471.1038 | Single Family | 1 | 2471.1038 | Single Family_Natural Gas | Single Family_FALSE
Mechanical_00010542 | SITE_01542 | Instantaneous Water Heater | Fossil Fuel Condensing | 0 |  | Rheem | R-64XLN | No | 2015 |  | M361510787 | No | No | Natural Gas | 150000 |  | Btuh | 0.82 |  | N/A | N/A |  | N/A | N/A | N/A | Other | Yes | Yes | Plumbed drain | No |  | N/A | Yes | Polyethylene Foam | 5.5 |  | 0.75 |  | Yes | Yes | Yes | No | 2051 | 2471.1038 | Single Family | 1 | 2471.1038 | Single Family_Natural Gas | Single Family_FALSE
Mechanical_00010543 | SITE_01656 | Storage Water Heater | Electric Resistance | 47 |  | Rheem | RH-M131305268 | Yes | 2013 |  | N/A | No | No | Electric | 4.5 |  | kW |  | Unknown | N/A | N/A |  | N/A | N/A | N/A | Main House | Yes | Yes | Plumbed drain | No |  | N/A | No | N/A |  | N/A |  | N/A | No | No | No | No | 2164 | 79.7168 | Single Family | 1 | 79.7168 | Single Family_Electric | Single Family_FALSE
Mechanical_00010544 | SITE_01216 | Instantaneous Water Heater | Fossil Fuel Non-Condensing | 0 |  | Rheem | RTG-84DVLN | No | 2012 |  | RHUNM481206689 | No | No | Natural Gas | 180000 |  | Btuh | 0.82 |  | N/A | N/A |  | N/A | N/A | N/A | Garage | Yes | No | N/A | No |  | N/A | Yes | Polyethylene Foam | 12 |  | 0.5 |  | Yes | Yes | Yes | Unknown | 1731 | 14922.6667 | Single Family | 1 | 14922.6667 | Single Family_Natural Gas | Single Family_FALSE
Mechanical_00010545 | SITE_01120 | Storage Water Heater | Electric Resistance | 30 |  | Rheem | XE30S0ST45U1 | No | 2015 |  | M171507734 | No | No | Electric | 4.5 |  | kW |  | Unknown | N/A | N/A |  | N/A | N/A | N/A | Main House | Yes | No | N/A | No |  | N/A | No | N/A |  | N/A |  | N/A | No | No | No | No | 1635 | 2383.66 | Multifamily Residence | 1 | 2383.66 | Multifamily Residence_Electric | Multifamily Residence_FALSE
Mechanical_00010546 | SITE_01573 | Storage Water Heater | Electric Resistance | 40 |  | Rheem | Xe40m06st45u1 | Yes | 2015 |  | N/A | No | No | Electric | 4.5 |  | kW | 0.92 |  | N/A | N/A |  | N/A | N/A | N/A | Main House | Yes | Yes | Plumbed drain | No |  | N/A | No | N/A |  | N/A |  | N/A | N/A | Yes | No | No | 2082 | 653.4162 | Single Family | 1 | 653.4162 | Single Family_Electric | Single Family_FALSE
Mechanical_00010547 | SITE_01627 | Storage Water Heater | Electric Resistance | 40 |  | Rheem | XE40M06ST45U1 | Yes | 2016 |  | N/A | No | No | Electric | 4.5 |  | kW | 0.92 |  | N/A | N/A |  | N/A | N/A | N/A | Basement | Yes | No | N/A | No |  | N/A | Yes | Polyethylene Foam | 2 |  | 1 |  | N/A | Yes | Yes | No | 2136 | 257.4775 | Single Family | 1 | 257.4775 | Single Family_Electric | Single Family_FALSE
Mechanical_00010548 | SITE_01802 | Storage Water Heater | Electric Resistance | 50 |  | Rheem | Xe50m06st45u0 | Yes | 2014 |  | N/A | No | No | Electric | 4.5 |  | kW | 0.9 |  | N/A | N/A |  | N/A | N/A | N/A | Main House | Yes | No | N/A | No |  | N/A | No | N/A |  | N/A |  | N/A | No | Yes | No | No | 2310 | 3955.5333 | Single Family | 1 | 3955.5333 | Single Family_Electric | Single Family_FALSE
Mechanical_00010549 | SITE_00813 | Storage Water Heater | Electric Resistance | 50 |  | Rheem | Xe50m09el55u1 | Yes | 2015 |  | N/A | No | No | Electric | 5.5 |  | kW | 0.93 |  | N/A | N/A |  | N/A | N/A | N/A | Main House | Yes | Yes | Plumbed drain | No |  | N/A | No | N/A |  | N/A |  | N/A | N/A | No | No | No | 1332 | 2000.27 | Multifamily Residence | 1 | 2000.27 | Multifamily Residence_Electric | Multifamily Residence_FALSE
Mechanical_00010550 | SITE_00043 | Storage Water Heater | Electric Resistance | 50 |  | Rheem | XE50T12EC55U1 | Yes | 2016 |  | N/A | No | No | Electric | 5.5 |  | kW | 0.95 |  | N/A | N/A |  | N/A | N/A | N/A | Main House | Yes | Unknown | N/A | No |  | N/A | No | N/A |  | N/A |  | N/A | N/A | No | Yes | Yes | 566 | 2002.11 | Multifamily Residence | 1 | 2002.11 | Multifamily Residence_Electric | Multifamily Residence_FALSE
Mechanical_00010551 | SITE_02060 | Storage Water Heater | Fossil Fuel Non-Condensing | 40 |  | Rheem | XG40T09HE40U0 | Yes | 2014 |  | N/A | No | No | Natural Gas | 40000 |  | Btuh | 0.62 |  | N/A | N/A |  | N/A | N/A | N/A | Garage | Yes | No | N/A | No |  | N/A | Yes | Polyethylene Foam | 6 |  | 0.5 |  | Yes | Yes | Yes | No | 2567 | 3955.5333 | Single Family | 1 | 3955.5333 | Single Family_Natural Gas | Single Family_FALSE
Mechanical_00010552 | SITE_01698 | Storage Water Heater | Fossil Fuel Non-Condensing | 50 |  | Rheem | XG50T06EC38U1 | No | 2015 |  | M491508063 | No | No | Natural Gas | 38000 |  | Btuh | 0.58 |  | N/A | N/A |  | N/A | N/A | N/A | Main House | Yes | No | N/A | No |  | N/A | No | N/A |  | N/A |  | N/A | No | No | Yes | No | 2206 | 1982.27 | Manufactured | 1 | 1982.27 | Manufactured_Natural Gas | Manufactured_FALSE
Mechanical_00010553 | SITE_00931 | Storage Water Heater | Fossil Fuel Condensing | 40 |  | Richmond | 5vp40e-1 | Yes | 1998 |  | N/A | No | No | Natural Gas | 40000 |  | Btuh |  | Unknown | N/A | N/A |  | N/A | N/A | N/A | Unknown | Unknown | Unknown | N/A | Unknown |  | N/A | Unknown | N/A |  | N/A |  | N/A | Unknown | Unknown | Unknown | Unknown | 1448 | 331.65 | Manufactured | 1 | 331.65 | Manufactured_Natural Gas | Manufactured_FALSE
Mechanical_00010554 | SITE_01735 | Storage Water Heater | Electric Resistance | 50 |  | Richmond | 8MV50-2 B | No |  | Unknown | RM1098148740 | No | No | Electric | 4.5 |  | kW |  | Unknown | N/A | N/A |  | N/A | N/A | N/A | Main House | Yes | No | N/A | No |  | N/A | No | N/A |  | N/A |  | N/A | No | No | Yes | No | 2243 | 2002.11 | Multifamily Residence | 1 | 2002.11 | Multifamily Residence_Electric | Multifamily Residence_FALSE
Mechanical_00010555 | SITE_01676 | Storage Water Heater | Electric Resistance | 50 |  | Richmond | 8MVR52 | No |  | Unknown | 0296C06815 | No | No | Electric | 4.5 |  | kW |  | Unknown | N/A | N/A |  | N/A | N/A | N/A | Main House | Yes | No | N/A | No |  | N/A | No | N/A |  | N/A |  | N/A | No | No | Yes | No | 2184 | 79.7168 | Single Family | 1 | 79.7168 | Single Family_Electric | Single Family_FALSE
Mechanical_00010556 | SITE_00885 | Storage Water Heater | Fossil Fuel Non-Condensing | 40 |  | Richmond | Mvr40dv | No |  | Unknown | RMNG2412M13174 | No | No | Propane | 30000 |  | Btuh | 0.59 |  | N/A | N/A |  | N/A | N/A | N/A | Unknown | Yes | No | N/A | No |  | N/A | Yes | Polyethylene Foam | 8 |  | 0.75 |  | Yes | No | Yes | No | 1404 | 331.65 | Manufactured | 1 | 331.65 | Manufactured_Propane | Manufactured_FALSE
Mechanical_00010557 | SITE_01544 | Storage Water Heater | Electric Resistance | 65 |  | Richmond | RC DD 0793C05550 | No |  | Unknown | 8VG66-2 | No | No | Electric | 4.5 |  | kW |  | Unknown | N/A | N/A |  | N/A | N/A | N/A | Main House | Yes | Unknown | N/A | No |  | N/A | No | N/A |  | N/A |  | N/A | Yes | No | No | No | 2053 | 653.4162 | Single Family | 1 | 653.4162 | Single Family_Electric | Single Family_FALSE
Mechanical_00010558 | SITE_01178 | Storage Water Heater | Electric Resistance | 50 |  | Richmond | Rmemxr50-2ti | No |  | Unknown | RC 0797124216 | No | No | Electric | 5.5 |  | kW |  | Unknown | N/A | N/A |  | N/A | N/A | N/A | Main House | Yes | No | N/A | No |  | N/A | No | N/A |  | N/A |  | N/A | No | No | No | No | 1693 | 2383.66 | Multifamily Residence | 1 | 2383.66 | Multifamily Residence_Electric | Multifamily Residence_FALSE
Mechanical_00010559 | SITE_01564 | Instantaneous Water Heater | Fossil Fuel Condensing | 0 |  | Rinnai | R75-lsi | Yes | 2008 |  | N/A | No | No | Natural Gas | 180000 |  | Btuh | 0.84 |  | N/A | N/A |  | N/A | N/A | N/A | Garage | Yes | No | N/A | No |  | N/A | No | N/A |  | N/A |  | N/A | No | Yes | Yes | No | 2073 | 2471.1038 | Single Family | 1 | 2471.1038 | Single Family_Natural Gas | Single Family_FALSE
Mechanical_00010560 | SITE_00070 | Instantaneous Water Heater | Fossil Fuel Non-Condensing | 0 |  | Rinnai | R75-lsi (reu-va2528ffud (a) -us) | Yes | 2008 |  | N/A | No | No | Natural Gas | 180000 |  | Btuh | 0.82 |  | N/A | N/A |  | N/A | N/A | N/A | Basement | Yes | No | N/A | No |  | N/A | Yes | Polyethylene Foam | 45 |  | 0.5 |  | Yes | Yes | No | No | 593 | 14922.6667 | Single Family | 1 | 14922.6667 | Single Family_Natural Gas | Single Family_FALSE
Mechanical_00010561 | SITE_01007 | Instantaneous Water Heater | Unknown | 0 |  | Rinnai | R85i-1 (reu-v2532ffu-us) | Yes | 2007 |  | N/A | No | No | Unknown |  | Unknown | Btuh | 0.8 |  | N/A | N/A |  | N/A | N/A | N/A | Basement | Yes | Yes | Floor drain | No |  | N/A | No | N/A |  | N/A |  | N/A | Yes | Yes | No | No | 1523 | 1521.68 | Single Family | 1 | 1521.68 | Single Family_Unknown | Single Family_FALSE
Mechanical_00010562 | SITE_01604 | Instantaneous Water Heater | Fossil Fuel Non-Condensing | 0 |  | Rinnai | R94LS | No |  | Unknown | Unknown | No | No | Natural Gas |  | Unknown | Btuh | 0.82 |  | N/A | N/A |  | N/A | N/A | N/A | Basement | Yes | No | N/A | No |  | N/A | No | N/A |  | N/A |  | N/A | Yes | Yes | Yes | No | 2113 | 2471.1038 | Single Family | 1 | 2471.1038 | Single Family_Natural Gas | Single Family_FALSE
Mechanical_00010563 | SITE_01195 | Instantaneous Water Heater | Fossil Fuel Non-Condensing | 0 |  | Rinnai | R94-lse | Yes | 2009 |  | N/A | No | No | Natural Gas |  | Unknown | Btuh | 0.82 |  | N/A | N/A |  | N/A | N/A | N/A | Other | Yes | N/A | N/A | No |  | N/A | Unknown | N/A |  | N/A |  | N/A | N/A | N/A | N/A | No | 1710 | 10381.2619 | Single Family | 1 | 10381.2619 | Single Family_Natural Gas | Single Family_FALSE
Mechanical_00010564 | SITE_00146 | Instantaneous Water Heater | Fossil Fuel Condensing | 0 |  | Rinnai | R94-LSi | Yes | 2010 |  | N/A | No | No | Natural Gas | 199000 |  | Btuh | 0.82 |  | N/A | N/A |  | N/A | N/A | N/A | Main House | Yes | No | N/A | No |  | N/A | No | N/A |  | N/A |  | N/A | No | No | Yes | No | 668 | 2471.1038 | Single Family | 2 | 1235.5519 | Single Family_Natural Gas | Single Family_FALSE
Mechanical_00010565 | SITE_01986 | Instantaneous Water Heater | Fossil Fuel Non-Condensing | 0 |  | Rinnai | R94-lsi (reu-va2535ffud-uc) | Yes | 2008 |  | N/A | No | No | Natural Gas | 199000 |  | Btuh | 0.82 |  | N/A | N/A |  | N/A | N/A | N/A | Basement | Yes | No | N/A | No |  | N/A | No | N/A |  | N/A |  | N/A | Yes | Yes | No | No | 2493 | 2471.1038 | Single Family | 1 | 2471.1038 | Single Family_Natural Gas | Single Family_FALSE
Mechanical_00010566 | SITE_01613 | Instantaneous Water Heater | Fossil Fuel Condensing | 0 |  | Rinnai | R96lsi | No |  | Unknown | CA-002460 | No | No | Natural Gas | 199000 |  | Btuh |  | Unknown | N/A | N/A |  | N/A | N/A | N/A | Basement | Yes | No | N/A | No |  | N/A | No | N/A |  | N/A |  | N/A | No | Yes | No | Unknown | 2122 | 2471.1038 | Single Family | 1 | 2471.1038 | Single Family_Natural Gas | Single Family_FALSE
Mechanical_00011147 | SITE_00665 | Storage Water Heater | Electric Resistance | 50 |  | General Electric | Se50m12aah | Yes | 2006 |  | N/A | No | No | Electric | 4.5 |  | kW | 0.9 |  | N/A | N/A |  | N/A | N/A | N/A | Main House | Yes | No | N/A | No |  | N/A | No | N/A |  | N/A |  | N/A | N/A | No | No | No | 1184 | 1628.92 | Manufactured | 1 | 1628.92 | Manufactured_Electric | Manufactured_FALSE
Mechanical_00011148 | SITE_00668 | Storage Water Heater | Electric Resistance | 50 |  | Unknown | Unknown | No |  | Unknown | Unknown | Unknown | Unknown | Electric |  | Unknown | kW |  | Unknown | N/A | N/A |  | N/A | N/A | N/A | Main House | Yes | No | N/A | Unknown |  | N/A | Unknown | N/A |  | N/A |  | N/A | N/A | No | No | No | 1187 | 1628.92 | Manufactured | 1 | 1628.92 | Manufactured_Electric | Manufactured_FALSE
Mechanical_00011149 | SITE_00702 | Storage Water Heater | Fossil Fuel Non-Condensing | 40 |  | US Craftmaster | Crgvf90-433t | No | 1991 |  | 9103102668 | No | No | Natural Gas | 34000 |  | Btuh |  | Unknown | N/A | N/A |  | N/A | N/A | N/A | Main House | Yes | No | N/A | No |  | N/A | No | N/A |  | N/A |  | N/A | No | No | Yes | No | 1221 | 9106.6154 | Single Family | 1 | 9106.6154 | Single Family_Natural Gas | Single Family_FALSE
Mechanical_00011150 | SITE_00436 | Storage Water Heater | Electric Resistance | 52 |  | State | Cv 52 1rs2 oh | No | 1981 |  | H81407410 | No | No | Electric | 5.5 |  | kW |  | Unknown | N/A | N/A |  | N/A | N/A | N/A | Main House | Yes | No | N/A | No |  | N/A | No | N/A |  | N/A |  | N/A | No | No | No | No | 956 | 9106.6154 | Single Family | 1 | 9106.6154 | Single Family_Electric | Single Family_FALSE
Mechanical_00011151 | SITE_00437 | Storage Water Heater | Electric Resistance |  | Unknown | Kenmore | Unknown | No |  | Unknown | Unknown | No | No | Electric |  | Unknown | kW |  | Unknown | N/A | N/A |  | N/A | N/A | N/A | Main House | Yes | No | N/A | No |  | N/A | Yes | Polyethylene Foam | 5 |  | 1 |  | N/A | No | Yes | No | 957 | 1819.67 | Multifamily Residence | 1 | 1819.67 | Multifamily Residence_Electric | Multifamily Residence_FALSE
Mechanical_00011152 | SITE_00439 | Storage Water Heater | Electric Resistance |  | Unknown | Sears | 234-442 | No | 1948 |  | A48647 | No | No | Electric | 2.5 |  | kW |  | Unknown | N/A | N/A |  | N/A | N/A | N/A | Basement | Yes | No | N/A | Yes | 2 |  | No | N/A |  | N/A |  | N/A | N/A | No | No | No | 959 | 7381.5 | Single Family | 1 | 7381.5 | Single Family_Electric | Single Family_FALSE
Mechanical_00011153 | SITE_00785 | Storage Water Heater | Unknown |  | Unknown | Unknown | Unknown | No |  | Unknown | Unknown | No | No | Unknown |  | Unknown | Btuh |  | Unknown | N/A | N/A |  | N/A | N/A | N/A | Main House | Yes | No | N/A | Unknown |  | N/A | Unknown | N/A |  | N/A |  | N/A | No | No | Unknown | Unknown | 1304 | 1628.92 | Manufactured | 1 | 1628.92 | Manufactured_Unknown | Manufactured_FALSE
Mechanical_00011154 | SITE_00449 | Storage Water Heater | Fossil Fuel Condensing | 50 |  | AO Smith | FPSH 50 | No | 2000 |  | MA00-0035542-236 | No | No | Natural Gas | 46000 |  | Btuh |  | Unknown | N/A | N/A |  | N/A | N/A | N/A | Main House | Yes | No | N/A | No |  | N/A | No | N/A |  | N/A |  | N/A | Yes | No | Yes | No | 969 | 1819.67 | Multifamily Residence | 1 | 1819.67 | Multifamily Residence_Natural Gas | Multifamily Residence_FALSE
Mechanical_00011155 | SITE_00741 | Storage Water Heater | Electric Resistance | 50 |  | Bradford White | M250S6DS-1NCWW | No | 2010 |  | GE13486363 | Unknown | Unknown | Electric | 4.5 |  | kW | 0.92 |  | N/A | N/A |  | N/A | N/A | N/A | Basement | No | Yes | Floor drain | No |  | N/A | No | N/A |  | N/A |  | N/A | Yes | No | No | No | 1260 | 2880.3393 | Single Family | 2 | 1440.1696 | Single Family_Electric | Single Family_FALSE
Mechanical_00011156 | SITE_00741 | Storage Water Heater | Electric Resistance | 50 |  | AO Smith | ECT 52 210 | No | 2012 |  | 1239J002088 | Unknown | Yes | Electric | 4.5 |  | kW | 0.91 |  | N/A | N/A |  | N/A | N/A | N/A | Basement | No | Yes | Floor drain | No |  | N/A | No | N/A |  | N/A |  | N/A | Yes | No | No | No | 1260 | 2880.3393 | Single Family | 2 | 1440.1696 | Single Family_Electric | Single Family_FALSE
Mechanical_00011157 | BLDG_00173 | Storage Water Heater | Electric Resistance | 50 |  | American Appliance | ER52D-1L | No |  | Unknown | A 864808683 | No | No | Electric | 4.5 |  | kW |  | Unknown | N/A | N/A |  | N/A | N/A | N/A | Main House | N/A | Yes | Plumbed drain | Yes | 1 |  | No | N/A |  | N/A |  | N/A | N/A | N/A | N/A | No | 168 | 113.47 | Multifamily Building | 1 | 113.47 | Multifamily Building_Electric | Multifamily Building_FALSE
Mechanical_00011158 | SITE_00738 | Storage Water Heater | Fossil Fuel Non-Condensing | 50 |  | Rheem | XG50T06EC38U0 | No | 2014 |  | M471411339 | No | No | Natural Gas | 38000 |  | Btuh | 0.58 |  | N/A | N/A |  | N/A | N/A | N/A | Basement | Yes | No | N/A | No |  | N/A | No | N/A |  | N/A |  | N/A | No | No | No | No | 1257 | 2880.3393 | Single Family | 1 | 2880.3393 | Single Family_Natural Gas | Single Family_FALSE
Mechanical_00011159 | SITE_00707 | Storage Water Heater | Electric Resistance | 50 |  | Rheem | 82V52-2 | Yes | 2006 |  | N/A | No | No | Electric | 4.5 |  | kW | 0.91 |  | N/A | N/A |  | N/A | N/A | N/A | Basement | No | Yes | Floor drain | No |  | N/A | No | N/A |  | N/A |  | N/A | Yes | Yes | Yes | No | 1226 | 2880.3393 | Single Family | 2 | 1440.1696 | Single Family_Electric | Single Family_FALSE
Mechanical_00011160 | SITE_00707 | Storage Water Heater | Electric Resistance | 50 |  | Rheem | 82V52-2 | Yes | 2006 |  | N/A | No | No | Electric | 4.5 |  | kW | 0.91 |  | N/A | N/A |  | N/A | N/A | N/A | Basement | No | Yes | Floor drain | No |  | N/A | No | N/A |  | N/A |  | N/A | Yes | Yes | Yes | No | 1226 | 2880.3393 | Single Family | 2 | 1440.1696 | Single Family_Electric | Single Family_FALSE
Mechanical_00011161 | BLDG_00113 | Storage Water Heater | Electric Resistance | 50 |  | Rheem | 82V52-2 | Yes | 2008 |  | N/A | No | No | Electric | 4.5 |  | kW | 0.91 |  | N/A | N/A |  | N/A | N/A | N/A | Main House | N/A | No | N/A | No |  | N/A | No | N/A |  | N/A |  | N/A | N/A | N/A | N/A | No | 112 | 40.63 | Multifamily Building | 2 | 20.315 | Multifamily Building_Electric | Multifamily Building_FALSE
Mechanical_00011162 | BLDG_00113 | Storage Water Heater | Electric Resistance | 50 |  | Rheem | PROE50T2RH95 | Yes | 2016 |  | N/A | No | No | Electric | 4.5 |  | kW | 0.95 |  | N/A | N/A |  | N/A | N/A | N/A | Main House | N/A | No | N/A | No |  | N/A | No | N/A |  | N/A |  | N/A | N/A | N/A | N/A | No | 112 | 40.63 | Multifamily Building | 2 | 20.315 | Multifamily Building_Electric | Multifamily Building_FALSE
Mechanical_00011163 | SITE_00789 | Storage Water Heater | Electric Heat Pump (Packaged) | 50 |  | General Electric | GEH50DFEJSRA | Yes | 2015 |  | N/A | No | Unknown | Electric | 4.5 |  | kW | 3.25 |  | No | Unknown |  | Unknown | Unknown | N/A | Garage | Yes | No | N/A | No |  | N/A | Yes | Polyethylene Foam | 5 |  | 0.75 |  | Yes | Yes | Yes | No | 1308 | 9106.6154 | Single Family | 1 | 9106.6154 | Single Family_Electric | Single Family_TRUE
Mechanical_00011164 | SITE_00428 | Storage Water Heater | Electric Resistance |  | Unknown | Unknown | Unknown | No |  | Unknown | Unknown | Unknown | Unknown | Electric |  | Unknown | kW |  | Unknown | N/A | N/A |  | N/A | N/A | N/A | Main House | Yes | No | N/A | Unknown |  | N/A | Unknown | N/A |  | N/A |  | N/A | N/A | No | Yes | No | 948 | 1824.63 | Manufactured | 1 | 1824.63 | Manufactured_Electric | Manufactured_FALSE
Mechanical_00011165 | SITE_00646 | Storage Water Heater | Electric Resistance | 50 |  | Rheem | 82V52-2 | Yes | 2012 |  | N/A | No | No | Electric | 4.5 |  | kW | 0.91 |  | N/A | N/A |  | N/A | N/A | N/A | Main House | Yes | No | N/A | No |  | N/A | No | N/A |  | N/A |  | N/A | No | No | No | No | 1165 | 1628.92 | Manufactured | 1 | 1628.92 | Manufactured_Electric | Manufactured_FALSE
Mechanical_00011166 | SITE_00699 | Storage Water Heater | Electric Resistance | 65 |  | US Craftmaster | E3J65HD040 | Yes | 1995 |  | N/A | No | No | Electric | 4 |  | kW |  | Unknown | N/A | N/A |  | N/A | N/A | N/A | Basement | Yes | No | N/A | No |  | N/A | No | N/A |  | N/A |  | N/A | No | No | No | No | 1218 | 7381.5 | Single Family | 1 | 7381.5 | Single Family_Electric | Single Family_FALSE
Mechanical_00011168 | SITE_00673 | Storage Water Heater | Electric Resistance | 50 |  | Rheem | 81V52D C | No | 1999 |  | RH0899612659 | No | No | Electric | 4.5 |  | kW | 0.91 |  | N/A | N/A |  | N/A | N/A | N/A | Main House | N/A | No | N/A | No |  | N/A | No | N/A |  | N/A |  | N/A | No | No | Yes | No | 1192 | 1819.67 | Multifamily Residence | 1 | 1819.67 | Multifamily Residence_Electric | Multifamily Residence_FALSE
Mechanical_00011169 | SITE_00435 | Storage Water Heater | Fossil Fuel Non-Condensing | 50 |  | Rheem | P2-50F1 | Yes | 2012 |  | N/A | No | No | Natural Gas | 38000 |  | Btuh | 0.58 |  | N/A | N/A |  | N/A | N/A | N/A | Main House | Yes | No | N/A | No |  | N/A | No | N/A |  | N/A |  | N/A | N/A | No | Yes | No | 955 | 9106.6154 | Single Family | 1 | 9106.6154 | Single Family_Natural Gas | Single Family_FALSE
Mechanical_00011170 | SITE_00701 | Storage Water Heater | Electric Resistance | 40 |  | Unknown | Unknown | No |  | Unknown | Unknown | No | No | Electric |  | Unknown | kW |  | Unknown | N/A | N/A |  | N/A | N/A | N/A | Main House | Yes | No | N/A | No |  | N/A | No | N/A |  | N/A |  | N/A | N/A | No | No | No | 1220 | 1824.63 | Manufactured | 1 | 1824.63 | Manufactured_Electric | Manufactured_FALSE
Mechanical_00011171 | SITE_00654 | Storage Water Heater | Electric Resistance | 30 |  | Kenmore | 153.315320H | No | 1987 |  | D87831334 | No | No | Electric | 3.8 |  | kW |  | Unknown | N/A | N/A |  | N/A | N/A | N/A | Main House | Yes | Yes | Plumbed drain | No |  | N/A | No | N/A |  | N/A |  | N/A | No | No | No | No | 1173 | 975 | Manufactured | 1 | 975 | Manufactured_Electric | Manufactured_FALSE
Mechanical_00011172 | SITE_00672 | Storage Water Heater | Electric Resistance | 40 |  | Unknown | Unknown | No |  | Unknown | Unknown | No | No | Electric |  | Unknown | kW |  | Unknown | N/A | N/A |  | N/A | N/A | N/A | Main House | N/A | Yes | Floor drain | No |  | N/A | No | N/A |  | N/A |  | N/A | No | No | Yes | No | 1191 | 1819.67 | Multifamily Residence | 1 | 1819.67 | Multifamily Residence_Electric | Multifamily Residence_FALSE
Mechanical_00011173 | SITE_00737 | Storage Water Heater | Fossil Fuel Non-Condensing | 30 |  | Kenmore | 153.3374 | No | 2003 |  | F03215915 | No | No | Natural Gas | 40000 |  | Btuh | 0.59 |  | N/A | N/A |  | N/A | N/A | N/A | Basement | Yes | No | N/A | No |  | N/A | No | N/A |  | N/A |  | N/A | Yes | No | No | No | 1256 | 2880.3393 | Single Family | 1 | 2880.3393 | Single Family_Natural Gas | Single Family_FALSE
Mechanical_00011174 | SITE_00420 | Storage Water Heater | Fossil Fuel Non-Condensing | 40 |  | Rheem | 21I40DV | No | 1994 |  | RN0694D08177 | No | No | Natural Gas | 30000 |  | Btuh |  | Unknown | N/A | N/A |  | N/A | N/A | N/A | Main House | Yes | No | N/A | No |  | N/A | No | N/A |  | N/A |  | N/A | No | No | No | No | 940 | 1628.92 | Manufactured | 1 | 1628.92 | Manufactured_Natural Gas | Manufactured_FALSE
Mechanical_00011175 | SITE_00656 | Storage Water Heater | Electric Resistance | 40 |  | General Electric | GE 40M06AAG | No | 2012 |  | GE M411202670 | No | No | Electric | 4.5 |  | kW | 0.92 |  | N/A | N/A |  | N/A | N/A | N/A | Main House | Yes | No | N/A | No |  | N/A | No | N/A |  | N/A |  | N/A | No | No | No | No | 1175 | 1628.92 | Manufactured | 1 | 1628.92 | Manufactured_Electric | Manufactured_FALSE
Mechanical_00010335 | SITE_01098 | Storage Water Heater | Electric Resistance | 50 |  | Bradford White | MI50S50S13 | No |  | Unknown | KK2160402 | No | No | Electric | 4.5 |  | kW |  | Unknown | N/A | N/A |  | N/A | N/A | N/A | Main House | Yes | Yes | Plumbed drain | No |  | N/A | Yes | Polyethylene Foam | 7 |  | 0.75 |  | Yes | No | No | No | 1614 | 3955.5333 | Single Family | 1 | 3955.5333 | Single Family_Electric | Single Family_FALSE
Mechanical_00010336 | SITE_01807 | Storage Water Heater | Electric Resistance | 50 |  | Bradford White | Mi50s6ds13 | No |  | Unknown | WD9306481 | No | No | Electric | 4.5 |  | kW |  | Unknown | N/A | N/A |  | N/A | N/A | N/A | Main House | Yes | No | N/A | No |  | N/A | No | N/A |  | N/A |  | N/A | N/A | Yes | No | No | 2315 | 2002.39 | Multifamily Residence | 1 | 2002.39 | Multifamily Residence_Electric | Multifamily Residence_FALSE
Mechanical_00010337 | SITE_01914 | Storage Water Heater | Electric Resistance | 50 |  | Bradford White | MI50S6DS13 | No |  | Unknown | WH0383634 | No | No | Electric | 4.5 |  | kW |  | Unknown | N/A | N/A |  | N/A | N/A | N/A | Main House | No | No | N/A | No |  | N/A | No | N/A |  | N/A |  | N/A | No | No | Yes | No | 2421 | 10381.2619 | Single Family | 1 | 10381.2619 | Single Family_Electric | Single Family_FALSE
Mechanical_00010338 | SITE_01758 | Storage Water Heater | Electric Resistance | 50 |  | Bradford White | Mi50s6ds13 | No |  | Unknown | WF9992710 | No | No | Electric | 4.5 |  | kW |  | Unknown | N/A | N/A |  | N/A | N/A | N/A | Main House | Yes | No | N/A | No |  | N/A | Yes | Polyethylene Foam | 3 |  | 0.5 |  | No | No | No | No | 2266 | 2000.27 | Multifamily Residence | 1 | 2000.27 | Multifamily Residence_Electric | Multifamily Residence_FALSE
Mechanical_00010339 | SITE_01781 | Storage Water Heater | Electric Resistance | 50 |  | Bradford White | Mi50s6ds13 | No |  | Unknown | YJ1969990 | No | No | Electric | 4.5 |  | kW |  | Unknown | N/A | N/A |  | N/A | N/A | N/A | Main House | Yes | No | N/A | No |  | N/A | No | N/A |  | N/A |  | N/A | No | Yes | No | No | 2289 | 2000.27 | Multifamily Residence | 1 | 2000.27 | Multifamily Residence_Electric | Multifamily Residence_FALSE
Mechanical_00010340 | SITE_01909 | Storage Water Heater | Electric Resistance | 50 |  | Bradford White | Mi50s6ds13 | No |  | Unknown | ZD2987170 | No | No | Electric | 4.5 |  | kW |  | Unknown | N/A | N/A |  | N/A | N/A | N/A | Basement | Yes | No | N/A | No |  | N/A | No | N/A |  | N/A |  | N/A | Yes | Yes | No | No | 2416 | 2471.1038 | Single Family | 1 | 2471.1038 | Single Family_Electric | Single Family_FALSE
Mechanical_00010341 | SITE_00078 | Storage Water Heater | Electric Resistance | 50 |  | Bradford White | MI50S6DS13 | No |  | Unknown | TG6216482 | No | No | Electric | 4.5 |  | kW |  | Unknown | N/A | N/A |  | N/A | N/A | N/A | Main House | Yes | No | N/A | No |  | N/A | No | N/A |  | N/A |  | N/A | No | No | Yes | No | 601 | 2804.94 | Multifamily Residence | 1 | 2804.94 | Multifamily Residence_Electric | Multifamily Residence_FALSE
Mechanical_00010342 | SITE_01907 | Storage Water Heater | Electric Resistance | 50 |  | Bradford White | Mi50t6ds13 | No |  | Unknown | XF4405058 | No | No | Electric |  | Unknown | kW |  | Unknown | N/A | N/A |  | N/A | N/A | N/A | Unknown | Unknown | Unknown | N/A | Unknown |  | N/A | Unknown | N/A |  | N/A |  | N/A | Unknown | Unknown | Unknown | Unknown | 2414 | 10381.2619 | Single Family | 1 | 10381.2619 | Single Family_Electric | Single Family_FALSE
Mechanical_00010343 | SITE_00800 | Storage Water Heater | Electric Resistance | 50 |  | Bradford White | MI50T6DS13 | No |  | Unknown | PH9718090 | No | No | Electric | 4.5 |  | kW |  | Unknown | N/A | N/A |  | N/A | N/A | N/A | Main House | Yes | Yes | Plumbed drain | No |  | N/A | No | N/A |  | N/A |  | N/A | No | Yes | Yes | No | 1319 | 2000.27 | Multifamily Residence | 1 | 2000.27 | Multifamily Residence_Electric | Multifamily Residence_FALSE
Mechanical_00010344 | SITE_01183 | Storage Water Heater | Electric Resistance | 50 |  | Bradford White | MI50T6DS13 | No |  | Unknown | ZJ3612716 | No | No | Electric | 4.5 |  | kW |  | Unknown | N/A | N/A |  | N/A | N/A | N/A | Main House | Yes | No | N/A | No |  | N/A | No | N/A |  | N/A |  | N/A | No | No | Yes | No | 1698 | 2804.94 | Multifamily Residence | 1 | 2804.94 | Multifamily Residence_Electric | Multifamily Residence_FALSE
Mechanical_00010345 | SITE_01145 | Storage Water Heater | Electric Resistance | 50 |  | Bradford White | Mi5os6ds13 | No |  | Unknown | WC8799924 | No | No | Electric | 4.5 |  | kW |  | Unknown | N/A | N/A |  | N/A | N/A | N/A | Main House | Yes | No | N/A | No |  | N/A | No | N/A |  | N/A |  | N/A | N/A | No | No | No | 1660 | 2002.11 | Multifamily Residence | 1 | 2002.11 | Multifamily Residence_Electric | Multifamily Residence_FALSE
Mechanical_00010346 | SITE_01737 | Storage Water Heater | Fossil Fuel Non-Condensing | 75 |  | Bradford White | MI75S6BN12 | No |  | Unknown | AC4396873 | No | No | Natural Gas | 75000 |  | Btuh |  | Unknown | N/A | N/A |  | N/A | N/A | N/A | Other | No | Unknown | N/A | No |  | N/A | No | N/A |  | N/A |  | N/A | Yes | No | Yes | No | 2245 | 10381.2619 | Single Family | 1 | 10381.2619 | Single Family_Natural Gas | Single Family_FALSE
Mechanical_00010347 | SITE_01008 | Storage Water Heater | Electric Resistance | 50 |  | Bradford White | Miii50t60 | No |  | Unknown | YFL595795 | No | No | Electric | 4.5 |  | kW |  | Unknown | N/A | N/A |  | N/A | N/A | N/A | Main House | Yes | Yes | Plumbed drain | Yes | 2 |  | Yes | Polyethylene Foam | 4 |  | 1 |  | N/A | No | Yes | No | 1524 | 3706.5714 | Single Family | 1 | 3706.5714 | Single Family_Electric | Single Family_FALSE
Mechanical_00010348 | SITE_01211 | Storage Water Heater | Fossil Fuel Condensing | 75 |  | Bradford White | MIITW75T6BN12 | No |  | Unknown | AH5095992 | No | No | Natural Gas | 76000 |  | Btuh |  | Unknown | N/A | N/A |  | N/A | N/A | N/A | Garage | Yes | Yes | Floor drain | No |  | N/A | No | N/A |  | N/A |  | N/A | Yes | Yes | No | No | 1726 | 2471.1038 | Single Family | 1 | 2471.1038 | Single Family_Natural Gas | Single Family_FALSE
Mechanical_00010349 | SITE_01817 | Storage Water Heater | Electric Resistance | 50 |  | Bradford White | Re350s6 | No |  | Unknown | ME36129738 | No | No | Electric | 4.5 |  | kW | 0.95 |  | N/A | N/A |  | N/A | N/A | N/A | Main House | Yes | No | N/A | No |  | N/A | Yes | Polyethylene Foam | 10 |  | 0.75 |  | N/A | No | No | No | 2325 | 2002.11 | Multifamily Residence | 1 | 2002.11 | Multifamily Residence_Electric | Multifamily Residence_FALSE
Mechanical_00010350 | SITE_01057 | Storage Water Heater | Electric Resistance | 50 |  | Bradford White | Re350s6 | No |  | Unknown | NF37824571 | No | No | Electric | 4.5 |  | kW | 0.95 |  | N/A | N/A |  | N/A | N/A | N/A | Basement | Yes | No | N/A | No |  | N/A | No | N/A |  | N/A |  | N/A | No | Yes | No | No | 1573 | 2147.4231 | Single Family | 1 | 2147.4231 | Single Family_Electric | Single Family_FALSE
Mechanical_00010351 | SITE_01044 | Storage Water Heater | Electric Resistance | 50 |  | Bradford White | Re350s6 | No |  | Unknown | ME36256140 | No | No | Electric | 4.5 |  | kW | 0.95 |  | N/A | N/A |  | N/A | N/A | N/A | Garage | Yes | No | N/A | No |  | N/A | No | N/A |  | N/A |  | N/A | Yes | No | Yes | No | 1560 | 2147.4231 | Single Family | 1 | 2147.4231 | Single Family_Electric | Single Family_FALSE
Mechanical_00010352 | SITE_01132 | Storage Water Heater | Electric Resistance | 50 |  | Bradford White | Re350s6 | No |  | Unknown | NC37439019 | No | No | Electric | 4.5 |  | kW | 0.95 |  | N/A | N/A |  | N/A | N/A | N/A | Main House | Yes | Unknown | N/A | No |  | N/A | No | N/A |  | N/A |  | N/A | No | No | No | No | 1647 | 2000.27 | Multifamily Residence | 1 | 2000.27 | Multifamily Residence_Electric | Multifamily Residence_FALSE
Mechanical_00010353 | SITE_01610 | Storage Water Heater | Electric Resistance | 50 |  | Bradford White | Re350t6 | No |  | Unknown | ME36192631 | No | No | Electric | 4.5 |  | kW | 0.95 |  | N/A | N/A |  | N/A | N/A | N/A | Garage | Yes | Yes | Plumbed drain | No |  | N/A | Yes | Polyethylene Foam | 5 |  | 2.5 |  | Yes | Yes | Yes | No | 2119 | 653.4162 | Single Family | 1 | 653.4162 | Single Family_Electric | Single Family_FALSE
Mechanical_00010354 | SITE_00172 | Storage Water Heater | Electric Resistance | 50 |  | Bradford White | Re350t6 | No |  | Unknown | MF36271698 | No | No | Electric | 4.5 |  | kW | 0.95 |  | N/A | N/A |  | N/A | N/A | N/A | Garage | Yes | No | N/A | No |  | N/A | Yes | Polyethylene Foam | 3 |  | 1 |  | Yes | Yes | No | No | 693 | 3955.5333 | Single Family | 1 | 3955.5333 | Single Family_Electric | Single Family_FALSE
Mechanical_00010355 | SITE_01577 | Storage Water Heater | Fossil Fuel Non-Condensing | 50 |  | Bradford White | Rg250t6n | No |  | Unknown | MF36322233 | No | No | Natural Gas | 40000 |  | Btuh | 0.62 |  | N/A | N/A |  | N/A | N/A | N/A | Main House | Yes | No | N/A | No |  | N/A | No | N/A |  | N/A |  | N/A | No | No | Yes | No | 2086 | 2471.1038 | Single Family | 1 | 2471.1038 | Single Family_Natural Gas | Single Family_FALSE
Mechanical_00010356 | SITE_01891 | Storage Water Heater | Fossil Fuel Non-Condensing | 50 |  | Bradford White | RH250T6N | Yes | 2013 |  | N/A | No | No | Natural Gas | 40000 |  | Btuh |  | Unknown | N/A | N/A |  | N/A | N/A | N/A | Main House | Yes | Unknown | N/A | No |  | N/A | No | N/A |  | N/A |  | N/A | Yes | Yes | Yes | No | 2398 | 2471.1038 | Single Family | 1 | 2471.1038 | Single Family_Natural Gas | Single Family_FALSE
Mechanical_00010357 | SITE_01205 | Storage Water Heater | Electric Resistance |  | Unknown | Eccotemp | Unknown | No |  | Unknown | Unknown | No | No | Electric |  | Unknown | kW |  | Unknown | N/A | N/A |  | N/A | N/A | N/A | Main House | No | No | N/A | No |  | N/A | No | N/A |  | N/A |  | N/A | N/A | Yes | N/A | No | 1720 | 10381.2619 | Single Family | 2 | 5190.6309 | Single Family_Electric | Single Family_FALSE
Mechanical_00010358 | SITE_01089 | Instantaneous Water Heater | Fossil Fuel Condensing | 0 |  | Eternal | Gu195s | No |  | Unknown | G003401 | No | No | Natural Gas | 31000 |  | Btuh |  | Unknown | N/A | N/A |  | N/A | N/A | N/A | Basement | Yes | No | N/A | No |  | N/A | No | N/A |  | N/A |  | N/A | No | Yes | No | No | 1605 | 3955.5333 | Single Family | 1 | 3955.5333 | Single Family_Natural Gas | Single Family_FALSE
Mechanical_00010359 | SITE_01705 | Storage Water Heater | Electric Resistance | 50 |  | General Electric | Unknown | No |  | Unknown | Unknown | No | No | Electric |  | Unknown | kW |  | Unknown | N/A | N/A |  | N/A | N/A | N/A | Unknown | Yes | Yes | Plumbed drain | Yes | 2 |  | Yes | Polyethylene Foam | 2 |  | 1.5 |  | Yes | No | Yes | No | 2213 | 997.59 | Manufactured | 1 | 997.59 | Manufactured_Electric | Manufactured_FALSE
Mechanical_00010360 | SITE_01916 | Storage Water Heater | Fossil Fuel Non-Condensing |  | Unknown | General Electric | Unknown | No |  | Unknown | Unknown | No | No | Natural Gas |  | Unknown | Btuh |  | Unknown | N/A | N/A |  | N/A | N/A | N/A | Garage | Yes | No | N/A | No |  | N/A | No | N/A |  | N/A |  | N/A | Yes | Yes | Yes | No | 2423 | 10381.2619 | Single Family | 1 | 10381.2619 | Single Family_Natural Gas | Single Family_FALSE
Mechanical_00010361 | SITE_01088 | Storage Water Heater | Electric Resistance | 50 |  | General Electric | Unknown | No |  | Unknown | Unknown | Yes | No | Electric |  | Unknown | kW |  | Unknown | N/A | N/A |  | N/A | N/A | N/A | Main House | Yes | No | N/A | No |  | N/A | Yes | Polyethylene Foam | 8 |  | 0.75 |  | No | No | No | No | 1604 | 3955.5333 | Single Family | 2 | 1977.7667 | Single Family_Electric | Single Family_FALSE
Mechanical_00010362 | SITE_01185 | Storage Water Heater | Electric Resistance | 50 |  | General Electric | Ge 0212r08366 | Yes | 2012 |  | N/A | No | No | Electric | 4.5 |  | kW |  | Unknown | N/A | N/A |  | N/A | N/A | N/A | Main House | Yes | No | N/A | No |  | N/A | No | N/A |  | N/A |  | N/A | Yes | No | No | No | 1700 | 2804.94 | Multifamily Residence | 1 | 2804.94 | Multifamily Residence_Electric | Multifamily Residence_FALSE
Mechanical_00010363 | SITE_01649 | Storage Water Heater | Electric Resistance | 50 |  | General Electric | GE 50T06TAG | No | 2010 |  | GE0410R12109 | No | No | Electric | 4.5 |  | kW | 0.95 |  | N/A | N/A |  | N/A | N/A | N/A | Main House | Yes | No | N/A | No |  | N/A | Yes | Polyethylene Foam | 2 |  | 0.5 |  | No | No | Yes | No | 2158 | 79.7168 | Single Family | 1 | 79.7168 | Single Family_Electric | Single Family_FALSE
Mechanical_00009901 | SITE_00868 | Storage Water Heater | Fossil Fuel Non-Condensing | 40 |  | Unknown | Unknown | No |  | Unknown | Unknown | No | No | Natural Gas |  | Unknown | Btuh |  | Unknown | N/A | N/A |  | N/A | N/A | N/A | Main House | Yes | No | N/A | Yes | 3 |  | No | N/A |  | N/A |  | N/A | No | No | No | No | 1387 | 331.65 | Manufactured | 1 | 331.65 | Manufactured_Natural Gas | Manufactured_FALSE
Mechanical_00009902 | SITE_00869 | Storage Water Heater | Electric Resistance | 50 |  | Rheem | 71-52D B | No | 2002 |  | RH1102244642 | No | No | Electric | 4.5 |  | kW | 0.91 |  | N/A | N/A |  | N/A | N/A | N/A | Main House | Yes | No | N/A | No |  | N/A | No | N/A |  | N/A |  | N/A | No | No | Yes | No | 1388 | 765.84 | Manufactured | 1 | 765.84 | Manufactured_Electric | Manufactured_FALSE
Mechanical_00009903 | SITE_00870 | Storage Water Heater | Fossil Fuel Non-Condensing | 40 |  | Reliance | 640MDV400 | No | 2015 |  | 1534A000109 | No | No | Natural Gas | 32000 |  | Btuh |  | Unknown | N/A | N/A |  | N/A | N/A | N/A | Main House | Yes | No | N/A | No |  | N/A | No | N/A |  | N/A |  | N/A | No | No | No | No | 1389 | 331.65 | Manufactured | 1 | 331.65 | Manufactured_Natural Gas | Manufactured_FALSE
Mechanical_00009904 | SITE_00871 | Storage Water Heater | Electric Resistance | 50 |  | Rheem | 71-52D B | No | 1995 |  | 1195126137 | No | No | Electric | 4.5 |  | kW | 0.91 |  | N/A | N/A |  | N/A | N/A | N/A | Main House | Yes | No | N/A | No |  | N/A | No | N/A |  | N/A |  | N/A | N/A | No | No | No | 1390 | 765.84 | Manufactured | 1 | 765.84 | Manufactured_Electric | Manufactured_FALSE
Mechanical_00009905 | SITE_00872 | Storage Water Heater | Fossil Fuel Non-Condensing | 40 |  | Unknown | 540nhmdt | No |  | Unknown | H99438081 | No | No | Natural Gas | 32000 |  | Btuh |  | Unknown | N/A | N/A |  | N/A | N/A | N/A | Main House | Yes | Yes | Plumbed drain | No |  | N/A | Yes | Polyethylene Foam | 6 |  | 0.5 |  | Yes | No | No | No | 1391 | 331.65 | Manufactured | 1 | 331.65 | Manufactured_Natural Gas | Manufactured_FALSE
Mechanical_00009906 | SITE_00873 | Storage Water Heater | Electric Resistance | 30 |  | Whirlpool | E2F30HD035D | No | 2009 |  | 0937T419116 | No | No | Electric | 3.5 |  | kW | 0.93 |  | N/A | N/A |  | N/A | N/A | N/A | Main House | Yes | No | N/A | No |  | N/A | No | N/A |  | N/A |  | N/A | N/A | No | No | No | 1392 | 765.84 | Manufactured | 1 | 765.84 | Manufactured_Electric | Manufactured_FALSE
Mechanical_00009907 | SITE_00874 | Storage Water Heater | Electric Resistance | 55 |  | Reliance | 650doct | No | 2005 |  | F05A102118 | No | No | Electric | 4.5 |  | kW | 0.9 |  | N/A | N/A |  | N/A | N/A | N/A | Main House | Yes | Unknown | N/A | No |  | N/A | No | N/A |  | N/A |  | N/A | Yes | No | Yes | No | 1393 | 765.84 | Manufactured | 1 | 765.84 | Manufactured_Electric | Manufactured_FALSE
Mechanical_00009908 | SITE_00875 | Storage Water Heater | Fossil Fuel Non-Condensing | 38.7 |  | Crown | Ms-40 | No | 2013 |  | 13130154Q | Yes | No | Natural Gas |  | Unknown | Btuh |  | Unknown | N/A | N/A |  | N/A | N/A | N/A | Garage | Yes | No | N/A | No |  | N/A | No | N/A |  | N/A |  | N/A | Yes | Yes | Yes | No | 1394 | 331.65 | Manufactured | 1 | 331.65 | Manufactured_Natural Gas | Manufactured_FALSE
Mechanical_00009909 | SITE_00876 | Storage Water Heater | Electric Resistance | 50 |  | Rheem | 72-52-2 | No |  | Unknown | Unknown | No | No | Electric | 4.5 |  | kW | 0.91 |  | N/A | N/A |  | N/A | N/A | N/A | Main House | Yes | No | N/A | Yes | 2 |  | Yes | Polyethylene Foam | 4 |  | 1 |  | Yes | No | Yes | No | 1395 | 331.65 | Manufactured | 1 | 331.65 | Manufactured_Electric | Manufactured_FALSE
Mechanical_00009910 | SITE_00877 | Storage Water Heater | Electric Resistance | 50 |  | Bradford White | M2HE50S6DS5 | No | 2005 |  | BA5812484 | No | No | Electric | 4.5 |  | kW | 0.93 |  | N/A | N/A |  | N/A | N/A | N/A | Main House | Yes | No | N/A | Yes | 4 |  | Yes | Polyethylene Foam | 8 |  | 0.75 |  | No | No | Yes | No | 1396 | 331.65 | Manufactured | 1 | 331.65 | Manufactured_Electric | Manufactured_FALSE
Mechanical_00009911 | SITE_00878 | Storage Water Heater | Fossil Fuel Non-Condensing |  | Unknown | Unknown | Unknown | No |  | Unknown | Unknown | No | No | Natural Gas |  | Unknown | Btuh |  | Unknown | N/A | N/A |  | N/A | N/A | N/A | Main House | Yes | Unknown | N/A | Unknown |  | N/A | Unknown | N/A |  | N/A |  | N/A | Yes | No | No | No | 1397 | 331.65 | Manufactured | 1 | 331.65 | Manufactured_Natural Gas | Manufactured_FALSE
Mechanical_00009912 | SITE_00879 | Storage Water Heater | Fossil Fuel Non-Condensing | 40 |  | Jetglas | M-I-MS40T5LX-8 | No | 1989 |  | FL8301770 | No | No | Natural Gas | 30000 |  | Btuh | 0.59 |  | N/A | N/A |  | N/A | N/A | N/A | Main House | Yes | No | N/A | No |  | N/A | No | N/A |  | N/A |  | N/A | No | No | No | No | 1398 | 331.65 | Manufactured | 1 | 331.65 | Manufactured_Natural Gas | Manufactured_FALSE
Mechanical_00009913 | SITE_00880 | Storage Water Heater | Fossil Fuel Non-Condensing |  | Unknown | Unknown | Unknown | No |  | Unknown | Unknown | Unknown | Unknown | Natural Gas |  | Unknown | Btuh |  | Unknown | N/A | N/A |  | N/A | N/A | N/A | Main House | Yes | No | N/A | No |  | N/A | Yes | Polyethylene Foam | 10 |  | 1 |  | No | No | Yes | No | 1399 | 331.65 | Manufactured | 1 | 331.65 | Manufactured_Natural Gas | Manufactured_FALSE
Mechanical_00009914 | SITE_00881 | Storage Water Heater | Electric Resistance | 40 |  | General Electric | Ge40m06aag | Yes | 2009 |  | N/A | No | No | Electric | 4.5 |  | kW | 0.92 |  | N/A | N/A |  | N/A | N/A | N/A | Main House | Yes | Yes | Plumbed drain | No |  | N/A | No | N/A |  | N/A |  | N/A | No | No | No | No | 1400 | 331.65 | Manufactured | 1 | 331.65 | Manufactured_Electric | Manufactured_FALSE
Mechanical_00009915 | SITE_00882 | Storage Water Heater | Electric Resistance | 50 |  | Unknown | Unknown | No |  | Unknown | Unknown | No | No | Electric |  | Unknown | kW |  | Unknown | N/A | N/A |  | N/A | N/A | N/A | Crawlspace | Yes | Unknown | N/A | Unknown |  | N/A | Unknown | N/A |  | N/A |  | N/A | No | No | No | No | 1401 | 331.65 | Manufactured | 1 | 331.65 | Manufactured_Electric | Manufactured_FALSE
Mechanical_00009916 | SITE_00883 | Storage Water Heater | Electric Resistance | 50 |  | Unknown | Unknown | No |  | Unknown | Unknown | No | No | Electric |  | Unknown | kW |  | Unknown | N/A | N/A |  | N/A | N/A | N/A | Unknown | Yes | No | N/A | Yes | 3 |  | Unknown | N/A |  | N/A |  | N/A | No | No | Yes | No | 1402 | 331.65 | Manufactured | 1 | 331.65 | Manufactured_Electric | Manufactured_FALSE
Mechanical_00009917 | SITE_00884 | Storage Water Heater | Fossil Fuel Non-Condensing | 40 |  | State | PR640NHDST | No | 2003 |  | F03109330 | No | No | Propane | 32000 |  | Btuh | 0.59 |  | N/A | N/A |  | N/A | N/A | N/A | Main House | Yes | No | N/A | No |  | N/A | No | N/A |  | N/A |  | N/A | No | No | No | No | 1403 | 331.65 | Manufactured | 1 | 331.65 | Manufactured_Propane | Manufactured_FALSE
Mechanical_00009918 | SITE_00887 | Storage Water Heater | Unknown |  | Unknown | Unknown | Unknown | No |  | Unknown | Unknown | Unknown | Unknown | Unknown |  | Unknown | Btuh |  | Unknown | N/A | N/A |  | N/A | N/A | N/A | Unknown | Yes | Unknown | N/A | Unknown |  | N/A | Unknown | N/A |  | N/A |  | N/A | No | No | No | No | 1406 | 331.65 | Manufactured | 1 | 331.65 | Manufactured_Unknown | Manufactured_FALSE
Mechanical_00009919 | SITE_00888 | Storage Water Heater | Electric Resistance |  | Unknown | Rheem | Unknown | No |  | Unknown | Unknown | No | No | Electric |  | Unknown | kW |  | Unknown | N/A | N/A |  | N/A | N/A | N/A | Main House | Yes | No | N/A | Yes | 2 |  | Yes | Polyethylene Foam | 7 |  | 1 |  | Yes | No | No | No | 1407 | 331.65 | Manufactured | 1 | 331.65 | Manufactured_Electric | Manufactured_FALSE
Mechanical_00009920 | SITE_00890 | Storage Water Heater | Fossil Fuel Non-Condensing | 40 |  | Bradford White | Mi40t6fbn | No | 2010 |  | GL14165440 | No | No | Natural Gas | 40000 |  | Btuh | 0.59 |  | N/A | N/A |  | N/A | N/A | N/A | Unknown | Yes | No | N/A | Yes | 2 |  | No | N/A |  | N/A |  | N/A | Yes | No | Yes | No | 1408 | 331.65 | Manufactured | 1 | 331.65 | Manufactured_Natural Gas | Manufactured_FALSE
Mechanical_00009921 | SITE_00891 | Storage Water Heater | Electric Resistance | 40 |  | Reliance | 640eort100 | No | 2015 |  | 1548J001864 | No | No | Electric | 4.5 |  | kW | 0.92 |  | N/A | N/A |  | N/A | N/A | N/A | Main House | Yes | No | N/A | No |  | N/A | No | N/A |  | N/A |  | N/A | Yes | Yes | Yes | No | 1409 | 331.65 | Manufactured | 1 | 331.65 | Manufactured_Electric | Manufactured_FALSE
Mechanical_00009922 | SITE_00893 | Storage Water Heater | Fossil Fuel Non-Condensing | 40 |  | Rheem | 22V40FT | No | 2013 |  | Q271347161 | No | No | Natural Gas | 32000 |  | Btuh | 0.59 |  | N/A | N/A |  | N/A | N/A | N/A | Unknown | Yes | Yes | Plumbed drain | Yes | 2 |  | Yes | Polyethylene Foam | 3 |  | 1 |  | Yes | No | No | No | 1410 | 331.65 | Manufactured | 1 | 331.65 | Manufactured_Natural Gas | Manufactured_FALSE
Mechanical_00009923 | SITE_00894 | Storage Water Heater | Fossil Fuel Non-Condensing | 30 |  | Reliance | 630nhdst2 | No | 2008 |  | 0835A010115 | No | No | Propane | 30000 |  | Btuh | 0.61 |  | N/A | N/A |  | N/A | N/A | N/A | Main House | Yes | Unknown | N/A | No |  | N/A | No | N/A |  | N/A |  | N/A | No | No | Yes | No | 1411 | 331.65 | Manufactured | 1 | 331.65 | Manufactured_Propane | Manufactured_FALSE
Mechanical_00009924 | SITE_00895 | Storage Water Heater | Fossil Fuel Non-Condensing | 40 |  | Unknown | Unknown | No |  | Unknown | Unknown | No | No | Natural Gas |  | Unknown | Btuh |  | Unknown | N/A | N/A |  | N/A | N/A | N/A | Main House | Yes | No | N/A | Yes | 2 |  | Yes | Polyethylene Foam | 6 |  | 1 |  | No | No | No | No | 1412 | 331.65 | Manufactured | 1 | 331.65 | Manufactured_Natural Gas | Manufactured_FALSE
Mechanical_00009925 | SITE_00896 | Storage Water Heater | Electric Resistance | 50 |  | Bradford White | Re350t6 | No | 2015 |  | MF36420132 | No | No | Electric | 4.5 |  | kW | 0.92 |  | N/A | N/A |  | N/A | N/A | N/A | Basement | Yes | Yes | Floor drain | No |  | N/A | No | N/A |  | N/A |  | N/A | Yes | Yes | Yes | No | 1413 | 1521.68 | Single Family | 1 | 1521.68 | Single Family_Electric | Single Family_FALSE
Mechanical_00009926 | SITE_00897 | Storage Water Heater | Fossil Fuel Non-Condensing | 50 |  | Rheem | M081514250 | Yes | 2015 |  | N/A | No | No | Natural Gas | 38000 |  | Btuh |  | Unknown | N/A | N/A |  | N/A | N/A | N/A | Garage | Yes | No | N/A | No |  | N/A | No | N/A |  | N/A |  | N/A | Yes | Yes | Yes | No | 1414 | 2147.4231 | Single Family | 1 | 2147.4231 | Single Family_Natural Gas | Single Family_FALSE
Mechanical_00009927 | SITE_00898 | Storage Water Heater | Fossil Fuel Non-Condensing | 40 |  | Reliance | 640NHDST2102 | No | 2010 |  | 1028A009095 | No | No | Propane | 32000 |  | Btuh | 0.59 |  | N/A | N/A |  | N/A | N/A | N/A | Main House | No | Yes | Plumbed drain | No |  | N/A | No | N/A |  | N/A |  | N/A | No | No | No | No | 1415 | 331.65 | Manufactured | 1 | 331.65 | Manufactured_Propane | Manufactured_FALSE
Mechanical_00009928 | SITE_00899 | Storage Water Heater | Fossil Fuel Condensing | 50 |  | Rheem | 21T40DV | No |  | Unknown | Unknown | No | No | Natural Gas | 30000 |  | Btuh | 0.59 |  | N/A | N/A |  | N/A | N/A | N/A | Main House | Yes | No | N/A | Yes | 2 |  | No | N/A |  | N/A |  | N/A | No | No | Yes | No | 1416 | 331.65 | Manufactured | 1 | 331.65 | Manufactured_Natural Gas | Manufactured_FALSE
Mechanical_00009929 | SITE_00900 | Storage Water Heater | Electric Resistance | 40 |  | Reliance | 640DORS | No | 2013 |  | 1350A028371 | No | No | Electric | 4.5 |  | kW | 0.92 |  | N/A | N/A |  | N/A | N/A | N/A | Unknown | Yes | No | N/A | Yes | 1.5 |  | No | N/A |  | N/A |  | N/A | Yes | No | No | No | 1417 | 331.65 | Manufactured | 1 | 331.65 | Manufactured_Electric | Manufactured_FALSE
Mechanical_00011350 | SITE_00142 | Storage Water Heater | Electric Resistance | 50 |  | Bradford White | Unknown | No |  | Unknown | Unknown | No | No | Electric |  | Unknown | kW |  | Unknown | N/A | N/A |  | N/A | N/A | N/A | Basement | Yes | No | N/A | Yes | 0.5 |  | No | N/A |  | N/A |  | N/A | No | No | Yes | No | 664 | 2471.1038 | Single Family | 1 | 2471.1038 | Single Family_Electric | Single Family_FALSE
Mechanical_00011351 | BLDG_00023 | Storage Water Heater | Electric Resistance | 50 |  | AO Smith | ECT 52 210 | No | 2013 |  | 1338J005474 | No | No | Electric | 4.5 |  | kW | 0.91 |  | N/A | N/A |  | N/A | N/A | N/A | Basement | N/A | No | N/A | No |  | N/A | No | N/A |  | N/A |  | N/A | N/A | N/A | N/A | No | 23 | 37.08 | Multifamily Building | 1 | 37.08 | Multifamily Building_Electric | Multifamily Building_FALSE
Mechanical_00011352 | SITE_00152 | Storage Water Heater | Electric Resistance | 46.5 |  | US Craftmaster | Unknown | No |  | Unknown | Unknown | No | No | Electric | 4.5 |  | kW |  | Unknown | N/A | N/A |  | N/A | N/A | N/A | Crawlspace | Yes | No | N/A | Yes | 3 |  | Yes | Polyethylene Foam | 8 |  | 0.5 |  | No | Yes | No | No | 674 | 3955.5333 | Single Family | 1 | 3955.5333 | Single Family_Electric | Single Family_FALSE
Mechanical_00011353 | SITE_00178 | Storage Water Heater | Electric Resistance | 50 |  | Unknown | Unknown | No |  | Unknown | Unknown | No | No | Electric | 4.5 |  | kW |  | Unknown | N/A | N/A |  | N/A | N/A | N/A | Main House | Yes | No | N/A | Unknown |  | N/A | Unknown | N/A |  | N/A |  | N/A | No | No | No | No | 698 | 1313.97 | Manufactured | 1 | 1313.97 | Manufactured_Electric | Manufactured_FALSE
Mechanical_00011354 | SITE_00024 | Storage Water Heater | Electric Resistance | 40 |  | Unknown | Unknown | No |  | Unknown | Unknown | No | No | Electric | 4.5 |  | kW |  | Unknown | N/A | N/A |  | N/A | N/A | N/A | Exterior | Yes | No | N/A | Unknown |  | N/A | Unknown | N/A |  | N/A |  | N/A | No | No | No | No | 547 | 1313.97 | Manufactured | 1 | 1313.97 | Manufactured_Electric | Manufactured_FALSE
Mechanical_00011355 | SITE_00068 | Storage Water Heater | Electric Resistance | 30 |  | Rheem | Xe30s06st45u0 | No | 2014 |  | RH M171416702 | No | No | Electric | 4.5 |  | kW | 0.93 |  | N/A | N/A |  | N/A | N/A | N/A | Main House | Yes | No | N/A | No |  | N/A | No | N/A |  | N/A |  | N/A | No | No | No | No | 591 | 2002.39 | Multifamily Residence | 1 | 2002.39 | Multifamily Residence_Electric | Multifamily Residence_FALSE
Mechanical_00011356 | SITE_00059 | Storage Water Heater | Electric Resistance | 50 |  | Rheem | Xe50t09el55u1 | No | 2015 |  | M501515258 | No | No | Electric | 5.5 |  | kW | 0.95 |  | N/A | N/A |  | N/A | N/A | N/A | Main House | Yes | Yes | Plumbed drain | No |  | N/A | No | N/A |  | N/A |  | N/A | Yes | No | No | No | 582 | 2471.1038 | Single Family | 1 | 2471.1038 | Single Family_Electric | Single Family_FALSE
Mechanical_00011357 | SITE_00041 | Storage Water Heater | Electric Resistance | 50 |  | American Water Heaters | E61-50r-045d | No | 2010 |  | 1034T409212 | No | No | Electric | 4.5 |  | kW | 0.9 |  | N/A | N/A |  | N/A | N/A | N/A | Main House | Yes | No | N/A | No |  | N/A | No | N/A |  | N/A |  | N/A | No | No | No | No | 564 | 2002.11 | Multifamily Residence | 1 | 2002.11 | Multifamily Residence_Electric | Multifamily Residence_FALSE
Mechanical_00011358 | SITE_00022 | Storage Water Heater | Electric Resistance | 40 |  | Hotpoint | He40m01sag | Yes | 2008 |  | N/A | No | No | Electric | 3.8 |  | kW | 0.92 |  | N/A | N/A |  | N/A | N/A | N/A | Main House | Yes | No | N/A | No |  | N/A | Yes | Polyethylene Foam | 20 |  | 0.5 |  | Yes | No | No | No | 545 | 921.5 | Manufactured | 1 | 921.5 | Manufactured_Electric | Manufactured_FALSE
Mechanical_00011359 | SITE_00037 | Storage Water Heater | Electric Resistance | 50 |  | General Electric | Ge50t6ea | No | 2001 |  | GE 0801246628 | No | No | Electric | 4.5 |  | kW | 0.95 |  | N/A | N/A |  | N/A | N/A | N/A | Main House | Yes | No | N/A | No |  | N/A | Yes | Polyethylene Foam | 6 |  | 0.5 |  | Yes | No | No | No | 560 | 1313.97 | Manufactured | 1 | 1313.97 | Manufactured_Electric | Manufactured_FALSE
Mechanical_00011360 | SITE_00026 | Storage Water Heater | Electric Resistance | 50 |  | Rheem | 82-52-2 | Yes | 2010 |  | N/A | No | No | Electric | 4.5 |  | kW |  | Unknown | N/A | N/A |  | N/A | N/A | N/A | Main House | Yes | Yes | Plumbed drain | No |  | N/A | Yes | Polyethylene Foam | 3 |  | 0.5 |  | Yes | No | No | No | 549 | 3434 | Single Family | 1 | 3434 | Single Family_Electric | Single Family_FALSE
Mechanical_00011361 | SITE_00083 | Storage Water Heater | Electric Resistance | 50 |  | Richmond | 8v50-2 c | Yes | 2003 |  | N/A | No | No | Electric | 4.5 |  | kW |  | Unknown | N/A | N/A |  | N/A | N/A | N/A | Basement | Yes | Yes | Floor drain | No |  | N/A | No | N/A |  | N/A |  | N/A | Yes | No | No | No | 606 | 739.45 | Multifamily Residence | 1 | 739.45 | Multifamily Residence_Electric | Multifamily Residence_FALSE
Mechanical_00011362 | SITE_00096 | Storage Water Heater | Electric Resistance | 30 |  | Rheem | 82mv30-2 | Yes | 2008 |  | N/A | No | No | Electric | 4.5 |  | kW | 0.93 |  | N/A | N/A |  | N/A | N/A | N/A | Main House | Yes | No | N/A | No |  | N/A | Yes | Polyethylene Foam | 3 |  | 1 |  | No | No | No | No | 619 | 739.45 | Multifamily Residence | 1 | 739.45 | Multifamily Residence_Electric | Multifamily Residence_FALSE
Mechanical_00011363 | SITE_00028 | Storage Water Heater | Electric Resistance | 50 |  | General Electric | Ge50m6a | Yes | 2003 |  | N/A | No | No | Electric | 4.5 |  | kW | 0.86 |  | N/A | N/A |  | N/A | N/A | N/A | Main House | Yes | No | N/A | No |  | N/A | Yes | Polyethylene Foam | 15 |  | 1 |  | N/A | No | Yes | No | 551 | 1313.97 | Manufactured | 1 | 1313.97 | Manufactured_Electric | Manufactured_FALSE
Mechanical_00011364 | SITE_00031 | Storage Water Heater | Electric Resistance | 50 |  | AO Smith | Ees 52 913 | No | 1991 |  | CA91-0688540-913 | No | No | Electric | 4.5 |  | kW | 0.87 |  | N/A | N/A |  | N/A | N/A | N/A | Exterior | Yes | Unknown | N/A | No |  | N/A | Yes | Fiberglass | 4 |  | 0.5 |  | N/A | No | Yes | No | 554 | 1313.97 | Manufactured | 1 | 1313.97 | Manufactured_Electric | Manufactured_FALSE
Mechanical_00011365 | SITE_00030 | Storage Water Heater | Electric Resistance | 52 |  | Reliance | 5 52 20RT8 2F | No | 1991 |  | J91158009 | No | No | Electric | 4.5 |  | kW |  | Unknown | N/A | N/A |  | N/A | N/A | N/A | Exterior | Yes | No | N/A | No |  | N/A | No | N/A |  | N/A |  | N/A | N/A | No | Yes | No | 553 | 1313.97 | Manufactured | 1 | 1313.97 | Manufactured_Electric | Manufactured_FALSE
Mechanical_00011366 | SITE_00027 | Storage Water Heater | Electric Resistance |  | Unknown | Unknown | Unknown | No |  | Unknown | Unknown | No | No | Electric |  | Unknown | kW |  | Unknown | N/A | N/A |  | N/A | N/A | N/A | Exterior | Yes | Unknown | N/A | Unknown |  | N/A | Unknown | N/A |  | N/A |  | N/A | N/A | Unknown | Unknown | Unknown | 550 | 1313.97 | Manufactured | 1 | 1313.97 | Manufactured_Electric | Manufactured_FALSE
Mechanical_00011367 | SITE_00117 | Storage Water Heater | Electric Resistance | 50 |  | Rheem | 81mv520 | No | 1992 |  | 1192009031 | No | No | Electric | 4 |  | kW |  | Unknown | N/A | N/A |  | N/A | N/A | N/A | Main House | Yes | No | N/A | No |  | N/A | No | N/A |  | N/A |  | N/A | No | No | No | No | 640 | 739.45 | Multifamily Residence | 1 | 739.45 | Multifamily Residence_Electric | Multifamily Residence_FALSE
Mechanical_00011368 | SITE_00032 | Storage Water Heater | Electric Resistance | 40 |  | Hotpoint | He40mo1aag | Yes | 2004 |  | N/A | No | No | Electric | 3.8 |  | kW | 0.92 |  | N/A | N/A |  | N/A | N/A | N/A | Main House | Yes | No | N/A | No |  | N/A | No | N/A |  | N/A |  | N/A | Yes | No | No | No | 555 | 1313.97 | Manufactured | 1 | 1313.97 | Manufactured_Electric | Manufactured_FALSE
Mechanical_00011369 | SITE_00039 | Storage Water Heater | Electric Resistance | 50 |  | AO Smith | Ent-50-100 | No | 2015 |  | 1537J006401 | No | No | Electric | 4.5 |  | kW | 0.95 |  | N/A | N/A |  | N/A | N/A | N/A | Unknown | Yes | No | N/A | No |  | N/A | No | N/A |  | N/A |  | N/A | Yes | No | No | No | 562 | 1313.97 | Manufactured | 1 | 1313.97 | Manufactured_Electric | Manufactured_FALSE
Mechanical_00011370 | SITE_00021 | Storage Water Heater | Electric Heat Pump (Packaged) | 50 |  | Ruud | Prouh50t2ru350d | No | 2017 |  | Q14176787 | No | No | Electric | 5 |  | kW | 3.5 |  | No | Unknown |  | Unknown | Unknown | Both | Garage | Yes | No | N/A | No |  | N/A | No | N/A |  | N/A |  | N/A | Yes | Yes | Yes | Unknown | 544 | 9127 | Single Family | 1 | 9127 | Single Family_Electric | Single Family_TRUE
Mechanical_00011371 | SITE_00101 | Storage Water Heater | Electric Resistance | 50 |  | AO Smith | Eeh52917 | No | 1998 |  | GB98-4050076917 | No | No | Electric | 4.5 |  | kW |  | Unknown | N/A | N/A |  | N/A | N/A | N/A | Garage | Yes | No | N/A | No |  | N/A | No | N/A |  | N/A |  | N/A | Yes | Yes | Yes | No | 624 | 739.45 | Multifamily Residence | 1 | 739.45 | Multifamily Residence_Electric | Multifamily Residence_FALSE
Mechanical_00011372 | SITE_00126 | Storage Water Heater | Electric Resistance |  | Unknown | Unknown | Unknown | No |  | Unknown | Unknown | No | No | Electric |  | Unknown | kW |  | Unknown | N/A | N/A |  | N/A | N/A | N/A | Main House | Yes | No | N/A | No |  | N/A | No | N/A |  | N/A |  | N/A | No | No | No | No | 649 | 739.45 | Multifamily Residence | 1 | 739.45 | Multifamily Residence_Electric | Multifamily Residence_FALSE
Mechanical_00011373 | SITE_00131 | Storage Water Heater | Electric Resistance | 50 |  | AO Smith | Ees 52 913 | No | 1988 |  | 9H88-0007895-913 | No | No | Electric | 4.5 |  | kW | 0.87 |  | N/A | N/A |  | N/A | N/A | N/A | Main House | Yes | No | N/A | No |  | N/A | No | N/A |  | N/A |  | N/A | N/A | No | No | No | 654 | 739.45 | Multifamily Residence | 1 | 739.45 | Multifamily Residence_Electric | Multifamily Residence_FALSE
Mechanical_00011374 | SITE_00116 | Storage Water Heater | Electric Resistance | 50 |  | American Appliance | E62-50r-045d | Yes | 2010 |  | N/A | No | No | Electric | 4.5 |  | kW | 0.91 |  | N/A | N/A |  | N/A | N/A | N/A | Main House | No | No | N/A | No |  | N/A | No | N/A |  | N/A |  | N/A | No | No | No | No | 639 | 2346.7937 | Single Family | 1 | 2346.7937 | Single Family_Electric | Single Family_FALSE
Mechanical_00011375 | SITE_00102 | Storage Water Heater | Electric Resistance | 50 |  | Rheem | 82mv52-2 | Yes | 2011 |  | N/A | Yes | No | Electric | 4.5 |  | kW | 0.9 |  | N/A | N/A |  | N/A | N/A | N/A | Main House | Yes | No | N/A | No |  | N/A | No | N/A |  | N/A |  | N/A | N/A | No | No | No | 625 | 739.45 | Multifamily Residence | 1 | 739.45 | Multifamily Residence_Electric | Multifamily Residence_FALSE
Mechanical_00011376 | SITE_00127 | Storage Water Heater | Electric Resistance | 50 |  | Reliance | 650dors | No | 2009 |  | 0932J003707 | No | No | Electric | 4.5 |  | kW | 0.9 |  | N/A | N/A |  | N/A | N/A | N/A | Main House | No | No | N/A | No |  | N/A | No | N/A |  | N/A |  | N/A | No | No | No | No | 650 | 2346.7937 | Single Family | 1 | 2346.7937 | Single Family_Electric | Single Family_FALSE
Mechanical_00011377 | SITE_00023 | Storage Water Heater | Electric Resistance | 40 |  | General Electric | ge40m06aag | Yes | 2007 |  | N/A | No | No | Electric | 4.5 |  | kW | 0.92 |  | N/A | N/A |  | N/A | N/A | N/A | Exterior | Yes | No | N/A | No |  | N/A | Yes | Fiberglass | 4 |  | 2 |  | No | No | No | No | 546 | 1313.97 | Manufactured | 1 | 1313.97 | Manufactured_Electric | Manufactured_FALSE
Mechanical_00011378 | SITE_00084 | Storage Water Heater | Electric Resistance |  | Unknown | Unknown | Unknown | No |  | Unknown | Unknown | No | No | Electric |  | Unknown | kW |  | Unknown | N/A | N/A |  | N/A | N/A | N/A | Main House | Yes | No | N/A | Unknown |  | N/A | Unknown | N/A |  | N/A |  | N/A | No | No | No | No | 607 | 739.45 | Multifamily Residence | 1 | 739.45 | Multifamily Residence_Electric | Multifamily Residence_FALSE
Mechanical_00010132 | SITE_01449 | Storage Water Heater | Fossil Fuel Condensing | 40 |  | Unknown | Unknown | No |  | Unknown | Unknown | Yes | No | Natural Gas |  | Unknown | Btuh |  | Unknown | N/A | N/A |  | N/A | N/A | N/A | Garage | Yes | No | N/A | No |  | N/A | No | N/A |  | N/A |  | N/A | Yes | Yes | Yes | No | 1963 | 5733.1429 | Single Family | 1 | 5733.1429 | Single Family_Natural Gas | Single Family_FALSE
Mechanical_00010133 | SITE_01451 | Storage Water Heater | Fossil Fuel Non-Condensing | 40 |  | Richmond | 5v40-7 | No | 1998 |  | RMNG0698139862 | No | No | Natural Gas | 34000 |  | Btuh |  | Unknown | N/A | N/A |  | N/A | N/A | N/A | Basement | Yes | No | N/A | No |  | N/A | Yes | Polyethylene Foam | 4 |  | 1 |  | No | Yes | No | No | 1965 | 2267.7917 | Single Family | 1 | 2267.7917 | Single Family_Natural Gas | Single Family_FALSE
Mechanical_00010134 | SITE_01452 | Storage Water Heater | Electric Resistance | 50 |  | Rheem | Mr50245 | No | 2008 |  | 1208 W 63435 | No | No | Electric | 4.5 |  | kW |  | Unknown | N/A | N/A |  | N/A | N/A | N/A | Garage | Yes | No | N/A | No |  | N/A | No | N/A |  | N/A |  | N/A | Yes | No | Yes | No | 1966 | 2267.7917 | Single Family | 2 | 1133.8958 | Single Family_Electric | Single Family_FALSE
Mechanical_00010135 | SITE_01452 | Storage Water Heater | Electric Resistance | 50 |  | Rheem | Mr50245 | No | 2012 |  | 0912 W 54074 | No | No | Electric | 4.5 |  | kW |  | Unknown | N/A | N/A |  | N/A | N/A | N/A | Main House | Yes | No | N/A | No |  | N/A | No | N/A |  | N/A |  | N/A | No | No | No | No | 1966 | 2267.7917 | Single Family | 2 | 1133.8958 | Single Family_Electric | Single Family_FALSE
Mechanical_00010136 | SITE_01453 | Instantaneous Water Heater | Fossil Fuel Non-Condensing |  | Unknown | Noritz | N-0751m-od | No | 2007 |  | 2007.02-002338 | No | No | Natural Gas | 199900 |  | Btuh | 0.84 |  | N/A | N/A |  | N/A | N/A | N/A | Exterior | Yes | N/A | N/A | N/A |  | N/A | Yes | Polyethylene Foam | 4 |  | 0.5 |  | N/A | N/A | Yes | No | 1967 | 10665.8571 | Single Family | 1 | 10665.8571 | Single Family_Natural Gas | Single Family_FALSE
Mechanical_00010137 | SITE_01454 | Storage Water Heater | Electric Resistance | 66 |  | Kenmore | 153.3216 | No | 2005 |  | B05A121604 | No | No | Electric | 3.8 |  | kW | 0.95 |  | N/A | N/A |  | N/A | N/A | N/A | Basement | Yes | No | N/A | No |  | N/A | No | N/A |  | N/A |  | N/A | Yes | Yes | Yes | No | 1968 | 2267.7917 | Single Family | 1 | 2267.7917 | Single Family_Electric | Single Family_FALSE
Mechanical_00010138 | SITE_01455 | Storage Water Heater | Electric Resistance | 58 |  | AO Smith | Eeh 52 917 | No | 1997 |  | CA97-3425398-917 | No | No | Electric | 4.671 |  | kW |  | Unknown | N/A | N/A |  | N/A | N/A | N/A | Garage | Yes | No | N/A | No |  | N/A | No | N/A |  | N/A |  | N/A | Yes | Yes | Yes | No | 1969 | 5733.1429 | Single Family | 1 | 5733.1429 | Single Family_Electric | Single Family_FALSE
Mechanical_00010139 | SITE_01456 | Storage Water Heater | Fossil Fuel Condensing | 38 |  | AO Smith | GeV 30 100 | No | 2004 |  | J04J045260 | Yes | No | Natural Gas | 40000 |  | Btuh | 0.61 |  | N/A | N/A |  | N/A | N/A | N/A | Basement | Yes | No | N/A | No |  | N/A | No | N/A |  | N/A |  | N/A | No | Yes | Yes | No | 1970 | 9989.0714 | Single Family | 1 | 9989.0714 | Single Family_Natural Gas | Single Family_FALSE
Mechanical_00010140 | SITE_01457 | Storage Water Heater | Fossil Fuel Non-Condensing | 50 |  | AO Smith | GCV 50 100 | Yes | 2008 |  | N/A | No | No | Natural Gas | 40000 |  | Btuh | 0.58 |  | N/A | N/A |  | N/A | N/A | N/A | Garage | Yes | No | N/A | No |  | N/A | No | N/A |  | N/A |  | N/A | Yes | Yes | Yes | No | 1971 | 9989.0714 | Single Family | 1 | 9989.0714 | Single Family_Natural Gas | Single Family_FALSE
Mechanical_00010141 | SITE_01458 | Storage Water Heater | Fossil Fuel Non-Condensing | 74 |  | AO Smith | FCG 75 300 | No | 2008 |  | 0801J000054 | No | No | Natural Gas | 75100 |  | Btuh |  | Unknown | N/A | N/A |  | N/A | N/A | N/A | Garage | Yes | No | N/A | No |  | N/A | Yes | Polyethylene Foam | 2 |  | 1 |  | Yes | Yes | Yes | No | 1972 | 9989.0714 | Single Family | 1 | 9989.0714 | Single Family_Natural Gas | Single Family_FALSE
Mechanical_00010142 | SITE_01459 | Storage Water Heater | Fossil Fuel Non-Condensing | 50 |  | AO Smith | Fsg 50 242 | No | 1999 |  | GJ99-5140094-242 | No | No | Natural Gas | 40000 |  | Btuh |  | Unknown | N/A | N/A |  | N/A | N/A | N/A | Garage | Yes | No | N/A | No |  | N/A | Yes | Polyethylene Foam | 14 |  | 0.75 |  | No | Yes | Yes | No | 1973 | 10665.8571 | Single Family | 1 | 10665.8571 | Single Family_Natural Gas | Single Family_FALSE
Mechanical_00010143 | SITE_01460 | Storage Water Heater | Fossil Fuel Condensing | 75 |  | American Appliance | Gv2f90-754T | No | 1990 |  | 9023300146 | Unknown | No | Natural Gas | 57500 |  | Btuh |  | Unknown | N/A | N/A |  | N/A | N/A | N/A | Unknown | Unknown | Unknown | N/A | Unknown |  | N/A | Unknown | N/A |  | N/A |  | N/A | Unknown | Unknown | Unknown | Unknown | 1974 | 5733.1429 | Single Family | 1 | 5733.1429 | Single Family_Natural Gas | Single Family_FALSE
Mechanical_00010144 | SITE_01461 | Storage Water Heater | Fossil Fuel Condensing | 91 |  | Kenmore | 153.3397 | Yes | 2005 |  | N/A | Unknown | No | Natural Gas | 65000 |  | Btuh | 0.57 |  | N/A | N/A |  | N/A | N/A | N/A | Garage | Yes | Unknown | N/A | No |  | N/A | No | N/A |  | N/A |  | N/A | Unknown | Yes | Yes | No | 1975 | 10665.8571 | Single Family | 1 | 10665.8571 | Single Family_Natural Gas | Single Family_FALSE
Mechanical_00010145 | SITE_01462 | Storage Water Heater | Fossil Fuel Non-Condensing | 40 |  | American Appliance | FG6140T403N0 | No | 1991 |  | 513101876 | No | No | Natural Gas | 40000 |  | Btuh | 0.59 |  | N/A | N/A |  | N/A | N/A | N/A | Basement | Yes | No | N/A | No |  | N/A | No | N/A |  | N/A |  | N/A | No | Yes | Yes | No | 1976 | 5733.1429 | Single Family | 1 | 5733.1429 | Single Family_Natural Gas | Single Family_FALSE
Mechanical_00010146 | SITE_01463 | Instantaneous Water Heater | Fossil Fuel Condensing | 0 |  | AquaStar | Aq240fx | No |  | Unknown | 17013794 | No | No | Natural Gas | 165000 |  | Btuh |  | Unknown | N/A | N/A |  | N/A | N/A | N/A | Main House | Yes | No | N/A | No |  | N/A | No | N/A |  | N/A |  | N/A | No | Yes | Yes | No | 1977 | 10665.8571 | Single Family | 1 | 10665.8571 | Single Family_Natural Gas | Single Family_FALSE
Mechanical_00010147 | SITE_01464 | Storage Water Heater | Electric Resistance | 50 |  | General Electric | Ge50t6ea | Yes | 2003 |  | N/A | No | No | Electric | 4.5 |  | kW | 0.95 |  | N/A | N/A |  | N/A | N/A | N/A | Basement | Yes | Yes | Plumbed drain | No |  | N/A | No | N/A |  | N/A |  | N/A | Yes | No | No | No | 1978 | 9989.0714 | Single Family | 1 | 9989.0714 | Single Family_Electric | Single Family_FALSE
Mechanical_00010148 | SITE_01465 | Storage Water Heater | Fossil Fuel Non-Condensing | 48 |  | Bradford White | M2XR504T6FBN | No | 2011 |  | HB14553663 | No | Unknown | Natural Gas | 65000 |  | Btuh | 0.59 |  | N/A | N/A |  | N/A | N/A | N/A | Garage | Yes | No | N/A | No |  | N/A | No | N/A |  | N/A |  | N/A | Yes | Yes | Yes | No | 1979 | 5733.1429 | Single Family | 1 | 5733.1429 | Single Family_Natural Gas | Single Family_FALSE
Mechanical_00010149 | SITE_01466 | Storage Water Heater | Fossil Fuel Non-Condensing | 50 |  | Bradford White | Mi5036fbn | No | 2008 |  | EA10057580 | No | No | Natural Gas | 40000 |  | Btuh | 0.58 |  | N/A | N/A |  | N/A | N/A | N/A | Garage | Yes | No | N/A | No |  | N/A | No | N/A |  | N/A |  | N/A | Yes | Yes | Yes | No | 1980 | 9989.0714 | Single Family | 1 | 9989.0714 | Single Family_Natural Gas | Single Family_FALSE
Mechanical_00010150 | SITE_01467 | Storage Water Heater | Fossil Fuel Condensing | 40 |  | AO Smith | Unknown | No |  | Unknown | Unknown | No | No | Natural Gas |  | Unknown | Btuh |  | Unknown | N/A | N/A |  | N/A | N/A | N/A | Garage | Yes | Unknown | N/A | No |  | N/A | No | N/A |  | N/A |  | N/A | No | Yes | Yes | No | 1981 | 9989.0714 | Single Family | 1 | 9989.0714 | Single Family_Natural Gas | Single Family_FALSE
Mechanical_00010151 | SITE_01469 | Storage Water Heater | Fossil Fuel Non-Condensing |  | Unknown | State | T104-20 | No |  | Unknown | Unknown | No | Yes | Electric |  | Unknown | kW |  | Unknown | N/A | N/A |  | N/A | N/A | N/A | Basement | Yes | Yes | Floor drain | Yes | 2 |  | Yes | Polyethylene Foam | 35 |  | 1 |  | No | Yes | No | No | 1983 | 5733.1429 | Single Family | 1 | 5733.1429 | Single Family_Electric | Single Family_FALSE
Mechanical_00010152 | SITE_01470 | Storage Water Heater | Electric Resistance | 50 |  | Bradford White | Mi50s6ds13 | No | 2000 |  | WF0088289 | No | No | Electric | 4.5 |  | kW | 0.91 |  | N/A | N/A |  | N/A | N/A | N/A | Main House | Yes | No | N/A | No |  | N/A | No | N/A |  | N/A |  | N/A | N/A | No | No | No | 1984 | 5733.1429 | Single Family | 1 | 5733.1429 | Single Family_Electric | Single Family_FALSE
Mechanical_00010153 | SITE_01471 | Storage Water Heater | Electric Resistance | 50 |  | American Appliance | E6N-50R 100 | No | 2015 |  | 1519101452170 | No | No | Electric | 4.5 |  | kW | 0.9 |  | N/A | N/A |  | N/A | N/A | N/A | Main House | Yes | No | N/A | No |  | N/A | No | N/A |  | N/A |  | N/A | No | Yes | No | No | 1985 | 4053.65 | Multifamily Residence | 1 | 4053.65 | Multifamily Residence_Electric | Multifamily Residence_FALSE
Mechanical_00010154 | SITE_01472 | Storage Water Heater | Electric Resistance | 50 |  | Bradford White | Mi50s6ds13 | No | 2003 |  | ZA2669824 | Unknown | Unknown | Electric | 4.5 |  | kW | 0.91 |  | N/A | N/A |  | N/A | N/A | N/A | Unknown | Yes | No | N/A | No |  | N/A | No | N/A |  | N/A |  | N/A | No | No | Yes | No | 1986 | 4053.65 | Multifamily Residence | 1 | 4053.65 | Multifamily Residence_Electric | Multifamily Residence_FALSE
Mechanical_00010155 | SITE_01474 | Storage Water Heater | Fossil Fuel Non-Condensing | 50 |  | American Appliance | G121-50T40-3N | Yes | 2015 |  | N/A | No | No | Natural Gas | 40000 |  | Btuh | 0.58 |  | N/A | N/A |  | N/A | N/A | N/A | Garage | Yes | No | N/A | No |  | N/A | Unknown | N/A |  | N/A |  | N/A | Yes | Yes | No | No | 1988 | 9989.0714 | Single Family | 1 | 9989.0714 | Single Family_Natural Gas | Single Family_FALSE
Mechanical_00010156 | SITE_01475 | Storage Water Heater | Fossil Fuel Condensing | 40 |  | AO Smith | Fsg40248 | No | 2001 |  | GCO1-6323159-248 | No | No | Natural Gas | 32000 |  | Btuh |  | Unknown | N/A | N/A |  | N/A | N/A | N/A | Garage | Yes | No | N/A | No |  | N/A | No | N/A |  | N/A |  | N/A | Yes | Yes | Yes | No | 1989 | 2267.7917 | Single Family | 1 | 2267.7917 | Single Family_Natural Gas | Single Family_FALSE
Mechanical_00010157 | SITE_01476 | Storage Water Heater | Fossil Fuel Non-Condensing | 50 |  | AO Smith | Fsg 50 242 | Yes | 1994 |  | N/A | No | No | Natural Gas | 40000 |  | Btuh |  | Unknown | N/A | N/A |  | N/A | N/A | N/A | Garage | Yes | No | N/A | No |  | N/A | No | N/A |  | N/A |  | N/A | Yes | Yes | Yes | No | 1990 | 5733.1429 | Single Family | 2 | 2866.5714 | Single Family_Natural Gas | Single Family_FALSE
Mechanical_00010158 | SITE_01476 | Storage Water Heater | Fossil Fuel Non-Condensing | 50 |  | AO Smith | Gvc 50 300 | No | 2013 |  | 1326J006614 | No | No | Natural Gas | 40000 |  | Btuh | 0.58 |  | N/A | N/A |  | N/A | N/A | N/A | Garage | Yes | No | N/A | No |  | N/A | No | N/A |  | N/A |  | N/A | Yes | Yes | Yes | No | 1990 | 5733.1429 | Single Family | 2 | 2866.5714 | Single Family_Natural Gas | Single Family_FALSE
Mechanical_00010159 | SITE_01477 | Storage Water Heater | Electric Resistance | 60 |  | AO Smith | Ect 52 200 | No | 2000 |  | B07J008354 | No | Yes | Electric | 4.5 |  | kW | 0.91 |  | N/A | N/A |  | N/A | N/A | N/A | Basement | Yes | Yes | Floor drain | No |  | N/A | No | N/A |  | N/A |  | N/A | No | Yes | No | No | 1991 | 5733.1429 | Single Family | 2 | 2866.5714 | Single Family_Electric | Single Family_FALSE
Mechanical_00010160 | SITE_01477 | Storage Water Heater | Electric Resistance | 120 |  | State | Scx 120 1ts1 | No | 1981 |  | K81773454 | No | No | Electric | 4.5 |  | kW |  | Unknown | N/A | N/A |  | N/A | N/A | N/A | Basement | Yes | Yes | Floor drain | No |  | N/A | Yes | Polyethylene Foam | 3 |  | 1 |  | No | Yes | No | No | 1991 | 5733.1429 | Single Family | 2 | 2866.5714 | Single Family_Electric | Single Family_FALSE
Mechanical_00010771 | SITE_00526 | Storage Water Heater | Electric Resistance | 50 |  | Rheem | 81MVR52DT | No | 1992 |  | 1092C04903 | No | No | Electric | 4.5 |  | kW |  | Unknown | N/A | N/A |  | N/A | N/A | N/A | Main House | Yes | Yes | Plumbed drain | No |  | N/A | No | N/A |  | N/A |  | N/A | Yes | No | No | No | 1046 | 1307 | Multifamily Residence | 1 | 1307 | Multifamily Residence_Electric | Multifamily Residence_FALSE
Mechanical_00010772 | SITE_00530 | Storage Water Heater | Electric Resistance | 50 |  | AO Smith | EES 52 913 | No | 1996 |  | GC96-3038142-193 | No | No | Electric | 4.5 |  | kW |  | Unknown | N/A | N/A |  | N/A | N/A | N/A | Main House | Yes | No | N/A | No |  | N/A | No | N/A |  | N/A |  | N/A | No | No | No | No | 1050 | 1142.3864 | Single Family | 1 | 1142.3864 | Single Family_Electric | Single Family_FALSE
Mechanical_00010773 | SITE_00531 | Storage Water Heater | Fossil Fuel Non-Condensing | 50 |  | General Electric | sg50t12avh00 | Yes | 2007 |  | N/A | No | No | Natural Gas | 40000 |  | Btuh | 0.58 |  | N/A | N/A |  | N/A | N/A | N/A | Garage | Yes | No | N/A | No |  | N/A | No | N/A |  | N/A |  | N/A | Yes | Yes | Yes | No | 1051 | 1142.3864 | Single Family | 1 | 1142.3864 | Single Family_Natural Gas | Single Family_FALSE
Mechanical_00010774 | SITE_00532 | Storage Water Heater | Fossil Fuel Non-Condensing | 50 |  | Bradford White | Mi5036en10 | No | 1998 |  | SK3432291 | No | No | Natural Gas | 40000 |  | Btuh | 0.58 |  | N/A | N/A |  | N/A | N/A | N/A | Main House | Yes | No | N/A | No |  | N/A | No | N/A |  | N/A |  | N/A | Yes | Yes | Yes | No | 1052 | 1656.0588 | Single Family | 1 | 1656.0588 | Single Family_Natural Gas | Single Family_FALSE
Mechanical_00010775 | SITE_00534 | Storage Water Heater | Fossil Fuel Non-Condensing | 50 |  | AO Smith | GCV 50 200 | No | 2009 |  | 0909A019772 | No | No | Natural Gas | 40000 |  | Btuh | 0.58 |  | N/A | N/A |  | N/A | N/A | N/A | Garage | Yes | Unknown | N/A | No |  | N/A | No | N/A |  | N/A |  | N/A | Yes | Yes | Yes | No | 1054 | 1561.2667 | Single Family | 1 | 1561.2667 | Single Family_Natural Gas | Single Family_FALSE
Mechanical_00010776 | SITE_00535 | Storage Water Heater | Electric Resistance | 40 |  | Unknown | Unknown | No |  | Unknown | Unknown | No | No | Electric |  | Unknown | kW |  | Unknown | N/A | N/A |  | N/A | N/A | N/A | Unknown | No | Unknown | N/A | Yes | 3 |  | No | N/A |  | N/A |  | N/A | Yes | No | No | No | 1055 | 1135.4 | Manufactured | 2 | 567.7 | Manufactured_Electric | Manufactured_FALSE
Mechanical_00010777 | SITE_00535 | Storage Water Heater | Electric Resistance | 30 |  | Dayton Electric | 3E113E | No | 1984 |  | A84232458 | No | No | Electric | 4 |  | kW |  | Unknown | N/A | N/A |  | N/A | N/A | N/A | Main House | No | No | N/A | No |  | N/A | No | N/A |  | N/A |  | N/A | Yes | No | No | No | 1055 | 1135.4 | Manufactured | 2 | 567.7 | Manufactured_Electric | Manufactured_FALSE
Mechanical_00010778 | SITE_00536 | Storage Water Heater | Electric Resistance | 80 |  | Bradford White | MI8OR6DS13 | No | 1997 |  | PLO455342 | No | No | Electric | 4.5 |  | kW |  | Unknown | N/A | N/A |  | N/A | N/A | N/A | Main House | Yes | No | N/A | No |  | N/A | No | N/A |  | N/A |  | N/A | Yes | Yes | Yes | No | 1056 | 1656.0588 | Single Family | 2 | 828.0294 | Single Family_Electric | Single Family_FALSE
Mechanical_00010779 | SITE_00536 | Storage Water Heater | Electric Resistance | 50 |  | Bradford White | MI50T6DS13 | No | 1997 |  | PL0486174 | No | No | Electric | 4.5 |  | kW |  | Unknown | N/A | N/A |  | N/A | N/A | N/A | Garage | No | No | N/A | No |  | N/A | No | N/A |  | N/A |  | N/A | Yes | Yes | Yes | No | 1056 | 1656.0588 | Single Family | 2 | 828.0294 | Single Family_Electric | Single Family_FALSE
Mechanical_00010780 | SITE_00537 | Storage Water Heater | Fossil Fuel Non-Condensing | 40 |  | Rheem | Xg40t06ec36u0 | Yes | 2014 |  | N/A | No | No | Natural Gas | 36000 |  | Btuh | 0.59 |  | N/A | N/A |  | N/A | N/A | N/A | Garage | Yes | No | N/A | No |  | N/A | No | N/A |  | N/A |  | N/A | Yes | Yes | Yes | No | 1057 | 1432.1875 | Single Family | 1 | 1432.1875 | Single Family_Natural Gas | Single Family_FALSE
Mechanical_00010781 | SITE_00538 | Storage Water Heater | Fossil Fuel Non-Condensing | 50 |  | AO Smith | Fish 50 224 | No | 1993 |  | GH93-1534926-224 | No | No | Natural Gas | 40000 |  | Btuh | 0.53 |  | N/A | N/A |  | N/A | N/A | N/A | Main House | Yes | No | N/A | No |  | N/A | No | N/A |  | N/A |  | N/A | No | No | No | No | 1058 | 1561.2667 | Single Family | 1 | 1561.2667 | Single Family_Natural Gas | Single Family_FALSE
Mechanical_00010782 | SITE_00540 | Storage Water Heater | Fossil Fuel Non-Condensing | 40 |  | General Electric | Gp40t6a | No | 1999 |  | GELP0799165889 | No | No | Propane | 34000 |  | Btuh | 0.56 |  | N/A | N/A |  | N/A | N/A | N/A | Main House | Yes | No | N/A | No |  | N/A | No | N/A |  | N/A |  | N/A | No | No | No | No | 1060 | 1656.0588 | Single Family | 1 | 1656.0588 | Single Family_Propane | Single Family_FALSE
Mechanical_00010783 | SITE_00541 | Storage Water Heater | Fossil Fuel Non-Condensing | 50 |  | Montgomery Ward | Arm 33747a | No | 1991 |  | SNN 0291A30144 | No | No | Natural Gas | 40000 |  | Btuh |  | Unknown | N/A | N/A |  | N/A | N/A | N/A | Basement | Yes | No | N/A | No |  | N/A | No | N/A |  | N/A |  | N/A | Yes | Yes | No | No | 1061 | 1561.2667 | Single Family | 1 | 1561.2667 | Single Family_Natural Gas | Single Family_FALSE
Mechanical_00010784 | SITE_00543 | Storage Water Heater | Electric Resistance | 50 |  | Bradford White | RE350T6 | No | 1995 |  | MK36800831 | No | No | Electric | 4.5 |  | kW | 0.93 |  | N/A | N/A |  | N/A | N/A | N/A | Garage | Yes | Yes | Plumbed drain | No |  | N/A | No | N/A |  | N/A |  | N/A | Yes | Yes | Yes | No | 1063 | 4710.7778 | Single Family | 1 | 4710.7778 | Single Family_Electric | Single Family_FALSE
Mechanical_00010785 | SITE_00544 | Storage Water Heater | Electric Resistance | 50 |  | Rheem | 82V52-2 | Yes | 2005 |  | N/A | No | No | Electric | 4.5 |  | kW | 0.91 |  | N/A | N/A |  | N/A | N/A | N/A | Garage | Yes | No | N/A | No |  | N/A | No | N/A |  | N/A |  | N/A | No | No | Yes | No | 1064 | 6646.5 | Single Family | 1 | 6646.5 | Single Family_Electric | Single Family_FALSE
Mechanical_00010786 | SITE_00545 | Storage Water Heater | Electric Resistance | 42 |  | State | CR5 42 RH | No | 1976 |  | E76411862 | No | No | Electric | 4.5 |  | kW |  | Unknown | N/A | N/A |  | N/A | N/A | N/A | Exterior | Yes | No | N/A | No |  | N/A | Yes | Polyethylene Foam | 12 |  | 0.5 |  | No | No | No | No | 1065 | 1323.42 | Manufactured | 1 | 1323.42 | Manufactured_Electric | Manufactured_FALSE
Mechanical_00010787 | SITE_00547 | Storage Water Heater | Unknown |  | Unknown | Unknown | Unknown | No |  | Unknown | Unknown | Unknown | Unknown | Unknown |  | Unknown | Btuh |  | Unknown | N/A | N/A |  | N/A | N/A | N/A | Garage | Yes | Unknown | N/A | Yes | 2 |  | No | N/A |  | N/A |  | N/A | Yes | Yes | Yes | Unknown | 1067 | 1142.3864 | Single Family | 1 | 1142.3864 | Single Family_Unknown | Single Family_FALSE
Mechanical_00010788 | SITE_00548 | Storage Water Heater | Electric Resistance | 50 |  | Unknown | Unknown | No |  | Unknown | Unknown | No | No | Electric |  | Unknown | kW |  | Unknown | N/A | N/A |  | N/A | N/A | N/A | Garage | Yes | No | N/A | Yes | 2 |  | No | N/A |  | N/A |  | N/A | Yes | Yes | Yes | No | 1068 | 1142.3864 | Single Family | 1 | 1142.3864 | Single Family_Electric | Single Family_FALSE
Mechanical_00010789 | SITE_00550 | Instantaneous Water Heater | Fossil Fuel Non-Condensing | 0 |  | Navien | NPE-240S NG | No | 2016 |  | 7417B16Z2031046 | No | No | Natural Gas | 199900 |  | Btuh | 0.98 |  | N/A | N/A |  | N/A | N/A | N/A | Main House | Yes | No | N/A | No |  | N/A | No | N/A |  | N/A |  | N/A | Yes | No | No | No | 1070 | 1142.3864 | Single Family | 1 | 1142.3864 | Single Family_Natural Gas | Single Family_FALSE
Mechanical_00010790 | SITE_00552 | Storage Water Heater | Electric Resistance | 50 |  | Whirlpool | E2EH50RD045V | Yes | 2008 |  | N/A | No | No | Electric | 4.5 |  | kW | 0.91 |  | N/A | N/A |  | N/A | N/A | N/A | Main House | Yes | Yes | Plumbed drain | No |  | N/A | No | N/A |  | N/A |  | N/A | Yes | No | Yes | No | 1072 | 1142.3864 | Single Family | 1 | 1142.3864 | Single Family_Electric | Single Family_FALSE
Mechanical_00010791 | SITE_00553 | Storage Water Heater | Electric Resistance | 40 |  | AO Smith | edlj | No |  | Unknown | Unknown | No | No | Electric |  | Unknown | kW |  | Unknown | N/A | N/A |  | N/A | N/A | N/A | Main House | Yes | No | N/A | No |  | N/A | No | N/A |  | N/A |  | N/A | No | No | No | No | 1073 | 1142.3864 | Single Family | 1 | 1142.3864 | Single Family_Electric | Single Family_FALSE
Mechanical_00010792 | SITE_00554 | Storage Water Heater | Electric Heat Pump (Packaged) | 50 |  | General Electric | GEH50DFEJSRA | Yes | 2012 |  | Unknown | No | No | Electric | 4.5 |  | kW | 3.25 |  | No | Unknown |  | Unknown | Unknown | N/A | Garage | Yes | No | N/A | No |  | N/A | No | N/A |  | N/A |  | N/A | Yes | Yes | Yes | No | 1074 | 1656.0588 | Single Family | 1 | 1656.0588 | Single Family_Electric | Single Family_TRUE
Mechanical_00010793 | SITE_00555 | Storage Water Heater | Fossil Fuel Condensing | 45 |  | Rheem | HE45-130N | Yes | 2006 |  | N/A | Yes | No | Natural Gas | 130000 |  | Btuh |  | Unknown | N/A | N/A |  | N/A | N/A | N/A | Basement | Yes | Yes | Floor drain | No |  | N/A | Yes | Fiberglass | 12 |  | 1 |  | Yes | No | Yes | No | 1075 | 1561.2667 | Single Family | 1 | 1561.2667 | Single Family_Natural Gas | Single Family_FALSE
Mechanical_00010794 | SITE_00556 | Storage Water Heater | Unknown | 50 |  | Unknown | Unknown | No |  | Unknown | Unknown | No | No | Unknown |  | Unknown | Btuh |  | Unknown | N/A | N/A |  | N/A | N/A | N/A | Garage | Yes | No | N/A | No |  | N/A | No | N/A |  | N/A |  | N/A | No | No | Yes | No | 1076 | 1142.3864 | Single Family | 2 | 571.1932 | Single Family_Unknown | Single Family_FALSE
Mechanical_00010795 | SITE_00556 | Storage Water Heater | Electric Resistance | 12 |  | Bradford White | M112UT6SS | No | 2007 |  | DA8709638 | Yes | No | Electric | 1.5 |  | kW |  | Unknown | N/A | N/A |  | N/A | N/A | N/A | Garage | Yes | No | N/A | No |  | N/A | No | N/A |  | N/A |  | N/A | Yes | No | Yes | No | 1076 | 1142.3864 | Single Family | 2 | 571.1932 | Single Family_Electric | Single Family_FALSE
Mechanical_00010796 | SITE_00557 | Storage Water Heater | Electric Resistance | 50 |  | American Appliance | E62-50h-045dv | No | 2015 |  | 1507100983424 | No | No | Electric | 4.5 |  | kW | 0.91 |  | N/A | N/A |  | N/A | N/A | N/A | Main House | Yes | No | N/A | No |  | N/A | No | N/A |  | N/A |  | N/A | No | No | No | No | 1077 | 1432.1875 | Single Family | 1 | 1432.1875 | Single Family_Electric | Single Family_FALSE
Mechanical_00010797 | SITE_00558 | Storage Water Heater | Electric Resistance | 50 |  | Bradford White | Mi50t6ds13 | No | 2000 |  | WG0183620 | No | No | Electric | 4.5 |  | kW |  | Unknown | N/A | N/A |  | N/A | N/A | N/A | Main House | Yes | No | N/A | No |  | N/A | No | N/A |  | N/A |  | N/A | N/A | Yes | Yes | No | 1078 | 1323.42 | Manufactured | 1 | 1323.42 | Manufactured_Electric | Manufactured_FALSE
Mechanical_00010798 | SITE_00559 | Storage Water Heater | Electric Resistance | 50 |  | State | IN1502HMTE3 | No | 2001 |  | H01323364 | No | No | Electric | 3.8 |  | kW |  | Unknown | N/A | N/A |  | N/A | N/A | N/A | Main House | Yes | No | N/A | No |  | N/A | No | N/A |  | N/A |  | N/A | No | No | Yes | No | 1079 | 1323.42 | Manufactured | 1 | 1323.42 | Manufactured_Electric | Manufactured_FALSE
Mechanical_00010799 | SITE_00560 | Storage Water Heater | Fossil Fuel Non-Condensing | 50 |  | Polaris | PBG102-50T100-2N | No | 1995 |  | 9552152317 | No | No | Natural Gas | 100000 |  | Btuh |  | Unknown | N/A | N/A |  | N/A | N/A | N/A | Main House | Yes | No | N/A | No |  | N/A | Yes | Other | 12 |  | 0.25 |  | No | No | Yes | No | 1080 | 1561.2667 | Single Family | 1 | 1561.2667 | Single Family_Natural Gas | Single Family_FALSE
Mechanical_00010974 | SITE_02002 | Storage Water Heater | Fossil Fuel Non-Condensing | 50 |  | Maytag | HRN41250X | No |  | Unknown | Unknown | No | No | Natural Gas |  | Unknown | Btuh |  | Unknown | N/A | N/A |  | N/A | N/A | N/A | Garage | Yes | Unknown | N/A | No |  | N/A | No | N/A |  | N/A |  | N/A | Yes | Yes | Yes | No | 2509 | 2346.7937 | Single Family | 1 | 2346.7937 | Single Family_Natural Gas | Single Family_FALSE
Mechanical_00010975 | SITE_02000 | Storage Water Heater | Electric Resistance | 50 |  | Whirlpool | EE3Z50RD055V | Yes | 2003 |  | N/A | No | No | Electric | 4.5 |  | kW |  | Unknown | N/A | N/A |  | N/A | N/A | N/A | Main House | Yes | No | N/A | No |  | N/A | No | N/A |  | N/A |  | N/A | No | No | Yes | No | 2507 | 9127 | Single Family | 1 | 9127 | Single Family_Electric | Single Family_FALSE
Mechanical_00010976 | SITE_01619 | Storage Water Heater | Electric Resistance | 50 |  | AO Smith | Ent 50 100 | No | 2016 |  | 1609J008648 | No | No | Electric | 4.5 |  | kW | 0.93 |  | N/A | N/A |  | N/A | N/A | N/A | Garage | No | No | N/A | No |  | N/A | Yes | Polyethylene Foam | 3 |  | 0.5 |  | Yes | Yes | Yes | No | 2128 | 653.4162 | Single Family | 1 | 653.4162 | Single Family_Electric | Single Family_FALSE
Mechanical_00010977 | SITE_01188 | Storage Water Heater | Electric Resistance | 50 |  | American Appliance | E52-50R-045D | Yes | 1996 |  | N/A | No | No | Electric | 4.5 |  | kW |  | Unknown | N/A | N/A |  | N/A | N/A | N/A | Main House | No | Yes | Plumbed drain | No |  | N/A | No | N/A |  | N/A |  | N/A | No | No | Yes | No | 1703 | 2804.94 | Multifamily Residence | 1 | 2804.94 | Multifamily Residence_Electric | Multifamily Residence_FALSE
Mechanical_00010978 | SITE_01692 | Storage Water Heater | Electric Resistance | 40 |  | Reliance | 640DORT | No | 2014 |  | 1433J011427 | No | No | Electric | 4.5 |  | kW | 0.92 |  | N/A | N/A |  | N/A | N/A | N/A | Unknown | Yes | No | N/A | No |  | N/A | No | N/A |  | N/A |  | N/A | No | No | No | No | 2200 | 1313.97 | Manufactured | 1 | 1313.97 | Manufactured_Electric | Manufactured_FALSE
Mechanical_00010979 | SITE_01167 | Storage Water Heater | Electric Resistance | 50 |  | General Electric | GE50M06AAG | Yes | 2007 |  | N/A | No | No | Electric | 4.5 |  | kW | 0.9 |  | N/A | N/A |  | N/A | N/A | N/A | Main House | Yes | No | N/A | No |  | N/A | No | N/A |  | N/A |  | N/A | No | No | No | No | 1682 | 2002.39 | Multifamily Residence | 1 | 2002.39 | Multifamily Residence_Electric | Multifamily Residence_FALSE
Mechanical_00010980 | SITE_01695 | Storage Water Heater | Electric Resistance | 50 |  | Rheem | 81v52d c | No | 1998 |  | RH 0398118851 | No | No | Electric | 4 |  | kW | 0.91 |  | N/A | N/A |  | N/A | N/A | N/A | Main House | Yes | No | N/A | No |  | N/A | No | N/A |  | N/A |  | N/A | No | No | Yes | No | 2203 | 1313.97 | Manufactured | 1 | 1313.97 | Manufactured_Electric | Manufactured_FALSE
Mechanical_00010981 | SITE_01599 | Storage Water Heater | Fossil Fuel Non-Condensing | 50 |  | General Electric | Sg50t12avg00 | Yes | 2013 |  | N/A | No | No | Natural Gas | 40000 |  | Btuh | 0.62 |  | N/A | N/A |  | N/A | N/A | N/A | Main House | Yes | No | N/A | No |  | N/A | No | N/A |  | N/A |  | N/A | No | Yes | Yes | No | 2108 | 2471.1038 | Single Family | 1 | 2471.1038 | Single Family_Natural Gas | Single Family_FALSE
Mechanical_00010982 | SITE_00141 | Storage Water Heater | Fossil Fuel Non-Condensing | 40 |  | Bradford White | Mi403s6cx12 | No | 1999 |  | TH6594514 | No | No | Propane | 40000 |  | Btuh |  | Unknown | N/A | N/A |  | N/A | N/A | N/A | Garage | Yes | No | N/A | No |  | N/A | No | N/A |  | N/A |  | N/A | Yes | Yes | Yes | No | 663 | 3955.5333 | Single Family | 1 | 3955.5333 | Single Family_Propane | Single Family_FALSE
Mechanical_00010983 | SITE_01196 | Storage Water Heater | Fossil Fuel Non-Condensing | 50 |  | State | Prx50nodsw | No | 1980 |  | 800302149 | No | No | Natural Gas | 38000 |  | Btuh | 0.61 |  | N/A | N/A |  | N/A | N/A | N/A | Main House | Yes | Yes | Plumbed drain | No |  | N/A | No | N/A |  | N/A |  | N/A | N/A | No | No | No | 1711 | 14922.6667 | Single Family | 1 | 14922.6667 | Single Family_Natural Gas | Single Family_FALSE
Mechanical_00010984 | SITE_00173 | Storage Water Heater | Fossil Fuel Non-Condensing | 50 |  | State | Gs 6 50ybd s 200 | No | 2012 |  | S1247F000024 | No | No | Natural Gas | 42000 |  | Btuh |  | Unknown | N/A | N/A |  | N/A | N/A | N/A | Basement | Yes | No | N/A | No |  | N/A | No | N/A |  | N/A |  | N/A | No | No | No | No | 694 | 2471.1038 | Single Family | 1 | 2471.1038 | Single Family_Natural Gas | Single Family_FALSE
Mechanical_00010985 | SITE_01570 | Storage Water Heater | Electric Resistance | 50 |  | General Electric | Pe65t09aah | Yes | 2006 |  | N/A | No | No | Electric | 4.5 |  | kW | 0.89 |  | N/A | N/A |  | N/A | N/A | N/A | Basement | Yes | No | N/A | No |  | N/A | No | N/A |  | N/A |  | N/A | Yes | No | Yes | No | 2079 | 653.4162 | Single Family | 1 | 653.4162 | Single Family_Electric | Single Family_FALSE
Mechanical_00010986 | SITE_01172 | Storage Water Heater | Electric Resistance | 50 |  | General Electric | GE50M6A | Yes | 2003 |  | N/A | No | No | Electric | 4.5 |  | kW | 0.86 |  | N/A | N/A |  | N/A | N/A | N/A | Main House | Yes | No | N/A | No |  | N/A | No | N/A |  | N/A |  | N/A | No | No | Yes | No | 1687 | 2002.11 | Multifamily Residence | 1 | 2002.11 | Multifamily Residence_Electric | Multifamily Residence_FALSE
Mechanical_00010987 | SITE_01703 | Storage Water Heater | Electric Resistance |  | Unknown | Unknown | Unknown | No |  | Unknown | Unknown | No | No | Electric |  | Unknown | kW |  | Unknown | N/A | N/A |  | N/A | N/A | N/A | Unknown | Yes | Unknown | N/A | Yes |  | N/A | Unknown | N/A |  | N/A |  | N/A | Yes | No | No | No | 2211 | 1313.97 | Manufactured | 1 | 1313.97 | Manufactured_Electric | Manufactured_FALSE
Mechanical_00010988 | SITE_00582 | Storage Water Heater | Electric Resistance | 50 |  | AO Smith | ENT 50 100 | No | 2015 |  | 1525J004738 | No | No | Electric | 4.5 |  | kW | 0.93 |  | N/A | N/A |  | N/A | N/A | N/A | Main House | No | Yes | Plumbed drain | No |  | N/A | No | N/A |  | N/A |  | N/A | Yes | No | Yes | No | 1102 | 6646.5 | Single Family | 1 | 6646.5 | Single Family_Electric | Single Family_FALSE
Mechanical_00010989 | SITE_00546 | Storage Water Heater | Fossil Fuel Non-Condensing | 50 |  | Bradford White | MI5036FBN | No | 2006 |  | CH8147683 | No | No | Natural Gas | 40000 |  | Btuh | 0.58 |  | N/A | N/A |  | N/A | N/A | N/A | Garage | No | No | N/A | No |  | N/A | Yes | Polyethylene Foam | 4 |  | 0.75 |  | Yes | Yes | Yes | No | 1066 | 1142.3864 | Single Family | 2 | 571.1932 | Single Family_Natural Gas | Single Family_FALSE
Mechanical_00010990 | SITE_00546 | Storage Water Heater | Fossil Fuel Non-Condensing | 50 |  | Bradford White | MI5036FBN | No | 2006 |  | CH8147684 | No | No | Natural Gas | 40000 |  | Btuh | 0.58 |  | N/A | N/A |  | N/A | N/A | N/A | Garage | No | No | N/A | No |  | N/A | No | N/A |  | N/A |  | N/A | Yes | Yes | Yes | No | 1066 | 1142.3864 | Single Family | 2 | 571.1932 | Single Family_Natural Gas | Single Family_FALSE
Mechanical_00010991 | SITE_00593 | Storage Water Heater | Electric Resistance | 50 |  | Bradford White | RE350T6 | No | 2016 |  | ND37597820 | No | No | Electric | 4.5 |  | kW | 0.95 |  | N/A | N/A |  | N/A | N/A | N/A | Exterior | No | No | N/A | Unknown |  | N/A | No | N/A |  | N/A |  | N/A | No | No | No | No | 1112 | 1323.42 | Manufactured | 1 | 1323.42 | Manufactured_Electric | Manufactured_FALSE
Mechanical_00010992 | SITE_00622 | Storage Water Heater | Fossil Fuel Condensing | 75 |  | Bradford White | MI75S6BN | No | 2011 |  | HG15292770 | No | No | Natural Gas | 76000 |  | Btuh |  | Unknown | N/A | N/A |  | N/A | N/A | N/A | Garage | Yes | No | N/A | No |  | N/A | No | N/A |  | N/A |  | N/A | No | Yes | Yes | No | 1141 | 1142.3864 | Single Family | 1 | 1142.3864 | Single Family_Natural Gas | Single Family_FALSE
Mechanical_00010993 | SITE_00621 | Instantaneous Water Heater | Electric Resistance | 0 |  | InSinkErator | SST-FLTR | No |  | Unknown | 907891418 | No | No | Electric | 0.75 |  | kW |  | Unknown | N/A | N/A |  | N/A | N/A | N/A | Main House | No | Yes | Plumbed drain | N/A |  | N/A | N/A | N/A |  | N/A |  | N/A | No | No | No | No | 1140 | 1656.0588 | Single Family | 2 | 828.0294 | Single Family_Electric | Single Family_FALSE
Mechanical_00010994 | SITE_00591 | Storage Water Heater | Fossil Fuel Non-Condensing | 50 |  | Bradford White | M45036FBN | No | 2015 |  | MB35702334 | No | No | Natural Gas | 40000 |  | Btuh | 0.62 |  | N/A | N/A |  | N/A | N/A | N/A | Garage | Yes | No | N/A | No |  | N/A | No | N/A |  | N/A |  | N/A | Yes | Yes | Yes | No | 1110 | 1142.3864 | Single Family | 1 | 1142.3864 | Single Family_Natural Gas | Single Family_FALSE
Mechanical_00010995 | SITE_00551 | Storage Water Heater | Electric Resistance | 75 |  | Rheem | MR75245B | No | 2012 |  | 0712W 48351 | No | No | Electric | 4.5 |  | kW | 0.92 |  | N/A | N/A |  | N/A | N/A | N/A | Main House | Yes | Yes | Plumbed drain | No |  | N/A | Yes | Polyethylene Foam | 2 |  | 1 |  | No | No | No | No | 1071 | 1142.3864 | Single Family | 1 | 1142.3864 | Single Family_Electric | Single Family_FALSE
Mechanical_00010996 | SITE_00642 | Storage Water Heater | Fossil Fuel Non-Condensing | 75 |  | AO Smith | FSG75202 | Yes | 1989 |  | N/A | No | No | Natural Gas | 75100 |  | Btuh |  | Unknown | N/A | N/A |  | N/A | N/A | N/A | Garage | Yes | No | N/A | No |  | N/A | No | N/A |  | N/A |  | N/A | Yes | Yes | Yes | No | 1161 | 1142.3864 | Single Family | 1 | 1142.3864 | Single Family_Natural Gas | Single Family_FALSE
Mechanical_00010997 | SITE_00587 | Storage Water Heater | Electric Resistance | 80 |  | Bradford White | MI80R6DS13 | No | 2003 |  | ZM3985749 | No | Unknown | Electric | 4.5 |  | kW |  | Unknown | N/A | N/A |  | N/A | N/A | N/A | Garage | Yes | No | N/A | No |  | N/A | Yes | Polyethylene Foam | 8 |  | 1 |  | Yes | Yes | Yes | No | 1106 | 1656.0588 | Single Family | 1 | 1656.0588 | Single Family_Electric | Single Family_FALSE
Mechanical_00010998 | SITE_00621 | Storage Water Heater | Electric Resistance | 55 |  | Reliance | 1250DART | No | 2013 |  | 1350J0066171 | No | No | Electric | 5.5 |  | kW | 0.95 |  | N/A | N/A |  | N/A | N/A | N/A | Main House | Yes | No | N/A | No |  | N/A | Yes | Polyethylene Foam | 2 |  | 1 |  | Yes | Yes | Yes | No | 1140 | 1656.0588 | Single Family | 2 | 828.0294 | Single Family_Electric | Single Family_FALSE
Mechanical_00010999 | SITE_00594 | Storage Water Heater | Electric Resistance | 50 |  | Bradford White | M250S6DS-1NCWW | No | 2004 |  | DE9206197 D/N | No | No | Electric | 4.5 |  | kW | 0.92 |  | N/A | N/A |  | N/A | N/A | N/A | Main House | Yes | No | N/A | No |  | N/A | No | N/A |  | N/A |  | N/A | Yes | No | No | No | 1113 | 1142.3864 | Single Family | 1 | 1142.3864 | Single Family_Electric | Single Family_FALSE
Mechanical_00011000 | SITE_00637 | Storage Water Heater | Fossil Fuel Non-Condensing | 50 |  | Rheem | 41v50-40f | Yes | 2003 |  | N/A | No | No | Natural Gas | 40000 |  | Btuh | 0.54 |  | N/A | N/A |  | N/A | N/A | N/A | Basement | Yes | No | N/A | No |  | N/A | No | N/A |  | N/A |  | N/A | No | Yes | No | No | 1156 | 4710.7778 | Single Family | 1 | 4710.7778 | Single Family_Natural Gas | Single Family_FALSE
Mechanical_00011001 | SITE_00595 | Storage Water Heater | Electric Resistance | 40 |  | Unknown | Unknown | No |  | Unknown | Unknown | No | No | Electric |  | Unknown | kW |  | Unknown | N/A | N/A |  | N/A | N/A | N/A | Main House | Yes | No | N/A | No |  | N/A | No | N/A |  | N/A |  | N/A | Yes | No | Yes | No | 1114 | 1323.42 | Manufactured | 1 | 1323.42 | Manufactured_Electric | Manufactured_FALSE
Mechanical_00011002 | SITE_00633 | Storage Water Heater | Unknown |  | Unknown | National | Unknown | No |  | Unknown | Unknown | Unknown | Unknown | Unknown |  | Unknown | Btuh |  | Unknown | N/A | N/A |  | N/A | N/A | N/A | Main House | Yes | Unknown | N/A | No |  | N/A | No | N/A |  | N/A |  | N/A | No | Yes | Yes | No | 1152 | 4710.7778 | Single Family | 1 | 4710.7778 | Single Family_Unknown | Single Family_FALSE
Mechanical_00010567 | SITE_01615 | Instantaneous Water Heater | Fossil Fuel Non-Condensing | 0 |  | Rinnai | Rey-v2532w-us | Yes | 2004 |  | N/A | No | No | Natural Gas | 199000 |  | Btuh | 0.82 |  | N/A | N/A |  | N/A | N/A | N/A | Main House | Yes | No | N/A | No |  | N/A | No | N/A |  | N/A |  | N/A | N/A | N/A | Yes | No | 2124 | 653.4162 | Single Family | 1 | 653.4162 | Single Family_Natural Gas | Single Family_FALSE
Mechanical_00010568 | SITE_00049 | Instantaneous Water Heater | Fossil Fuel Non-Condensing | 0 |  | Rinnai | RL75e | No |  | Unknown | EC.CA-019580 | No | No | Natural Gas | 180000 |  | Btuh | 0.82 |  | N/A | N/A |  | N/A | N/A | N/A | Exterior | Yes | N/A | N/A | No |  | N/A | No | N/A |  | N/A |  | N/A | N/A | N/A | Yes | No | 572 | 2471.1038 | Single Family | 1 | 2471.1038 | Single Family_Natural Gas | Single Family_FALSE
Mechanical_00010569 | SITE_02067 | Instantaneous Water Heater | Fossil Fuel Condensing | 0 |  | Rinnai | RL75i | Yes | 2013 |  | N/A | No | No | Natural Gas | 180000 |  | Btuh | 0.82 |  | N/A | N/A |  | N/A | N/A | N/A | Garage | Yes | No | N/A | No |  | N/A | Yes | Polyethylene Foam | 4 |  | 0.5 |  | Yes | Yes | Yes | No | 2574 | 3955.5333 | Single Family | 1 | 3955.5333 | Single Family_Natural Gas | Single Family_FALSE
Mechanical_00010570 | SITE_01102 | Instantaneous Water Heater | Fossil Fuel Non-Condensing | 0 |  | Rinnai | RL75i | No |  | Unknown | CK. CA-091359 | No | No | Natural Gas |  | Unknown | Btuh | 0.82 |  | N/A | N/A |  | N/A | N/A | N/A | Garage | Yes | No | N/A | No |  | N/A | Yes | Polyethylene Foam | 2 |  | 1 |  | Yes | Yes | Yes | No | 1618 | 3955.5333 | Single Family | 1 | 3955.5333 | Single Family_Natural Gas | Single Family_FALSE
Mechanical_00010571 | SITE_01600 | Instantaneous Water Heater | Fossil Fuel Non-Condensing | 0 |  | Rinnai | RL75i | No |  | Unknown | HA. CA-002924 | No | No | Natural Gas | 180000 |  | Btuh | 0.82 |  | N/A | N/A |  | N/A | N/A | N/A | Basement | Yes | Yes | Plumbed drain | No |  | N/A | No | N/A |  | N/A |  | N/A | Yes | No | Yes | No | 2109 | 2471.1038 | Single Family | 1 | 2471.1038 | Single Family_Natural Gas | Single Family_FALSE
Mechanical_00010572 | SITE_01976 | Instantaneous Water Heater | Fossil Fuel Condensing | 0 |  | Rinnai | Rl94i | No |  | Unknown | CA-025012 | No | No | Natural Gas | 199000 |  | Btuh | 0.82 |  | N/A | N/A |  | N/A | N/A | N/A | Garage | Yes | No | N/A | No |  | N/A | Yes | Polyethylene Foam | 3 |  | 0.5 |  | No | Yes | Yes | Unknown | 2483 | 14922.6667 | Single Family | 1 | 14922.6667 | Single Family_Natural Gas | Single Family_FALSE
Mechanical_00010573 | SITE_01626 | Storage Water Heater | Electric Resistance | 50 |  | Ruud | Pe2-52-2 | Yes | 2010 |  | N/A | No | No | Electric | 4.5 |  | kW |  | Unknown | N/A | N/A |  | N/A | N/A | N/A | Basement | Yes | No | N/A | No |  | N/A | No | N/A |  | N/A |  | N/A | No | No | No | No | 2135 | 257.4775 | Single Family | 1 | 257.4775 | Single Family_Electric | Single Family_FALSE
Mechanical_00010574 | SITE_01893 | Storage Water Heater | Electric Resistance | 65 |  | Ruud | ME3R-66-2 | Yes | 2011 |  | N/A | No | No | Electric | 4.5 |  | kW |  | Unknown | N/A | N/A |  | N/A | N/A | N/A | Main House | Yes | No | N/A | No |  | N/A | Yes | Polyethylene Foam | 16 |  | 0.5 |  | Yes | No | Yes | No | 2400 | 2471.1038 | Single Family | 1 | 2471.1038 | Single Family_Electric | Single Family_FALSE
Mechanical_00010575 | SITE_01678 | Storage Water Heater | Fossil Fuel Non-Condensing | 50 |  | Ruud | P2-50F1 | No | 2013 |  | RULNM101305778 | No | No | Natural Gas | 38000 |  | Btuh | 0.58 |  | N/A | N/A |  | N/A | N/A | N/A | Basement | Yes | No | N/A | No |  | N/A | No | N/A |  | N/A |  | N/A | No | No | Yes | No | 2186 | 257.4775 | Single Family | 1 | 257.4775 | Single Family_Natural Gas | Single Family_FALSE
Mechanical_00010576 | SITE_01210 | Storage Water Heater | Electric Resistance | 50 |  | Ruud | PE2-52-2 | Yes | 2006 |  | N/A | No | No | Electric | 4.5 |  | kW | 0.91 |  | N/A | N/A |  | N/A | N/A | N/A | Other | Yes | No | N/A | No |  | N/A | Yes | Polyethylene Foam | 5 |  | 0.75 |  | No | No | Yes | No | 1725 | 14922.6667 | Single Family | 1 | 14922.6667 | Single Family_Electric | Single Family_FALSE
Mechanical_00010577 | SITE_01162 | Storage Water Heater | Electric Resistance | 50 |  | Ruud | Pe2-52-2 | No | 2009 |  | RU 0409R09220 | No | No | Electric | 4.5 |  | kW | 0.91 |  | N/A | N/A |  | N/A | N/A | N/A | Garage | Yes | No | N/A | No |  | N/A | Yes | Polyethylene Foam | 4 |  | 0.5 |  | Yes | No | No | No | 1677 | 653.4162 | Single Family | 1 | 653.4162 | Single Family_Electric | Single Family_FALSE
Mechanical_00010578 | SITE_01111 | Storage Water Heater | Electric Resistance | 5 |  | Ruud | Pe2m-52-2 | Yes | 2007 |  | N/A | No | No | Electric | 4.5 |  | kW | 0.9 |  | N/A | N/A |  | N/A | N/A | N/A | Main House | Yes | No | N/A | No |  | N/A | No | N/A |  | N/A |  | N/A | No | Yes | No | No | 1626 | 2383.66 | Multifamily Residence | 1 | 2383.66 | Multifamily Residence_Electric | Multifamily Residence_FALSE
Mechanical_00010579 | SITE_00054 | Storage Water Heater | Electric Resistance | 40 |  | Ruud | Pe40-2 c | No | 1998 |  | RU 1098135196 | No | No | Electric | 4.5 |  | kW | 0.88 |  | N/A | N/A |  | N/A | N/A | N/A | Main House | Yes | No | N/A | No |  | N/A | No | N/A |  | N/A |  | N/A | No | No | Yes | No | 577 | 2002.39 | Multifamily Residence | 1 | 2002.39 | Multifamily Residence_Electric | Multifamily Residence_FALSE
Mechanical_00010580 | SITE_01746 | Storage Water Heater | Electric Resistance | 50 |  | Ruud | PE52-2 C | No | 2000 |  | RU0500625490 | No | No | Electric | 4.5 |  | kW | 0.91 |  | N/A | N/A |  | N/A | N/A | N/A | Main House | Yes | Yes | Plumbed drain | No |  | N/A | Yes | Polyethylene Foam | 6 |  | 1 |  | Yes | No | No | No | 2254 | 1982.27 | Manufactured | 1 | 1982.27 | Manufactured_Electric | Manufactured_FALSE
Mechanical_00010581 | SITE_01607 | Storage Water Heater | Electric Resistance | 65 |  | Ruud | PE66-2 B | Yes | 2003 |  | N/A | No | No | Electric | 4.5 |  | kW | 0.87 |  | N/A | N/A |  | N/A | N/A | N/A | Basement | Yes | No | N/A | No |  | N/A | No | N/A |  | N/A |  | N/A | Yes | No | No | No | 2116 | 2471.1038 | Single Family | 1 | 2471.1038 | Single Family_Electric | Single Family_FALSE
Mechanical_00010582 | SITE_01798 | Storage Water Heater | Electric Resistance | 50 |  | Ruud | PEM52-2 B | No | 1998 |  | RU 0598158627 | No | No | Electric | 4.5 |  | kW | 0.86 |  | N/A | N/A |  | N/A | N/A | N/A | Main House | Yes | Yes | Plumbed drain | No |  | N/A | No | N/A |  | N/A |  | N/A | Yes | No | No | No | 2306 | 2000.27 | Multifamily Residence | 1 | 2000.27 | Multifamily Residence_Electric | Multifamily Residence_FALSE
Mechanical_00010583 | SITE_01563 | Storage Water Heater | Electric Resistance | 40 |  | Ruud | Proe40 m2 ru95 | Yes | 2016 |  | N/A | No | No | Electric | 4.5 |  | kW | 0.95 |  | N/A | N/A |  | N/A | N/A | N/A | Main House | Yes | No | N/A | No |  | N/A | No | N/A |  | N/A |  | N/A | Yes | Yes | No | No | 2072 | 653.4162 | Single Family | 1 | 653.4162 | Single Family_Electric | Single Family_FALSE
Mechanical_00010584 | SITE_02064 | Storage Water Heater | Electric Resistance | 50 |  | Ruud | Proe50 m2 ru95 | Yes | 2016 |  | N/A | No | No | Electric | 4.5 |  | kW | 0.95 |  | N/A | N/A |  | N/A | N/A | N/A | Main House | Yes | No | N/A | No |  | N/A | No | N/A |  | N/A |  | N/A | No | No | No | No | 2571 | 14922.6667 | Single Family | 1 | 14922.6667 | Single Family_Electric | Single Family_FALSE
Mechanical_00010585 | SITE_01148 | Storage Water Heater | Electric Resistance | 50 |  | Ruud | Proe50t2ru95 | Yes | 2015 |  | N/A | No | No | Electric | 4.5 |  | kW | 0.95 |  | N/A | N/A |  | N/A | N/A | N/A | Main House | Yes | No | N/A | No |  | N/A | Yes | Polyethylene Foam | 5 |  | 1 |  | No | No | Yes | No | 1663 | 2002.39 | Multifamily Residence | 1 | 2002.39 | Multifamily Residence_Electric | Multifamily Residence_FALSE
Mechanical_00010586 | SITE_00924 | Storage Water Heater | Fossil Fuel Condensing |  | Unknown | Satellite | Unknown | No |  | Unknown | Unknown | No | No | Natural Gas |  | Unknown | Btuh |  | Unknown | N/A | N/A |  | N/A | N/A | N/A | Main House | Yes | No | N/A | No |  | N/A | No | N/A |  | N/A |  | N/A | No | No | No | No | 1441 | 331.65 | Manufactured | 1 | 331.65 | Manufactured_Natural Gas | Manufactured_FALSE
Mechanical_00010587 | SITE_01075 | Instantaneous Water Heater | Fossil Fuel Condensing | 0 |  | S-Line | DPW-120 | No |  | Unknown | Unknown | No | No | Natural Gas | 120000 |  | Btuh |  | Unknown | N/A | N/A |  | N/A | N/A | N/A | Garage | Yes | No | N/A | No |  | N/A | No | N/A |  | N/A |  | N/A | Yes | Yes | Yes | No | 1591 | 3955.5333 | Single Family | 2 | 1977.7667 | Single Family_Natural Gas | Single Family_FALSE
Mechanical_00010588 | SITE_01073 | Storage Water Heater | Fossil Fuel Non-Condensing | 38 |  | State | Gs640hbrtg | No | 2005 |  | K05J007869 | No | No | Propane | 37000 |  | Btuh |  | Unknown | N/A | N/A |  | N/A | N/A | N/A | Garage | Yes | No | N/A | No |  | N/A | Yes | Polyethylene Foam | 6 |  | 1 |  | Yes | Yes | Yes | No | 1589 | 3955.5333 | Single Family | 1 | 3955.5333 | Single Family_Propane | Single Family_FALSE
Mechanical_00010589 | SITE_01925 | Storage Water Heater | Fossil Fuel Non-Condensing | 50 |  | State | GS650HBRTGTC0 | Yes | 2007 |  | N/A | No | No | Propane | 37000 |  | Btuh |  | Unknown | N/A | N/A |  | N/A | N/A | N/A | Garage | Yes | No | N/A | No |  | N/A | Yes | Polyethylene Foam | 3 |  | 0.5 |  | Yes | Yes | Yes | No | 2432 | 3955.5333 | Single Family | 1 | 3955.5333 | Single Family_Propane | Single Family_FALSE
Mechanical_00010590 | SITE_01096 | Storage Water Heater | Fossil Fuel Non-Condensing | 50 |  | State | GS650YBRT | No |  | Unknown | 1349J009362 | No | No | Natural Gas |  | Unknown | Btuh | 0.58 |  | N/A | N/A |  | N/A | N/A | N/A | Garage | Yes | No | N/A | No |  | N/A | Yes | Polyethylene Foam | 2 |  | 1 |  | Yes | Yes | Yes | No | 1612 | 3955.5333 | Single Family | 1 | 3955.5333 | Single Family_Natural Gas | Single Family_FALSE
Mechanical_00010591 | SITE_01917 | Storage Water Heater | Fossil Fuel Condensing | 74 |  | State | GS675XRRS | Yes | 2005 |  | N/A | No | No | Natural Gas | 75100 |  | Btuh |  | Unknown | N/A | N/A |  | N/A | N/A | N/A | Garage | Yes | No | N/A | No |  | N/A | No | N/A |  | N/A |  | N/A | Yes | Yes | Yes | No | 2424 | 3955.5333 | Single Family | 1 | 3955.5333 | Single Family_Natural Gas | Single Family_FALSE
Mechanical_00010592 | SITE_00073 | Storage Water Heater | Fossil Fuel Condensing | 50 |  | State | Pr650ccvit | Yes | 2005 |  | N/A | No | No | Propane | 40000 |  | Btuh |  | Unknown | N/A | N/A |  | N/A | N/A | N/A | Garage | Yes | No | N/A | No |  | N/A | Yes | Polyethylene Foam | 6 |  | 1 |  | Yes | Yes | Yes | Unknown | 596 | 3955.5333 | Single Family | 1 | 3955.5333 | Single Family_Propane | Single Family_FALSE
Mechanical_00010593 | SITE_01581 | Storage Water Heater | Fossil Fuel Non-Condensing | 50 |  | State | Pr650n0dsw | No | 2001 |  | M01109946 | No | No | Natural Gas | 38000 |  | Btuh | 0.59 |  | N/A | N/A |  | N/A | N/A | N/A | Garage | Yes | No | N/A | No |  | N/A | No | N/A |  | N/A |  | N/A | No | Yes | No | No | 2090 | 2471.1038 | Single Family | 1 | 2471.1038 | Single Family_Natural Gas | Single Family_FALSE
Mechanical_00010594 | SITE_01923 | Storage Water Heater | Fossil Fuel Non-Condensing | 50 |  | State | PR650NBRT | No | 2002 |  | J02402828 | No | No | Natural Gas | 40000 |  | Btuh | 0.54 |  | N/A | N/A |  | N/A | N/A | N/A | Garage | Yes | No | N/A | No |  | N/A | No | N/A |  | N/A |  | N/A | Yes | Yes | Yes | No | 2430 | 2471.1038 | Single Family | 1 | 2471.1038 | Single Family_Natural Gas | Single Family_FALSE
Mechanical_00010595 | SITE_00154 | Storage Water Heater | Fossil Fuel Non-Condensing | 50 |  | State | Pr650nbrt | No | 2000 |  | A00417353 | No | No | Natural Gas | 40000 |  | Btuh | 0.54 |  | N/A | N/A |  | N/A | N/A | N/A | Basement | Yes | No | N/A | No |  | N/A | No | N/A |  | N/A |  | N/A | No | No | Yes | No | 676 | 2471.1038 | Single Family | 1 | 2471.1038 | Single Family_Natural Gas | Single Family_FALSE
Mechanical_00015617 | SITE_00017 | Storage Water Heater | Electric Resistance | 40 |  | Bradford White | M240S6DS-1NCWW | No | 2013 |  | KF18434704 | No | No | Electric | 4.5 |  | kW |  | Unknown | N/A | N/A |  | N/A | N/A | N/A | Main House | Yes | No | N/A | No |  | N/A | No | N/A |  | N/A |  | N/A | No | No | No | No | 540 | 997.59 | Manufactured | 1 | 997.59 | Manufactured_Electric | Manufactured_FALSE
Mechanical_00015618 | SITE_00322 | Storage Water Heater | Electric Resistance | 40 |  | Rheem | XE40M06ST45U1 | No | 2015 |  | M491514066 | No | No | Electric | 4.5 |  | kW | 0.93 |  | N/A | N/A |  | N/A | N/A | N/A | Main House | Yes | No | N/A | No |  | N/A | Yes | Polyethylene Foam | 5 |  | 0.5 |  | No | No | No | No | 842 | 1097.77 | Manufactured | 1 | 1097.77 | Manufactured_Electric | Manufactured_FALSE
Mechanical_00011552 | SITE_01361 | Storage Water Heater | Electric Resistance |  | Unknown | Unknown | Unknown | No |  | Unknown | Unknown | No | No | Electric |  | Unknown | kW |  | Unknown | N/A | N/A |  | N/A | N/A | N/A | Main House | Yes | Unknown | N/A | Unknown |  | N/A | Unknown | N/A |  | N/A |  | N/A | Yes | No | No | No | 1876 | 626.07 | Manufactured | 1 | 626.07 | Manufactured_Electric | Manufactured_FALSE
Mechanical_00011553 | SITE_00318 | Storage Water Heater | Fossil Fuel Non-Condensing | 30 |  | American Water Heaters | Mhg61-30t31-3pv | No | 2005 |  | 522124062 | No | No | Propane | 31000 |  | Btuh |  | Unknown | N/A | N/A |  | N/A | N/A | N/A | Exterior | Yes | Unknown | N/A | No |  | N/A | Yes | Polyethylene Foam | 2 |  | 1 |  | Yes | No | No | No | 838 | 626.07 | Manufactured | 1 | 626.07 | Manufactured_Propane | Manufactured_FALSE
Mechanical_00011554 | SITE_00206 | Storage Water Heater | Electric Resistance | 50 |  | AO Smith | Ect 52 200 | No | 2010 |  | 1013J004058 | No | No | Electric | 4.5 |  | kW | 0.91 |  | N/A | N/A |  | N/A | N/A | N/A | Main House | Yes | Unknown | N/A | No |  | N/A | No | N/A |  | N/A |  | N/A | No | No | Yes | No | 726 | 773.6 | Multifamily Residence | 1 | 773.6 | Multifamily Residence_Electric | Multifamily Residence_FALSE
Mechanical_00011555 | SITE_01357 | Storage Water Heater | Electric Resistance | 75 |  | Schuco | S-WW-75-1E | No |  | Unknown | JC16451246 | No | No | Electric | 4.5 |  | kW |  | Unknown | N/A | N/A |  | N/A | N/A | N/A | Main House | Yes | No | N/A | No |  | N/A | No | N/A |  | N/A |  | N/A | No | No | No | No | 1872 | 2474.375 | Single Family | 1 | 2474.375 | Single Family_Electric | Single Family_FALSE
Mechanical_00011556 | SITE_01223 | Storage Water Heater | Electric Resistance | 40 |  | Kenmore | 153.3265 | No | 2009 |  | 0937A025013 | No | No | Electric | 3.8 |  | kW | 0.92 |  | N/A | N/A |  | N/A | N/A | N/A | Main House | Yes | No | N/A | No |  | N/A | No | N/A |  | N/A |  | N/A | No | No | Yes | No | 1738 | 894.83 | Manufactured | 1 | 894.83 | Manufactured_Electric | Manufactured_FALSE
Mechanical_00011557 | SITE_01278 | Storage Water Heater | Electric Resistance |  | Unknown | Unknown | Unknown | No |  | Unknown | Unknown | No | No | Electric |  | Unknown | kW |  | Unknown | N/A | N/A |  | N/A | N/A | N/A | Main House | Yes | Yes | Plumbed drain | Unknown |  | N/A | Unknown | N/A |  | N/A |  | N/A | No | No | Yes | No | 1793 | 894.83 | Manufactured | 1 | 894.83 | Manufactured_Electric | Manufactured_FALSE
Mechanical_00011558 | SITE_01329 | Storage Water Heater | Electric Resistance | 40 |  | Reliance | 640D0RS | No | 2013 |  | 1325J008838 | No | No | Electric | 4.5 |  | kW | 0.92 |  | N/A | N/A |  | N/A | N/A | N/A | Main House | Yes | Yes | Plumbed drain | No |  | N/A | No | N/A |  | N/A |  | N/A | No | Yes | Yes | No | 1844 | 894.83 | Manufactured | 1 | 894.83 | Manufactured_Electric | Manufactured_FALSE
Mechanical_00011559 | SITE_01320 | Storage Water Heater | Electric Resistance | 52 |  | Kenmore | 153.315540 h | No | 1982 |  | F82101834 | No | No | Electric | 3.8 |  | kW |  | Unknown | N/A | N/A |  | N/A | N/A | N/A | Main House | Yes | No | N/A | No |  | N/A | No | N/A |  | N/A |  | N/A | No | No | Yes | No | 1835 | 2474.375 | Single Family | 2 | 1237.1875 | Single Family_Electric | Single Family_FALSE
Mechanical_00011560 | SITE_01320 | Storage Water Heater | Electric Resistance | 50 |  | Rheem | XE50T06ST45U1 | Yes | 2016 |  | N/A | No | No | Electric | 4.5 |  | kW | 0.91 |  | N/A | N/A |  | N/A | N/A | N/A | Main House | Yes | Yes | Plumbed drain | No |  | N/A | No | N/A |  | N/A |  | N/A | Yes | No | Yes | No | 1835 | 2474.375 | Single Family | 2 | 1237.1875 | Single Family_Electric | Single Family_FALSE
Mechanical_00011561 | SITE_01224 | Storage Water Heater | Electric Resistance | 50 |  | Bradford White | M250t6ds-1ncww | No | 2010 |  | GG13696174 | No | No | Electric | 4.5 |  | kW | 0.9 |  | N/A | N/A |  | N/A | N/A | N/A | Main House | Yes | No | N/A | No |  | N/A | No | N/A |  | N/A |  | N/A | Yes | No | No | No | 1739 | 894.83 | Manufactured | 1 | 894.83 | Manufactured_Electric | Manufactured_FALSE
Mechanical_00011562 | SITE_01356 | Storage Water Heater | Electric Resistance | 55 |  | Kenmore | 153.3215 | No | 2013 |  | 1344A004541 | No | No | Electric | 3.8 |  | kW |  | Unknown | N/A | N/A |  | N/A | N/A | N/A | Garage | Yes | No | N/A | No |  | N/A | No | N/A |  | N/A |  | N/A | Yes | Yes | Yes | No | 1871 | 2267.7917 | Single Family | 1 | 2267.7917 | Single Family_Electric | Single Family_FALSE
Mechanical_00011563 | SITE_01336 | Storage Water Heater | Electric Resistance | 50 |  | General Electric | Geh50deejsca | Yes | 2015 |  | N/A | No | No | Electric | 4.5 |  | kW | 3.39 |  | N/A | N/A |  | N/A | N/A | N/A | Main House | Yes | Yes | Plumbed drain | No |  | N/A | No | N/A |  | N/A |  | N/A | Yes | Yes | Yes | Unknown | 1851 | 2474.375 | Single Family | 1 | 2474.375 | Single Family_Electric | Single Family_FALSE
Mechanical_00011564 | SITE_00080 | Storage Water Heater | Electric Resistance | 50 |  | Rheem | 81mv52d | No | 1993 |  | 0293C01467 | No | No | Electric | 4.5 |  | kW |  | Unknown | N/A | N/A |  | N/A | N/A | N/A | Main House | Yes | No | N/A | No |  | N/A | No | N/A |  | N/A |  | N/A | N/A | No | No | No | 603 | 739.45 | Multifamily Residence | 1 | 739.45 | Multifamily Residence_Electric | Multifamily Residence_FALSE
Mechanical_00011565 | SITE_00085 | Storage Water Heater | Electric Resistance | 40 |  | American Appliance | E62-40r-045d | No | 2011 |  | 1143T479199 | No | No | Electric | 4.5 |  | kW | 0.92 |  | N/A | N/A |  | N/A | N/A | N/A | Main House | Yes | No | N/A | No |  | N/A | No | N/A |  | N/A |  | N/A | Yes | No | No | No | 608 | 739.45 | Multifamily Residence | 1 | 739.45 | Multifamily Residence_Electric | Multifamily Residence_FALSE
Mechanical_00011566 | SITE_00094 | Storage Water Heater | Electric Resistance | 30 |  | General Electric | Ge30s06aag | Yes | 2012 |  | N/A | No | No | Electric | 4.5 |  | kW | 0.93 |  | N/A | N/A |  | N/A | N/A | N/A | Main House | Yes | No | N/A | No |  | N/A | No | N/A |  | N/A |  | N/A | No | No | No | No | 617 | 739.45 | Multifamily Residence | 1 | 739.45 | Multifamily Residence_Electric | Multifamily Residence_FALSE
Mechanical_00011567 | SITE_00130 | Storage Water Heater | Electric Resistance | 50 |  | AO Smith | Ens-50 110 | No | 2017 |  | 1712105447877 | No | No | Electric | 4.5 |  | kW | 0.95 |  | N/A | N/A |  | N/A | N/A | N/A | Garage | Yes | No | N/A | No |  | N/A | No | N/A |  | N/A |  | N/A | N/A | No | No | No | 653 | 739.45 | Multifamily Residence | 1 | 739.45 | Multifamily Residence_Electric | Multifamily Residence_FALSE
Mechanical_00011568 | SITE_00180 | Storage Water Heater | Fossil Fuel Non-Condensing | 40 |  | Bradford White | MI40T6FBN | Yes | 2006 |  | N/A | No | No | Natural Gas | 40000 |  | Btuh | 0.59 |  | N/A | N/A |  | N/A | N/A | N/A | Main House | Yes | No | N/A | No |  | N/A | No | N/A |  | N/A |  | N/A | No | No | Yes | No | 700 | 4219.8431 | Single Family | 1 | 4219.8431 | Single Family_Natural Gas | Single Family_FALSE
Mechanical_00011569 | SITE_00181 | Storage Water Heater | Electric Resistance | 40 |  | Bradford White | MI40L6DS13 | Yes | 1994 |  | N/A | No | No | Electric | 4.5 |  | kW | 0.92 |  | N/A | N/A |  | N/A | N/A | N/A | Unknown | Unknown | Unknown | N/A | Unknown |  | N/A | Unknown | N/A |  | N/A |  | N/A | Unknown | Unknown | Unknown | Unknown | 701 | 2272.53 | Multifamily Residence | 1 | 2272.53 | Multifamily Residence_Electric | Multifamily Residence_FALSE
Mechanical_00011570 | SITE_00182 | Storage Water Heater | Electric Resistance | 50 |  | US Craftmaster | EE3350RD055V | No |  | Unknown | Unknown | No | No | Electric | 5.5 |  | kW |  | Unknown | N/A | N/A |  | N/A | N/A | N/A | Main House | Yes | No | N/A | No |  | N/A | No | N/A |  | N/A |  | N/A | No | No | No | No | 702 | 4219.8431 | Single Family | 1 | 4219.8431 | Single Family_Electric | Single Family_FALSE
Mechanical_00011571 | SITE_00184 | Storage Water Heater | Fossil Fuel Condensing | 50 |  | Rheem | PROG50-38N RH58 | Yes | 2013 |  | N/A | No | No | Natural Gas | 38000 |  | Btuh | 0.58 |  | N/A | N/A |  | N/A | N/A | N/A | Garage | No | Yes | Plumbed drain | No |  | N/A | No | N/A |  | N/A |  | N/A | Yes | Yes | Yes | No | 704 | 4219.8431 | Single Family | 2 | 2109.9216 | Single Family_Natural Gas | Single Family_FALSE
Mechanical_00011572 | SITE_00184 | Storage Water Heater | Fossil Fuel Condensing | 50 |  | Rheem | PROG50-38N RH58 | Yes | 2013 |  | N/A | No | No | Natural Gas | 38000 |  | Btuh | 0.58 |  | N/A | N/A |  | N/A | N/A | N/A | Garage | No | Yes | Plumbed drain | No |  | N/A | No | N/A |  | N/A |  | N/A | Yes | Yes | Yes | No | 704 | 4219.8431 | Single Family | 2 | 2109.9216 | Single Family_Natural Gas | Single Family_FALSE
Mechanical_00011573 | SITE_00186 | Storage Water Heater | Fossil Fuel Non-Condensing | 50 |  | Bradford White | Mi5036fbn | No |  | Unknown | Unknown | No | No | Natural Gas | 40000 |  | Btuh | 0.58 |  | N/A | N/A |  | N/A | N/A | N/A | Unknown | Unknown | Unknown | N/A | Unknown |  | N/A | Unknown | N/A |  | N/A |  | N/A | Unknown | Unknown | Unknown | Unknown | 706 | 4219.8431 | Single Family | 1 | 4219.8431 | Single Family_Natural Gas | Single Family_FALSE
Mechanical_00011574 | SITE_00187 | Storage Water Heater | Fossil Fuel Non-Condensing | 50 |  | Bradford White | MI5036EN10 | No |  | Unknown | Unknown | No | No | Natural Gas | 40000 |  | Btuh |  | Unknown | N/A | N/A |  | N/A | N/A | N/A | Main House | Yes | Yes | Plumbed drain | No |  | N/A | No | N/A |  | N/A |  | N/A | Yes | No | Yes | No | 707 | 4219.8431 | Single Family | 1 | 4219.8431 | Single Family_Natural Gas | Single Family_FALSE
Mechanical_00011575 | SITE_00188 | Storage Water Heater | Fossil Fuel Non-Condensing | 38 |  | AO Smith | GCV 40 100 | Yes | 2006 |  | N/A | No | No | Natural Gas | 40000 |  | Btuh | 0.59 |  | N/A | N/A |  | N/A | N/A | N/A | Garage | Yes | Unknown | N/A | No |  | N/A | No | N/A |  | N/A |  | N/A | Yes | Yes | No | No | 708 | 4219.8431 | Single Family | 1 | 4219.8431 | Single Family_Natural Gas | Single Family_FALSE
Mechanical_00011576 | SITE_00189 | Storage Water Heater | Fossil Fuel Non-Condensing | 50 |  | Rheem | 22V50F1 | Yes | 2005 |  | N/A | No | No | Natural Gas | 38000 |  | Btuh | 0.58 |  | N/A | N/A |  | N/A | N/A | N/A | Garage | Yes | Yes | Plumbed drain | No |  | N/A | No | N/A |  | N/A |  | N/A | Yes | Yes | Yes | No | 709 | 4219.8431 | Single Family | 1 | 4219.8431 | Single Family_Natural Gas | Single Family_FALSE
Mechanical_00011577 | SITE_00192 | Storage Water Heater | Fossil Fuel Non-Condensing | 50 |  | Whirlpool | N50T61-403 | No | 2012 |  | 1234t465363 | No | No | Natural Gas | 40000 |  | Btuh | 0.58 |  | N/A | N/A |  | N/A | N/A | N/A | Basement | Yes | Yes | Floor drain | No |  | N/A | No | N/A |  | N/A |  | N/A | No | No | No | No | 712 | 4219.8431 | Single Family | 1 | 4219.8431 | Single Family_Natural Gas | Single Family_FALSE
Mechanical_00011578 | SITE_00212 | Storage Water Heater | Electric Resistance | 50 |  | Ruud | PE3R-52-2 | No | 2013 |  | RUM091310313 | No | No | Electric | 4.5 |  | kW |  | Unknown | N/A | N/A |  | N/A | N/A | N/A | Main House | Yes | No | N/A | No |  | N/A | No | N/A |  | N/A |  | N/A | No | No | Yes | No | 732 | 773.6 | Multifamily Residence | 1 | 773.6 | Multifamily Residence_Electric | Multifamily Residence_FALSE
Mechanical_00011579 | SITE_00213 | Storage Water Heater | Electric Resistance | 50 |  | Rheem | 82v52-2 | Yes | 2009 |  | N/A | No | No | Electric | 4.5 |  | kW | 0.91 |  | N/A | N/A |  | N/A | N/A | N/A | Main House | Yes | No | N/A | No |  | N/A | No | N/A |  | N/A |  | N/A | No | No | Yes | No | 733 | 773.6 | Multifamily Residence | 1 | 773.6 | Multifamily Residence_Electric | Multifamily Residence_FALSE
Mechanical_00011580 | SITE_00216 | Storage Water Heater | Electric Resistance | 30 |  | General Electric | GE30S06A | No | 2000 |  | GE 0800406858 | No | No | Electric | 4.5 |  | kW | 0.93 |  | N/A | N/A |  | N/A | N/A | N/A | Main House | Yes | No | N/A | No |  | N/A | No | N/A |  | N/A |  | N/A | No | No | No | No | 736 | 4862.5455 | Single Family | 1 | 4862.5455 | Single Family_Electric | Single Family_FALSE
Mechanical_00011176 | SITE_00662 | Storage Water Heater | Fossil Fuel Non-Condensing | 50 |  | American Appliance | G51-50T40-3N | No | 1997 |  | 9715352398 | No | No | Natural Gas | 40000 |  | Btuh | 0.56 |  | N/A | N/A |  | N/A | N/A | N/A | Basement | Yes | Yes | Floor drain | No |  | N/A | No | N/A |  | N/A |  | N/A | Yes | Yes | Yes | No | 1181 | 2880.3393 | Single Family | 1 | 2880.3393 | Single Family_Natural Gas | Single Family_FALSE
Mechanical_00011177 | SITE_00442 | Storage Water Heater | Electric Resistance | 50 |  | General Electric | GE50M6A | No | 2002 |  | GE 0102249299 | No | No | Electric | 4.5 |  | kW | 0.86 |  | N/A | N/A |  | N/A | N/A | N/A | Main House | Yes | No | N/A | No |  | N/A | Yes | Polyethylene Foam | 4 |  | 0.5 |  | No | No | No | No | 962 | 687.85 | Multifamily Residence | 1 | 687.85 | Multifamily Residence_Electric | Multifamily Residence_FALSE
Mechanical_00011178 | SITE_00426 | Storage Water Heater | Electric Resistance | 40 |  | Whirlpool | e1f40rd045v | No | 2005 |  | 513121556 | No | No | Electric | 4.5 |  | kW |  | Unknown | N/A | N/A |  | N/A | N/A | N/A | Main House | Yes | Yes | Plumbed drain | No |  | N/A | No | N/A |  | N/A |  | N/A | Yes | No | Yes | No | 946 | 1628.92 | Manufactured | 1 | 1628.92 | Manufactured_Electric | Manufactured_FALSE
Mechanical_00011179 | SITE_00730 | Storage Water Heater | Electric Heat Pump (Packaged) | 50 |  | General Electric | GEH50DFEJSRA | Yes | 2015 |  | N/A | No | No | Electric | 4.5 |  | kW | 3.25 |  | Yes | Mechanical Room | 300 |  | Same room | Both | Basement | No | Yes | Floor drain | No |  | N/A | No | N/A |  | N/A |  | N/A | Yes | Yes | Yes | Unknown | 1249 | 2639.8857 | Single Family | 2 | 1319.9429 | Single Family_Electric | Single Family_TRUE
Mechanical_00011180 | SITE_00730 | Storage Water Heater | Electric Heat Pump (Packaged) | 50 |  | General Electric | GEH50DFEJSRA | Yes | 2015 |  | N/A | No | No | Electric | 4.5 |  | kW | 3.25 |  | Yes | Mechanical Room | 300 |  | Same room | N/A | Basement | No | Yes | Plumbed drain | No |  | N/A | No | N/A |  | N/A |  | N/A | Yes | Yes | Yes | Unknown | 1249 | 2639.8857 | Single Family | 2 | 1319.9429 | Single Family_Electric | Single Family_TRUE
Mechanical_00011181 | SITE_00703 | Storage Water Heater | Electric Resistance | 80 |  | Ruud | pe80-2 a | No | 2002 |  | ru 0402268392 | No | No | Electric | 4.5 |  | kW |  | Unknown | N/A | N/A |  | N/A | N/A | N/A | Basement | Yes | Yes | Floor drain | No |  | N/A | No | N/A |  | N/A |  | N/A | No | Yes | No | No | 1222 | 2639.8857 | Single Family | 1 | 2639.8857 | Single Family_Electric | Single Family_FALSE
Mechanical_00011182 | SITE_00694 | Storage Water Heater | Electric Resistance | 50 |  | American Water Heaters | e63-50h-045dc | Yes | 2002 |  | N/A | No | No | Electric | 4.5 |  | kW | 0.93 |  | N/A | N/A |  | N/A | N/A | N/A | Garage | Yes | Yes | Floor drain | No |  | N/A | No | N/A |  | N/A |  | N/A | Yes | Yes | Yes | No | 1213 | 2639.8857 | Single Family | 1 | 2639.8857 | Single Family_Electric | Single Family_FALSE
Mechanical_00011183 | SITE_00750 | Storage Water Heater | Fossil Fuel Non-Condensing | 40 |  | Ruud | p40-7 | Yes | 1996 |  | N/A | No | No | Natural Gas | 34000 |  | Btuh | 0.56 |  | N/A | N/A |  | N/A | N/A | N/A | Garage | Yes | Unknown | N/A | No |  | N/A | Yes | Rubber | 2 |  | 0.5 |  | Yes | Yes | Yes | No | 1269 | 2639.8857 | Single Family | 1 | 2639.8857 | Single Family_Natural Gas | Single Family_FALSE
Mechanical_00011184 | SITE_00706 | Storage Water Heater | Electric Resistance | 50 |  | Ruud | proe50 t2 ru95 | Yes | 2016 |  | N/A | No | No | Electric | 4.5 |  | kW | 0.95 |  | N/A | N/A |  | N/A | N/A | N/A | Garage | Yes | Unknown | N/A | No |  | N/A | No | N/A |  | N/A |  | N/A | Yes | Yes | Yes | No | 1225 | 2639.8857 | Single Family | 1 | 2639.8857 | Single Family_Electric | Single Family_FALSE
Mechanical_00011185 | SITE_00661 | Storage Water Heater | Electric Resistance | 50 |  | Hotpoint | he50m1b00 | Yes | 2003 |  | N/A | No | No | Electric | 2.855 |  | kW | 0.86 |  | N/A | N/A |  | N/A | N/A | N/A | Main House | Yes | No | N/A | Yes |  | N/A | No | N/A |  | N/A |  | N/A | Yes | No | Yes | No | 1180 | 1824.63 | Manufactured | 1 | 1824.63 | Manufactured_Electric | Manufactured_FALSE
Mechanical_00011186 | SITE_00721 | Storage Water Heater | Fossil Fuel Non-Condensing | 40 |  | American Water Heaters | bfg6140t403no | No | 2008 |  | 0806T416446 | No | No | Natural Gas | 40000 |  | Btuh | 0.59 |  | N/A | N/A |  | N/A | N/A | N/A | Garage | Yes | Yes | Floor drain | No |  | N/A | Yes | Fiberglass | 4 |  | 2 |  | Yes | Yes | Yes | No | 1240 | 2639.8857 | Single Family | 1 | 2639.8857 | Single Family_Natural Gas | Single Family_FALSE
Mechanical_00011187 | SITE_00783 | Storage Water Heater | Electric Resistance | 50 |  | General Electric | ge50t06tag | Yes | 2010 |  | N/A | No | No | Electric | 4.5 |  | kW | 0.95 |  | N/A | N/A |  | N/A | N/A | N/A | Main House | Yes | Unknown | N/A | No |  | N/A | No | N/A |  | N/A |  | N/A | No | No | Yes | No | 1302 | 2639.8857 | Single Family | 1 | 2639.8857 | Single Family_Electric | Single Family_FALSE
Mechanical_00011188 | SITE_00722 | Storage Water Heater | Electric Resistance | 50 |  | Rheem | xe50mo6st45u0 | Yes | 2015 |  | N/A | No | No | Electric | 4.5 |  | kW | 0.9 |  | N/A | N/A |  | N/A | N/A | N/A | Main House | Yes | No | N/A | No |  | N/A | No | N/A |  | N/A |  | N/A | Yes | No | No | No | 1241 | 2639.8857 | Single Family | 1 | 2639.8857 | Single Family_Electric | Single Family_FALSE
Mechanical_00011189 | SITE_00705 | Storage Water Heater | Fossil Fuel Non-Condensing | 50 |  | Bradford White | M45036FBN | No | 2011 |  | HM15953946 | No | No | Natural Gas | 40000 |  | Btuh | 0.62 |  | N/A | N/A |  | N/A | N/A | N/A | Basement | Yes | No | N/A | No |  | N/A | No | N/A |  | N/A |  | N/A | No | Yes | No | No | 1224 | 2880.3393 | Single Family | 1 | 2880.3393 | Single Family_Natural Gas | Single Family_FALSE
Mechanical_00011190 | SITE_00740 | Storage Water Heater | Electric Resistance | 40 |  | Ruud | PE2-40-2 | No | 2013 |  | RU M271301513 | No | No | Electric | 4.5 |  | kW | 0.92 |  | N/A | N/A |  | N/A | N/A | N/A | Main House | Yes | No | N/A | No |  | N/A | No | N/A |  | N/A |  | N/A | No | No | No | No | 1259 | 2880.3393 | Single Family | 1 | 2880.3393 | Single Family_Electric | Single Family_FALSE
Mechanical_00011191 | SITE_00692 | Storage Water Heater | Electric Resistance | 50 |  | Ruud | PROE50 2 RU91 | Yes | 2013 |  | N/A | No | No | Electric | 4.5 |  | kW | 0.91 |  | N/A | N/A |  | N/A | N/A | N/A | Main House | Yes | Yes | Plumbed drain | No |  | N/A | No | N/A |  | N/A |  | N/A | No | No | Yes | No | 1211 | 2880.3393 | Single Family | 1 | 2880.3393 | Single Family_Electric | Single Family_FALSE
Mechanical_00011192 | SITE_00782 | Storage Water Heater | Fossil Fuel Non-Condensing | 40 |  | American Water Heaters | G52-40T34-3N | No | 1993 |  | 9340301343 | No | No | Natural Gas | 34000 |  | Btuh |  | Unknown | N/A | N/A |  | N/A | N/A | N/A | Basement | Yes | No | N/A | No |  | N/A | No | N/A |  | N/A |  | N/A | No | Yes | No | No | 1301 | 2880.3393 | Single Family | 1 | 2880.3393 | Single Family_Natural Gas | Single Family_FALSE
Mechanical_00011193 | SITE_00712 | Storage Water Heater | Fossil Fuel Non-Condensing | 40 |  | Bradford White | MI403S6FBN | No | 2011 |  | HG15284432 | No | No | Natural Gas | 40000 |  | Btuh | 0.59 |  | N/A | N/A |  | N/A | N/A | N/A | Basement | Yes | Yes | Floor drain | No |  | N/A | No | N/A |  | N/A |  | N/A | No | Yes | Yes | No | 1231 | 2880.3393 | Single Family | 1 | 2880.3393 | Single Family_Natural Gas | Single Family_FALSE
Mechanical_00011194 | SITE_00729 | Storage Water Heater | Fossil Fuel Non-Condensing | 50 |  | American Water Heaters | G61-50T40-3N | No | 1999 |  | 9933112754 | No | No | Natural Gas | 40000 |  | Btuh | 0.61 |  | N/A | N/A |  | N/A | N/A | N/A | Main House | No | Yes | Plumbed drain | No |  | N/A | No | N/A |  | N/A |  | N/A | No | No | No | No | 1248 | 2880.3393 | Single Family | 1 | 2880.3393 | Single Family_Natural Gas | Single Family_FALSE
Mechanical_00011195 | SITE_01933 | Storage Water Heater | Fossil Fuel Non-Condensing | 40 |  | AO Smith | FSGL 40 224 | No | 1994 |  | GL94-2100990224 | No | No | Natural Gas | 40000 |  | Btuh |  | Unknown | N/A | N/A |  | N/A | N/A | N/A | Garage | Yes | No | N/A | No |  | N/A | No | N/A |  | N/A |  | N/A | No | Yes | Yes | No | 2440 | 4621.3158 | Single Family | 1 | 4621.3158 | Single Family_Natural Gas | Single Family_FALSE
Mechanical_00011196 | SITE_00776 | Storage Water Heater | Electric Resistance | 50 |  | Bradford White | m2he50s6ds-1ncww | No | 2010 |  | GM14244783 | Yes | No | Electric | 4.5 |  | kW | 0.93 |  | N/A | N/A |  | N/A | N/A | N/A | Garage | Yes | No | N/A | No |  | N/A | Yes | Polyethylene Foam | 2 |  | 1 |  | No | No | Yes | No | 1295 | 2639.8857 | Single Family | 1 | 2639.8857 | Single Family_Electric | Single Family_FALSE
Mechanical_00011197 | SITE_00458 | Storage Water Heater | Electric Resistance | 40 |  | General Electric | ge40m6a | No | 2000 |  | 800609669 | No | No | Electric | 4.5 |  | kW |  | Unknown | N/A | N/A |  | N/A | N/A | N/A | Unknown | Yes | No | N/A | Yes | 6 |  | Yes | Fiberglass | 6 |  |  | Unknown | No | No | Yes | No | 978 | 1824.63 | Manufactured | 1 | 1824.63 | Manufactured_Electric | Manufactured_FALSE
Mechanical_00011198 | SITE_00657 | Storage Water Heater | Electric Resistance | 50 |  | Rheem | 82v52-2 | Yes | 2007 |  | N/A | No | No | Electric | 4.5 |  | kW | 0.91 |  | N/A | N/A |  | N/A | N/A | N/A | Main House | Yes | No | N/A | No |  | N/A | No | N/A |  | N/A |  | N/A | No | No | Yes | No | 1176 | 1628.92 | Manufactured | 1 | 1628.92 | Manufactured_Electric | Manufactured_FALSE
Mechanical_00011199 | SITE_00728 | Storage Water Heater | Electric Resistance | 50 |  | AO Smith | ect52200 | No | 2009 |  | 0909A021127 | No | No | Electric | 4.5 |  | kW | 0.91 |  | N/A | N/A |  | N/A | N/A | N/A | Basement | Yes | Yes | Floor drain | No |  | N/A | Yes | Polyethylene Foam | 2.5 |  | 1 |  | No | Yes | Yes | No | 1247 | 7147.4444 | Single Family | 1 | 7147.4444 | Single Family_Electric | Single Family_FALSE
Mechanical_00011200 | SITE_00431 | Storage Water Heater | Electric Resistance | 50 |  | Ruud | pe2-52-2 | Yes | 2006 |  | N/A | No | No | Electric | 4.5 |  | kW | 0.91 |  | N/A | N/A |  | N/A | N/A | N/A | Main House | No | No | N/A | No |  | N/A | No | N/A |  | N/A |  | N/A | No | No | Yes | No | 951 | 687.85 | Multifamily Residence | 1 | 687.85 | Multifamily Residence_Electric | Multifamily Residence_FALSE
Mechanical_00011201 | SITE_00627 | Storage Water Heater | Electric Resistance | 50 |  | Whirlpool | EE3J40RD045V | No | 2007 |  | 714113325 | No | No | Electric | 4.5 |  | kW |  | Unknown | N/A | N/A |  | N/A | N/A | N/A | Main House | Yes | Yes | Plumbed drain | No |  | N/A | No | N/A |  | N/A |  | N/A | No | No | Yes | No | 1146 | 1142.3864 | Single Family | 1 | 1142.3864 | Single Family_Electric | Single Family_FALSE
Mechanical_00011202 | SITE_00719 | Storage Water Heater | Fossil Fuel Non-Condensing | 40 |  | Ruud | P40-38 | No | 2001 |  | RUNG0401406646 | No | No | Natural Gas | 38000 |  | Btuh | 0.55 |  | N/A | N/A |  | N/A | N/A | N/A | Garage | Yes | No | N/A | No |  | N/A | Yes | Foil faced fiberglass | 3 |  | 0.75 |  | Yes | Yes | Yes | No | 1238 | 2639.8857 | Single Family | 1 | 2639.8857 | Single Family_Natural Gas | Single Family_FALSE
Mechanical_00011203 | SITE_00756 | Storage Water Heater | Fossil Fuel Non-Condensing | 50 |  | American Appliance | BFG6250T403N0 | No | 2006 |  | 650113853 | No | No | Natural Gas | 40000 |  | Btuh | 0.6 |  | N/A | N/A |  | N/A | N/A | N/A | Garage | Yes | No | N/A | No |  | N/A | Yes | Foil faced fiberglass | 8 |  | 0.75 |  | Yes | Unknown | Yes | No | 1275 | 2639.8857 | Single Family | 1 | 2639.8857 | Single Family_Natural Gas | Single Family_FALSE
Mechanical_00011204 | SITE_00427 | Storage Water Heater | Electric Resistance | 50 |  | State | P65220RT2 | No | 2003 |  | L03127367 | No | No | Electric | 4.5 |  | kW |  | Unknown | N/A | N/A |  | N/A | N/A | N/A | Main House | No | No | N/A | No |  | N/A | No | N/A |  | N/A |  | N/A | No | No | Yes | No | 947 | 1824.63 | Manufactured | 2 | 912.315 | Manufactured_Electric | Manufactured_FALSE
Mechanical_00010364 | SITE_02051 | Storage Water Heater | Electric Resistance | 50 |  | General Electric | GE0701210849 | No |  | Unknown | SE50M12AA01 | No | No | Electric | 5.5 |  | kW |  | Unknown | N/A | N/A |  | N/A | N/A | N/A | Main House | Yes | No | N/A | No |  | N/A | Yes | Polyethylene Foam | 7 |  | 0.5 |  | No | No | No | No | 2558 | 1982.27 | Manufactured | 1 | 1982.27 | Manufactured_Electric | Manufactured_FALSE
Mechanical_00010365 | SITE_01088 | Storage Water Heater | Electric Resistance | 38 |  | General Electric | Ge38s06aag | No |  | Unknown | 2006 | Yes | No | Electric | 4.5 |  | kW | 0.92 |  | N/A | N/A |  | N/A | N/A | N/A | Main House | Yes | No | N/A | No |  | N/A | Yes | Polyethylene Foam | 8 |  | 0.75 |  | No | No | No | No | 1604 | 3955.5333 | Single Family | 2 | 1977.7667 | Single Family_Electric | Single Family_FALSE
Mechanical_00010366 | SITE_01921 | Storage Water Heater | Electric Resistance | 40 |  | General Electric | Ge40m06aag | No | 2008 |  | 1208R14636 | No | No | Electric | 4.5 |  | kW | 0.92 |  | N/A | N/A |  | N/A | N/A | N/A | Main House | Yes | No | N/A | No |  | N/A | No | N/A |  | N/A |  | N/A | No | Yes | No | No | 2428 | 14922.6667 | Single Family | 1 | 14922.6667 | Single Family_Electric | Single Family_FALSE
Mechanical_00010367 | SITE_01763 | Storage Water Heater | Electric Resistance | 40 |  | General Electric | GE40M06AAG | Yes | 2009 |  | N/A | No | No | Electric | 4.5 |  | kW | 0.92 |  | N/A | N/A |  | N/A | N/A | N/A | Unknown | Yes | Unknown | N/A | No |  | N/A | Yes | Polyethylene Foam | 7.5 |  | 0.5 |  | Yes | No | No | No | 2271 | 1982.27 | Manufactured | 1 | 1982.27 | Manufactured_Electric | Manufactured_FALSE
Mechanical_00010368 | SITE_01100 | Storage Water Heater | Electric Resistance | 40 |  | General Electric | GE40S6AB00 | Yes | 2002 |  | N/A | No | No | Electric | 4.5 |  | kW | 0.88 |  | N/A | N/A |  | N/A | N/A | N/A | Main House | Yes | Unknown | N/A | No |  | N/A | No | N/A |  | N/A |  | N/A | Yes | No | No | No | 1616 | 3955.5333 | Single Family | 1 | 3955.5333 | Single Family_Electric | Single Family_FALSE
Mechanical_00010369 | SITE_01114 | Storage Water Heater | Electric Resistance | 40 |  | General Electric | Ge40t06aag | Yes | 2004 |  | N/A | No | No | Electric | 4.5 |  | kW | 0.92 |  | N/A | N/A |  | N/A | N/A | N/A | Main House | Yes | No | N/A | No |  | N/A | Yes | Polyethylene Foam | 3 |  | 1 |  | Yes | No | No | No | 1629 | 2383.66 | Multifamily Residence | 1 | 2383.66 | Multifamily Residence_Electric | Multifamily Residence_FALSE
Mechanical_00010370 | SITE_01767 | Storage Water Heater | Electric Resistance | 50 |  | General Electric | Ge50m06aag | Yes | 2012 |  | N/A | No | No | Electric | 4.5 |  | kW | 0.9 |  | N/A | N/A |  | N/A | N/A | N/A | Main House | Yes | No | N/A | No |  | N/A | No | N/A |  | N/A |  | N/A | No | Yes | No | No | 2275 | 2002.39 | Multifamily Residence | 1 | 2002.39 | Multifamily Residence_Electric | Multifamily Residence_FALSE
Mechanical_00010371 | SITE_01762 | Storage Water Heater | Electric Resistance | 50 |  | General Electric | GE50M06AAG | Yes | 2006 |  | N/A | No | No | Electric | 4.5 |  | kW | 0.9 |  | N/A | N/A |  | N/A | N/A | N/A | Main House | Yes | Yes | Floor drain | No |  | N/A | No | N/A |  | N/A |  | N/A | No | No | Yes | No | 2270 | 2804.94 | Multifamily Residence | 1 | 2804.94 | Multifamily Residence_Electric | Multifamily Residence_FALSE
Mechanical_00010372 | SITE_01606 | Storage Water Heater | Electric Resistance | 50 |  | General Electric | Ge50m06aag | No | 2012 |  | GE M151208901 | No | No | Electric | 4.5 |  | kW | 0.9 |  | N/A | N/A |  | N/A | N/A | N/A | Main House | Yes | No | N/A | No |  | N/A | Yes | Polyethylene Foam | 35 |  | 3.5 |  | Yes | Yes | No | No | 2115 | 653.4162 | Single Family | 1 | 653.4162 | Single Family_Electric | Single Family_FALSE
Mechanical_00010373 | SITE_01624 | Storage Water Heater | Electric Resistance | 50 |  | General Electric | Ge50m06aag | Yes | 2008 |  | N/A | No | No | Electric | 4.5 |  | kW | 0.9 |  | N/A | N/A |  | N/A | N/A | N/A | Basement | Yes | Unknown | N/A | No |  | N/A | Yes | Polyethylene Foam | 10 |  | 0.5 |  | Yes | Yes | Yes | No | 2133 | 257.4775 | Single Family | 1 | 257.4775 | Single Family_Electric | Single Family_FALSE
Mechanical_00010374 | SITE_01190 | Storage Water Heater | Electric Resistance | 50 |  | General Electric | Ge50m06aag | Yes | 2007 |  | N/A | No | No | Electric | 4.5 |  | kW | 0.9 |  | N/A | N/A |  | N/A | N/A | N/A | Main House | Yes | No | N/A | No |  | N/A | Yes | Polyethylene Foam | 5 |  | 0.5 |  | Yes | No | No | No | 1705 | 2383.66 | Multifamily Residence | 1 | 2383.66 | Multifamily Residence_Electric | Multifamily Residence_FALSE
Mechanical_00010375 | SITE_01718 | Storage Water Heater | Electric Resistance | 50 |  | General Electric | GE50M6A | Yes | 2003 |  | N/A | No | No | Electric | 4.5 |  | kW | 0.86 |  | N/A | N/A |  | N/A | N/A | N/A | Main House | Yes | No | N/A | No |  | N/A | Yes | Polyethylene Foam | 2 |  | 1 |  | No | No | Yes | No | 2226 | 2383.66 | Multifamily Residence | 1 | 2383.66 | Multifamily Residence_Electric | Multifamily Residence_FALSE
Mechanical_00010376 | SITE_01630 | Storage Water Heater | Electric Resistance | 50 |  | General Electric | GE50M6A | Yes | 2003 |  | N/A | No | No | Electric | 4.5 |  | kW | 0.86 |  | N/A | N/A |  | N/A | N/A | N/A | Basement | Yes | Unknown | N/A | No |  | N/A | Yes | Polyethylene Foam | 12 |  | 0.5 |  | No | Yes | No | No | 2139 | 257.4775 | Single Family | 1 | 257.4775 | Single Family_Electric | Single Family_FALSE
Mechanical_00010377 | SITE_00814 | Storage Water Heater | Electric Resistance | 50 |  | General Electric | Ge50m6a | Yes | 2003 |  | N/A | No | No | Electric | 4.5 |  | kW | 0.86 |  | N/A | N/A |  | N/A | N/A | N/A | Main House | Yes | No | N/A | No |  | N/A | Yes | Polyethylene Foam | 2 |  | 0.5 |  | No | Yes | Yes | No | 1333 | 2000.27 | Multifamily Residence | 1 | 2000.27 | Multifamily Residence_Electric | Multifamily Residence_FALSE
Mechanical_00010378 | SITE_00815 | Storage Water Heater | Electric Resistance | 50 |  | General Electric | Ge50m6a | No | 2002 |  | GE 1002262697 | No | No | Electric | 4.5 |  | kW | 0.86 |  | N/A | N/A |  | N/A | N/A | N/A | Main House | Yes | No | N/A | No |  | N/A | No | N/A |  | N/A |  | N/A | N/A | No | No | No | 1334 | 2000.27 | Multifamily Residence | 1 | 2000.27 | Multifamily Residence_Electric | Multifamily Residence_FALSE
Mechanical_00010379 | SITE_00076 | Storage Water Heater | Electric Resistance | 50 |  | General Electric | GE50T06AAG | No | 2005 |  | GE0205R00341 | No | No | Electric | 4.5 |  | kW | 0.91 |  | N/A | N/A |  | N/A | N/A | N/A | Main House | Yes | Yes | Floor drain | No |  | N/A | No | N/A |  | N/A |  | N/A | No | Yes | Yes | No | 599 | 2804.94 | Multifamily Residence | 1 | 2804.94 | Multifamily Residence_Electric | Multifamily Residence_FALSE
Mechanical_00010380 | SITE_01079 | Storage Water Heater | Electric Resistance | 50 |  | General Electric | Ge50t06tag | Yes | 2006 |  | N/A | No | No | Electric | 4.5 |  | kW | 0.95 |  | N/A | N/A |  | N/A | N/A | N/A | Main House | Yes | No | N/A | No |  | N/A | No | N/A |  | N/A |  | N/A | N/A | No | No | No | 1595 | 997.59 | Manufactured | 1 | 997.59 | Manufactured_Electric | Manufactured_FALSE
Mechanical_00010381 | SITE_01134 | Storage Water Heater | Electric Resistance | 50 |  | General Electric | GE50T06TAG | Yes | 2011 |  | N/A | No | No | Electric | 4.5 |  | kW | 0.95 |  | N/A | N/A |  | N/A | N/A | N/A | Main House | Yes | Unknown | N/A | No |  | N/A | No | N/A |  | N/A |  | N/A | No | No | Yes | No | 1649 | 2002.11 | Multifamily Residence | 1 | 2002.11 | Multifamily Residence_Electric | Multifamily Residence_FALSE
Mechanical_00010382 | SITE_00044 | Storage Water Heater | Electric Resistance | 50 |  | General Electric | GE50T06TAG | Yes | 2006 |  | N/A | No | No | Electric | 4.5 |  | kW | 0.95 |  | N/A | N/A |  | N/A | N/A | N/A | Main House | Yes | Unknown | N/A | No |  | N/A | No | N/A |  | N/A |  | N/A | No | No | Yes | No | 567 | 2002.11 | Multifamily Residence | 1 | 2002.11 | Multifamily Residence_Electric | Multifamily Residence_FALSE
Mechanical_00010383 | SITE_01199 | Storage Water Heater | Electric Resistance | 52 |  | General Electric | Ge50t06tag | Yes | 2009 |  | N/A | No | No | Electric | 4.5 |  | kW | 0.95 |  | N/A | N/A |  | N/A | N/A | N/A | Main House | Yes | Yes | Plumbed drain | No |  | N/A | No | N/A |  | N/A |  | N/A | No | No | No | No | 1714 | 10381.2619 | Single Family | 1 | 10381.2619 | Single Family_Electric | Single Family_FALSE
Mechanical_00010384 | SITE_01554 | Storage Water Heater | Electric Heat Pump (Packaged) | 50 |  | General Electric | GEH50DEEDSRB | Yes | 2013 |  | N/A | No | No | Electric | 4.5 |  | kW | 2.35 |  | Yes | Other | 150 |  | Adjacent rooms | Unknown | Main House | Yes | Yes | Plumbed drain | No |  | N/A | No | N/A |  | N/A |  | N/A | No | Yes | Yes | No | 2063 | 79.7168 | Single Family | 1 | 79.7168 | Single Family_Electric | Single Family_TRUE
Mechanical_00010385 | SITE_01922 | Storage Water Heater | Electric Heat Pump (Packaged) | 50 |  | General Electric | GEH50DEEDSRB | Yes | 2013 |  | N/A | No | No | Electric | 4.5 |  | kW | 2.35 |  | Yes | Basement | 789 |  | Same room | Both | Basement | Yes | Yes | Plumbed drain | No |  | N/A | Yes | Polyethylene Foam | 25 |  | 1 |  | Yes | Yes | No | No | 2429 | 2471.1038 | Single Family | 1 | 2471.1038 | Single Family_Electric | Single Family_TRUE
Mechanical_00010386 | SITE_01657 | Storage Water Heater | Fossil Fuel Non-Condensing | 40 |  | General Electric | Gg40t6a | No | 2002 |  | GENG 1102413922 | No | No | Natural Gas | 34000 |  | Btuh | 0.56 |  | N/A | N/A |  | N/A | N/A | N/A | Crawlspace | Yes | No | N/A | No |  | N/A | No | N/A |  | N/A |  | N/A | No | Yes | No | No | 2165 | 257.4775 | Single Family | 1 | 257.4775 | Single Family_Natural Gas | Single Family_FALSE
Mechanical_00010387 | SITE_01072 | Storage Water Heater | Fossil Fuel Non-Condensing | 50 |  | General Electric | GG50T06AVH00 | Yes | 2012 |  | N/A | No | No | Natural Gas | 38000 |  | Btuh | 0.58 |  | N/A | N/A |  | N/A | N/A | N/A | Garage | Yes | Unknown | N/A | No |  | N/A | No | N/A |  | N/A |  | N/A | Yes | Yes | Yes | Unknown | 1588 | 3955.5333 | Single Family | 1 | 3955.5333 | Single Family_Natural Gas | Single Family_FALSE
Mechanical_00010388 | SITE_01025 | Storage Water Heater | Fossil Fuel Non-Condensing | 50 |  | General Electric | gg50t06avh00 | Yes | 2013 |  | N/A | No | No | Natural Gas | 38000 |  | Btuh | 0.58 |  | N/A | N/A |  | N/A | N/A | N/A | Basement | Yes | Yes | Floor drain | No |  | N/A | No | N/A |  | N/A |  | N/A | No | No | No | No | 1541 | 1521.68 | Single Family | 1 | 1521.68 | Single Family_Natural Gas | Single Family_FALSE
Mechanical_00010389 | SITE_01574 | Storage Water Heater | Fossil Fuel Condensing | 50 |  | General Electric | Gg50t06avh00 | No | 2013 |  | GELNM091308099 | No | No | Natural Gas | 38000 |  | Btuh | 0.58 |  | N/A | N/A |  | N/A | N/A | N/A | Main House | Yes | Unknown | N/A | No |  | N/A | No | N/A |  | N/A |  | N/A | Yes | No | No | No | 2083 | 653.4162 | Single Family | 1 | 653.4162 | Single Family_Natural Gas | Single Family_FALSE
Mechanical_00010390 | SITE_01598 | Storage Water Heater | Fossil Fuel Non-Condensing | 50 |  | General Electric | GG50T06AVH00 | No | 2013 |  | GELNM291303324 | No | No | Natural Gas | 38000 |  | Btuh | 0.58 |  | N/A | N/A |  | N/A | N/A | N/A | Main House | Yes | Yes | Plumbed drain | No |  | N/A | No | N/A |  | N/A |  | N/A | No | Yes | No | No | 2107 | 257.4775 | Single Family | 1 | 257.4775 | Single Family_Natural Gas | Single Family_FALSE
Mechanical_00010391 | SITE_01919 | Storage Water Heater | Electric Heat Pump (Packaged) | 50 |  | General Electric | GEH50DEEDSRB | Yes | 2014 |  | N/A | No | No | Electric | 4.5 |  | kW | 2.35 |  | Yes | Closet | 25 |  | None of the above | Unknown | Main House | Yes | No | N/A | No |  | N/A | No | N/A |  | N/A |  | N/A | Yes | No | Yes | No | 2426 | 1982.27 | Manufactured | 1 | 1982.27 | Manufactured_Electric | Manufactured_TRUE
Mechanical_00009930 | SITE_00901 | Storage Water Heater | Electric Resistance | 6.2 |  | Unknown | Gc6aa-9e | Yes | 1998 |  | N/A | No | No | Electric |  | Unknown | kW |  | Unknown | N/A | N/A |  | N/A | N/A | N/A | Unknown | Yes | Unknown | N/A | Unknown |  | N/A | Unknown | N/A |  | N/A |  | N/A | Yes | No | Unknown | No | 1418 | 765.84 | Manufactured | 1 | 765.84 | Manufactured_Electric | Manufactured_FALSE
Mechanical_00009931 | SITE_00902 | Storage Water Heater | Electric Resistance | 50 |  | General Electric | GE50T06AAG | No | 2012 |  | GE 0312R13931 | No | No | Electric | 4 |  | kW | 0.91 |  | N/A | N/A |  | N/A | N/A | N/A | Main House | Yes | No | N/A | No |  | N/A | No | N/A |  | N/A |  | N/A | No | No | Yes | No | 1419 | 331.65 | Manufactured | 1 | 331.65 | Manufactured_Electric | Manufactured_FALSE
Mechanical_00009932 | SITE_00903 | Storage Water Heater | Fossil Fuel Non-Condensing | 40 |  | GAMA | Mhscg5140t303p | Yes | 1998 |  | N/A | No | No | Natural Gas | 30000 |  | Btuh |  | Unknown | N/A | N/A |  | N/A | N/A | N/A | Main House | Yes | Unknown | N/A | No |  | N/A | No | N/A |  | N/A |  | N/A | No | No | Yes | No | 1420 | 331.65 | Manufactured | 1 | 331.65 | Manufactured_Natural Gas | Manufactured_FALSE
Mechanical_00009933 | SITE_00905 | Storage Water Heater | Fossil Fuel Non-Condensing | 40 |  | Rheem | 21IR40DV | Yes | 2005 |  | N/A | No | No | Propane | 30000 |  | Btuh | 0.59 |  | N/A | N/A |  | N/A | N/A | N/A | Main House | Yes | No | N/A | No |  | N/A | No | N/A |  | N/A |  | N/A | No | No | Yes | No | 1422 | 765.84 | Manufactured | 1 | 765.84 | Manufactured_Propane | Manufactured_FALSE
Mechanical_00009934 | SITE_00906 | Storage Water Heater | Electric Resistance | 40 |  | General Electric | 40M06AAG | Yes | 2006 |  | N/A | No | No | Electric | 4.5 |  | kW | 0.92 |  | N/A | N/A |  | N/A | N/A | N/A | Main House | Yes | No | N/A | No |  | N/A | Yes | Polyethylene Foam | 8 |  | 0.75 |  | No | No | No | No | 1423 | 331.65 | Manufactured | 1 | 331.65 | Manufactured_Electric | Manufactured_FALSE
Mechanical_00009935 | SITE_00907 | Storage Water Heater | Fossil Fuel Non-Condensing | 40 |  | Rheem | XG40T | Yes | 1989 |  | N/A | No | No | Natural Gas | 34000 |  | Btuh | 0.59 |  | N/A | N/A |  | N/A | N/A | N/A | Main House | Yes | No | N/A | Yes | 1.5 |  | No | N/A |  | N/A |  | N/A | Yes | No | Yes | No | 1424 | 331.65 | Manufactured | 1 | 331.65 | Manufactured_Natural Gas | Manufactured_FALSE
Mechanical_00009936 | SITE_00908 | Storage Water Heater | Electric Resistance | 40 |  | Bradford White | M240TSDS-1NCWW | No | 2008 |  | EJ11139038 | No | No | Electric | 4.5 |  | kW | 0.92 |  | N/A | N/A |  | N/A | N/A | N/A | Main House | Yes | No | N/A | No |  | N/A | No | N/A |  | N/A |  | N/A | No | No | Yes | No | 1425 | 331.65 | Manufactured | 1 | 331.65 | Manufactured_Electric | Manufactured_FALSE
Mechanical_00009937 | SITE_00909 | Storage Water Heater | Fossil Fuel Non-Condensing | 40 |  | Rheem | 21I40DV | No | 1998 |  | RHNG0998132071 | No | No | Natural Gas | 30000 |  | Btuh | 0.59 |  | N/A | N/A |  | N/A | N/A | N/A | Main House | Yes | Yes | Plumbed drain | No |  | N/A | Yes | Polyethylene Foam | 8 |  | 0.5 |  | No | No | Yes | No | 1426 | 331.65 | Manufactured | 1 | 331.65 | Manufactured_Natural Gas | Manufactured_FALSE
Mechanical_00009938 | SITE_00910 | Storage Water Heater | Electric Resistance | 50 |  | Rheem | 82v52-2 | Yes | 2005 |  | N/A | No | No | Electric | 4.5 |  | kW | 0.91 |  | N/A | N/A |  | N/A | N/A | N/A | Main House | Yes | No | N/A | No |  | N/A | No | N/A |  | N/A |  | N/A | No | No | No | No | 1427 | 331.65 | Manufactured | 2 | 165.825 | Manufactured_Electric | Manufactured_FALSE
Mechanical_00009939 | SITE_00910 | Storage Water Heater | Electric Resistance | 40 |  | Rheem | Unknown | No |  | Unknown | Unknown | No | No | Electric | 4.5 |  | kW |  | Unknown | N/A | N/A |  | N/A | N/A | N/A | Main House | Yes | No | N/A | No |  | N/A | No | N/A |  | N/A |  | N/A | No | No | No | No | 1427 | 331.65 | Manufactured | 2 | 165.825 | Manufactured_Electric | Manufactured_FALSE
Mechanical_00009940 | SITE_00911 | Storage Water Heater | Unknown | 50 |  | Unknown | Unknown | No |  | Unknown | Unknown | No | No | Unknown |  | Unknown | Btuh |  | Unknown | N/A | N/A |  | N/A | N/A | N/A | Unknown | Yes | No | N/A | Yes | 3 |  | No | N/A |  | N/A |  | N/A | No | No | No | No | 1428 | 331.65 | Manufactured | 1 | 331.65 | Manufactured_Unknown | Manufactured_FALSE
Mechanical_00009941 | SITE_00912 | Storage Water Heater | Unknown |  | Unknown | Unknown | Unknown | No |  | Unknown | Unknown | No | No | Unknown |  | Unknown | Btuh |  | Unknown | N/A | N/A |  | N/A | N/A | N/A | Unknown | Yes | Unknown | N/A | Unknown |  | N/A | Unknown | N/A |  | N/A |  | N/A | No | No | No | No | 1429 | 331.65 | Manufactured | 1 | 331.65 | Manufactured_Unknown | Manufactured_FALSE
Mechanical_00009942 | SITE_00913 | Storage Water Heater | Electric Resistance | 40 |  | Rheem | 71-40d | No |  | Unknown | Unknown | No | No | Electric | 6 |  | kW | 0.93 |  | N/A | N/A |  | N/A | N/A | N/A | Main House | Yes | No | N/A | Unknown |  | N/A | Unknown | N/A |  | N/A |  | N/A | No | No | Unknown | No | 1430 | 331.65 | Manufactured | 1 | 331.65 | Manufactured_Electric | Manufactured_FALSE
Mechanical_00009943 | SITE_00915 | Storage Water Heater | Electric Resistance | 50 |  | Lochinvar | Lta052kk-t | No | 2004 |  | AH5015706 | No | No | Electric | 4.5 |  | kW | 0.91 |  | N/A | N/A |  | N/A | N/A | N/A | Main House | Yes | No | N/A | No |  | N/A | No | N/A |  | N/A |  | N/A | No | No | Yes | No | 1432 | 765.84 | Manufactured | 1 | 765.84 | Manufactured_Electric | Manufactured_FALSE
Mechanical_00009944 | SITE_00916 | Storage Water Heater | Electric Resistance | 40 |  | Unknown | Unknown | No |  | Unknown | Unknown | No | No | Electric |  | Unknown | kW |  | Unknown | N/A | N/A |  | N/A | N/A | N/A | Main House | No | No | N/A | Yes | 3 |  | No | N/A |  | N/A |  | N/A | No | No | Yes | No | 1433 | 331.65 | Manufactured | 1 | 331.65 | Manufactured_Electric | Manufactured_FALSE
Mechanical_00009945 | SITE_00917 | Storage Water Heater | Electric Resistance | 50 |  | Reliance | 65220ctvw | No | 2000 |  | M00236466 | No | No | Electric | 4.5 |  | kW |  | Unknown | N/A | N/A |  | N/A | N/A | N/A | Main House | Yes | No | N/A | No |  | N/A | No | N/A |  | N/A |  | N/A | Yes | No | Yes | No | 1434 | 765.84 | Manufactured | 1 | 765.84 | Manufactured_Electric | Manufactured_FALSE
Mechanical_00009946 | SITE_00918 | Storage Water Heater | Electric Resistance | 30 |  | Unknown | Unknown | No |  | Unknown | Unknown | No | No | Electric |  | Unknown | kW |  | Unknown | N/A | N/A |  | N/A | N/A | N/A | Unknown | Yes | No | N/A | Yes | 1.5 |  | Yes | Polyethylene Foam | 4 |  | 1.5 |  | N/A | No | No | No | 1435 | 765.84 | Manufactured | 1 | 765.84 | Manufactured_Electric | Manufactured_FALSE
Mechanical_00009947 | SITE_00919 | Storage Water Heater | Fossil Fuel Non-Condensing | 40 |  | Rheem | 22V40FT | Yes | 2011 |  | N/A | No | No | Natural Gas | 32000 |  | Btuh | 0.59 |  | N/A | N/A |  | N/A | N/A | N/A | Unknown | Yes | No | N/A | Yes | 4 |  | Yes | Polyethylene Foam | 2 |  | 0.75 |  | No | No | No | No | 1436 | 331.65 | Manufactured | 1 | 331.65 | Manufactured_Natural Gas | Manufactured_FALSE
Mechanical_00009948 | SITE_00920 | Instantaneous Water Heater | Fossil Fuel Condensing | 0 |  | Rinnai | R75ls | No | 2010 |  | BG. CA-016208 | No | No | Natural Gas | 180000 |  | Btuh | 0.82 |  | N/A | N/A |  | N/A | N/A | N/A | Main House | Yes | No | N/A | No |  | N/A | No | N/A |  | N/A |  | N/A | Yes | No | Yes | No | 1437 | 331.65 | Manufactured | 1 | 331.65 | Manufactured_Natural Gas | Manufactured_FALSE
Mechanical_00009949 | SITE_00921 | Storage Water Heater | Fossil Fuel Non-Condensing | 40 |  | Rheem | 21140dv | No | 1998 |  | RHNG1198150445 | No | No | Propane | 30000 |  | Btuh | 0.59 |  | N/A | N/A |  | N/A | N/A | N/A | Main House | Yes | No | N/A | No |  | N/A | No | N/A |  | N/A |  | N/A | No | No | Yes | No | 1438 | 765.84 | Manufactured | 1 | 765.84 | Manufactured_Propane | Manufactured_FALSE
Mechanical_00009950 | SITE_00922 | Instantaneous Water Heater | Fossil Fuel Non-Condensing | 0 |  | Rheem | Eco-180dvp | No | 2009 |  | E8LP0909700302 | No | No | Propane | 180000 |  | Btuh | 0.82 |  | N/A | N/A |  | N/A | N/A | N/A | Main House | Yes | No | N/A | No |  | N/A | No | N/A |  | N/A |  | N/A | Yes | No | Yes | No | 1439 | 2147.4231 | Single Family | 1 | 2147.4231 | Single Family_Propane | Single Family_FALSE
Mechanical_00009951 | SITE_00923 | Storage Water Heater | Electric Resistance | 50 |  | Reliance | 650dors210 | No | 2014 |  | 1415J001209 | No | No | Electric | 4.5 |  | kW | 0.9 |  | N/A | N/A |  | N/A | N/A | N/A | Main House | Yes | No | N/A | No |  | N/A | No | N/A |  | N/A |  | N/A | Yes | No | No | No | 1440 | 331.65 | Manufactured | 1 | 331.65 | Manufactured_Electric | Manufactured_FALSE
Mechanical_00009952 | SITE_00925 | Storage Water Heater | Electric Resistance | 50 |  | Bradford White | M250t6ds-1ncww | No | 2010 |  | GF13546014 | No | No | Electric | 4.5 |  | kW | 0.9 |  | N/A | N/A |  | N/A | N/A | N/A | Main House | Yes | Yes | Plumbed drain | Yes | 2 |  | No | N/A |  | N/A |  | N/A | No | No | No | No | 1442 | 765.84 | Manufactured | 1 | 765.84 | Manufactured_Electric | Manufactured_FALSE
Mechanical_00009953 | SITE_00926 | Storage Water Heater | Electric Resistance | 50 |  | Richmond | 8V50-2 C | No | 1997 |  | 1197115305 | No | No | Electric | 4.5 |  | kW | 0.91 |  | N/A | N/A |  | N/A | N/A | N/A | Main House | Yes | No | N/A | No |  | N/A | No | N/A |  | N/A |  | N/A | Yes | No | No | No | 1443 | 1521.68 | Single Family | 1 | 1521.68 | Single Family_Electric | Single Family_FALSE
Mechanical_00009954 | SITE_00927 | Storage Water Heater | Fossil Fuel Non-Condensing | 40 |  | Rheem | 21v40-7 | No | 1994 |  | RN 0994A03398 | No | No | Natural Gas | 34000 |  | Btuh | 0.59 |  | N/A | N/A |  | N/A | N/A | N/A | Main House | Yes | Yes | Plumbed drain | No |  | N/A | Yes | Polyethylene Foam | 7 |  | 1 |  | No | No | No | No | 1444 | 331.65 | Manufactured | 1 | 331.65 | Manufactured_Natural Gas | Manufactured_FALSE
Mechanical_00009955 | SITE_00928 | Storage Water Heater | Fossil Fuel Non-Condensing |  | Unknown | Unknown | Unknown | No |  | Unknown | Unknown | No | No | Natural Gas |  | Unknown | Btuh |  | Unknown | N/A | N/A |  | N/A | N/A | N/A | Main House | Yes | No | N/A | Yes | 2 |  | Yes | Polyethylene Foam | 4 |  | 0.75 |  | No | No | Yes | No | 1445 | 331.65 | Manufactured | 1 | 331.65 | Manufactured_Natural Gas | Manufactured_FALSE
Mechanical_00009956 | SITE_00929 | Instantaneous Water Heater | Fossil Fuel Non-Condensing | 0 |  | Rinnai | R75-LSi | Yes | 2008 |  | N/A | No | No | Propane | 180000 |  | Btuh | 0.84 |  | N/A | N/A |  | N/A | N/A | N/A | Basement | Yes | No | N/A | N/A |  | N/A | Yes | Polyethylene Foam | 12 |  | 1 |  | N/A | Yes | Yes | No | 1446 | 765.84 | Manufactured | 1 | 765.84 | Manufactured_Propane | Manufactured_FALSE
Mechanical_00015463 | SITE_00479 | Storage Water Heater | Electric Resistance | 50 |  | American Water Heaters | e63-50h-045dc | No | 2005 |  | 503141861 | No | No | Electric | 4.5 |  | kW |  | Unknown | N/A | N/A |  | N/A | N/A | N/A | Main House | Yes | Unknown | N/A | No |  | N/A | No | N/A |  | N/A |  | N/A | Yes | Yes | Yes | No | 999 | 2639.8857 | Single Family | 1 | 2639.8857 | Single Family_Electric | Single Family_FALSE
Mechanical_00015464 | SITE_00480 | Storage Water Heater | Electric Resistance | 50 |  | AO Smith | ECT 52 200 | No | 2004 |  | J04J025625 | No | No | Electric | 4.5 |  | kW |  | Unknown | N/A | N/A |  | N/A | N/A | N/A | Main House | Yes | No | N/A | No |  | N/A | No | N/A |  | N/A |  | N/A | No | No | Yes | No | 1000 | 687.85 | Multifamily Residence | 1 | 687.85 | Multifamily Residence_Electric | Multifamily Residence_FALSE
Mechanical_00015465 | SITE_00481 | Storage Water Heater | Electric Resistance | 52 |  | Kenmore | 153.3246 | No | 1988 |  | H88370430 | No | No | Electric | 4.5 |  | kW |  | Unknown | N/A | N/A |  | N/A | N/A | N/A | Main House | Yes | Yes | Plumbed drain | No |  | N/A | No | N/A |  | N/A |  | N/A | No | No | No | No | 1001 | 687.85 | Multifamily Residence | 1 | 687.85 | Multifamily Residence_Electric | Multifamily Residence_FALSE
Mechanical_00015466 | SITE_00482 | Storage Water Heater | Electric Resistance | 50 |  | Rheem | 81GV52D B | No | 1996 |  | R 0396C10443 | No | No | Electric | 4.5 |  | kW |  | Unknown | N/A | N/A |  | N/A | N/A | N/A | Main House | Yes | No | N/A | No |  | N/A | No | N/A |  | N/A |  | N/A | No | No | No | No | 1002 | 687.85 | Multifamily Residence | 1 | 687.85 | Multifamily Residence_Electric | Multifamily Residence_FALSE
Mechanical_00015467 | SITE_00483 | Storage Water Heater | Electric Resistance | 46.5 |  | American Water Heaters | E62-50L-045D | No | 2013 |  | 1349T473220 | No | No | Electric | 4.5 |  | kW |  | Unknown | N/A | N/A |  | N/A | N/A | N/A | Main House | Yes | Yes | Plumbed drain | No |  | N/A | Yes | Polyethylene Foam | 4.75 |  | 1 |  | No | Yes | No | No | 1003 | 2639.8857 | Single Family | 1 | 2639.8857 | Single Family_Electric | Single Family_FALSE
Mechanical_00015468 | SITE_00485 | Storage Water Heater | Electric Resistance | 50 |  | American Water Heaters | E61-50R-045D | No | 2012 |  | 1202T453138 | No | No | Electric | 4.5 |  | kW |  | Unknown | N/A | N/A |  | N/A | N/A | N/A | Main House | Yes | Yes | Plumbed drain | No |  | N/A | No | N/A |  | N/A |  | N/A | No | No | Yes | No | 1005 | 687.85 | Multifamily Residence | 1 | 687.85 | Multifamily Residence_Electric | Multifamily Residence_FALSE
Mechanical_00015469 | SITE_00486 | Storage Water Heater | Electric Resistance | 50 |  | American Water Heaters | E61-50R-045D | No | 2008 |  | 824264 | No | No | Electric | 4.5 |  | kW |  | Unknown | N/A | N/A |  | N/A | N/A | N/A | Main House | Yes | Yes | Plumbed drain | No |  | N/A | No | N/A |  | N/A |  | N/A | No | No | Yes | No | 1006 | 687.85 | Multifamily Residence | 1 | 687.85 | Multifamily Residence_Electric | Multifamily Residence_FALSE
Mechanical_00015470 | SITE_00487 | Storage Water Heater | Electric Resistance | 52 |  | Penguin | 52 ee | No |  | N/A | 202986 | No | No | Electric | 4.5 |  | kW |  | Unknown | N/A | N/A |  | N/A | N/A | N/A | Main House | Yes | No | N/A | No |  | N/A | No | N/A |  | N/A |  | N/A | No | No | No | No | 1007 | 687.85 | Multifamily Residence | 1 | 687.85 | Multifamily Residence_Electric | Multifamily Residence_FALSE
Mechanical_00015471 | SITE_00490 | Storage Water Heater | Electric Resistance | 50 |  | American Water Heaters | E62-50H-045D | No | 2011 |  | 1126T470077 | No | No | Electric | 4.5 |  | kW |  | Unknown | N/A | N/A |  | N/A | N/A | N/A | Main House | Yes | No | N/A | No |  | N/A | No | N/A |  | N/A |  | N/A | No | No | Yes | No | 1010 | 687.85 | Multifamily Residence | 1 | 687.85 | Multifamily Residence_Electric | Multifamily Residence_FALSE
Mechanical_00015472 | SITE_00509 | Storage Water Heater | Fossil Fuel Non-Condensing | 50 |  | AO Smith | GVR 50 200 | Yes | 2010 |  | 1002J012920 | No | No | Natural Gas | 40000 |  | Btuh |  | Unknown | N/A | N/A |  | N/A | N/A | N/A | Garage | Yes | Unknown | N/A | No |  | N/A | Yes | Polyethylene Foam | 2.5 |  | 1 |  | Yes | Yes | Yes | No | 1029 | 2639.8857 | Single Family | 2 | 1319.9429 | Single Family_Natural Gas | Single Family_FALSE
Mechanical_00015473 | SITE_00509 | Storage Water Heater | Fossil Fuel Non-Condensing | 50 |  | AO Smith | GVR 50 200 | Yes | 2010 |  | Unknown | No | No | Natural Gas | 40000 |  | Btuh |  | Unknown | N/A | N/A |  | N/A | N/A | N/A | Garage | Yes | Unknown | N/A | No |  | N/A | Yes | Polyethylene Foam | 2.5 |  | 1 |  | Yes | Yes | Yes | No | 1029 | 2639.8857 | Single Family | 2 | 1319.9429 | Single Family_Natural Gas | Single Family_FALSE
Mechanical_00015474 | SITE_00714 | Instantaneous Water Heater | Fossil Fuel Condensing | 0 |  | Rinnai | Ru80i | No | 2013 |  | EHBA019382 | No | No | Natural Gas | 152000 |  | Btuh |  | Unknown | N/A | N/A |  | N/A | N/A | N/A | Garage | Yes | No | N/A | No |  | N/A | Yes | Polyethylene Foam | 6 |  | 0.5 |  | Yes | Yes | Yes | No | 1233 | 2639.8857 | Single Family | 1 | 2639.8857 | Single Family_Natural Gas | Single Family_FALSE
Mechanical_00015475 | SITE_00731 | Storage Water Heater | Fossil Fuel Non-Condensing | 50 |  | American Appliance | G61 50t40 3n | Yes | 2007 |  | 133125130 | No | No | Natural Gas | 40000 |  | Btuh |  | Unknown | N/A | N/A |  | N/A | N/A | N/A | Garage | Yes | Unknown | N/A | No |  | N/A | Yes | Polyethylene Foam | 3 |  | 0.5 |  | Yes | Yes | Yes | No | 1250 | 2639.8857 | Single Family | 1 | 2639.8857 | Single Family_Natural Gas | Single Family_FALSE
Mechanical_00015476 | SITE_00732 | Instantaneous Water Heater | Fossil Fuel Non-Condensing | 0 |  | Noritz | N0751m | Yes | 2007 |  | 2007.01-005122 | No | No | Natural Gas | 199900 |  | Btuh |  | Unknown | N/A | N/A |  | N/A | N/A | N/A | Garage | Yes | No | N/A | No |  | N/A | No | N/A |  | N/A |  | N/A | Yes | Yes | Yes | No | 1251 | 2639.8857 | Single Family | 1 | 2639.8857 | Single Family_Natural Gas | Single Family_FALSE
Mechanical_00015477 | SITE_01192 | Storage Water Heater | Electric Resistance | 80 |  | Whirlpool | E2F80HD045V | No | 2004 |  | 448146477 | No | No | Electric | 4.5 |  | kW |  | Unknown | N/A | N/A |  | N/A | N/A | N/A | Basement | Yes | No | N/A | No |  | N/A | No | N/A |  | N/A |  | N/A | No | No | No | No | 1707 | 3955.5333 | Single Family | 1 | 3955.5333 | Single Family_Electric | Single Family_FALSE
Mechanical_00015478 | SITE_01249 | Storage Water Heater | Electric Resistance | 50 |  | American Water Heaters | E61-50R-045D | No | 2013 |  | 1315T453436 | No | No | Electric | 4.5 |  | kW |  | Unknown | N/A | N/A |  | N/A | N/A | N/A | Main House | Yes | No | N/A | No |  | N/A | No | N/A |  | N/A |  | N/A | N/A | No | Yes | No | 1764 | 751.56 | Multifamily Residence | 1 | 751.56 | Multifamily Residence_Electric | Multifamily Residence_FALSE
Mechanical_00015479 | SITE_01250 | Storage Water Heater | Electric Resistance | 50 |  | Bradford White | M250T6ds-1ncww | No | 2014 |  | LA33769604 | No | No | Electric | 4.5 |  | kW |  | Unknown | N/A | N/A |  | N/A | N/A | N/A | Main House | Yes | No | N/A | No |  | N/A | No | N/A |  | N/A |  | N/A | N/A | No | Yes | No | 1765 | 751.56 | Multifamily Residence | 1 | 751.56 | Multifamily Residence_Electric | Multifamily Residence_FALSE
Mechanical_00015480 | SITE_01252 | Storage Water Heater | Electric Resistance | 50 |  | Bradford White | M250t6ds-1ncww | No | 2014 |  | LF34539944 | No | No | Electric | 4.5 |  | kW |  | Unknown | N/A | N/A |  | N/A | N/A | N/A | Main House | Yes | No | N/A | No |  | N/A | No | N/A |  | N/A |  | N/A | No | No | No | No | 1767 | 751.56 | Multifamily Residence | 1 | 751.56 | Multifamily Residence_Electric | Multifamily Residence_FALSE
Mechanical_00015481 | SITE_01257 | Storage Water Heater | Electric Resistance | 50 |  | Bradford White | M250T6DS-1NCWW | No | 2014 |  | LB33925017 | No | No | Electric | 4.5 |  | kW |  | Unknown | N/A | N/A |  | N/A | N/A | N/A | Main House | Yes | No | N/A | No |  | N/A | No | N/A |  | N/A |  | N/A | N/A | Yes | Yes | No | 1772 | 751.56 | Multifamily Residence | 1 | 751.56 | Multifamily Residence_Electric | Multifamily Residence_FALSE
Mechanical_00015482 | SITE_01281 | Storage Water Heater | Electric Resistance | 50 |  | Bradford White | MI50S6DS13 | No | 2002 |  | YB0919948 | No | No | Electric | 4.5 |  | kW |  | Unknown | N/A | N/A |  | N/A | N/A | N/A | Main House | Yes | No | N/A | No |  | N/A | No | N/A |  | N/A |  | N/A | Yes | No | No | No | 1796 | 751.56 | Multifamily Residence | 1 | 751.56 | Multifamily Residence_Electric | Multifamily Residence_FALSE
Mechanical_00011379 | SITE_00081 | Storage Water Heater | Unknown |  | Unknown | Unknown | Unknown | No |  | Unknown | Unknown | Unknown | Unknown | Unknown |  | Unknown | Btuh |  | Unknown | N/A | N/A |  | N/A | N/A | N/A | Unknown | Unknown | Unknown | N/A | Unknown |  | N/A | Unknown | N/A |  | N/A |  | N/A | Unknown | Unknown | Unknown | Unknown | 604 | 3434 | Single Family | 1 | 3434 | Single Family_Unknown | Single Family_FALSE
Mechanical_00011380 | BLDG_00045 | Storage Water Heater | Electric Resistance | 50 |  | Reliance | 650D0RS | No | 2010 |  | 1011A010434 | No | No | Electric | 4.5 |  | kW | 0.9 |  | N/A | N/A |  | N/A | N/A | N/A | Main House | N/A | No | N/A | No |  | N/A | Yes | Polyethylene Foam | 4 |  | 1 |  | N/A | N/A | N/A | No | 45 | 41.95 | Multifamily Building | 1 | 41.95 | Multifamily Building_Electric | Multifamily Building_FALSE
Mechanical_00011381 | SITE_00036 | Storage Water Heater | Unknown |  | Unknown | Unknown | Unknown | No |  | Unknown | Unknown | Unknown | Unknown | Unknown |  | Unknown | Btuh |  | Unknown | N/A | N/A |  | N/A | N/A | N/A | Main House | Yes | Unknown | N/A | Unknown |  | N/A | Unknown | N/A |  | N/A |  | N/A | No | No | Unknown | Unknown | 559 | 1313.97 | Manufactured | 1 | 1313.97 | Manufactured_Unknown | Manufactured_FALSE
Mechanical_00011382 | SITE_00025 | Storage Water Heater | Electric Resistance | 50 |  | Bradford White | Mi50s6ds13 | No | 1997 |  | PL0406649 | No | No | Electric | 4.5 |  | kW |  | Unknown | N/A | N/A |  | N/A | N/A | N/A | Main House | Yes | No | N/A | No |  | N/A | No | N/A |  | N/A |  | N/A | Yes | No | Yes | No | 548 | 1313.97 | Manufactured | 1 | 1313.97 | Manufactured_Electric | Manufactured_FALSE
Mechanical_00011383 | SITE_00088 | Storage Water Heater | Electric Resistance | 50 |  | AO Smith | Ect52200 | No | 2008 |  | 0802J013510 | No | No | Electric | 4.5 |  | kW | 0.91 |  | N/A | N/A |  | N/A | N/A | N/A | Main House | Yes | Yes | Plumbed drain | No |  | N/A | Yes | Polyethylene Foam | 2 |  | 0.5 |  | No | No | Yes | No | 611 | 739.45 | Multifamily Residence | 1 | 739.45 | Multifamily Residence_Electric | Multifamily Residence_FALSE
Mechanical_00011384 | BLDG_00038 | Storage Water Heater | Unknown |  | Unknown | Unknown | Unknown | No |  | Unknown | Unknown | Unknown | Unknown | Unknown |  | Unknown | Btuh |  | Unknown | N/A | N/A |  | N/A | N/A | N/A | Main House | N/A | Unknown | N/A | Unknown |  | N/A | Unknown | N/A |  | N/A |  | N/A | N/A | N/A | N/A | Unknown | 38 | 41.95 | Multifamily Building | 1 | 41.95 | Multifamily Building_Unknown | Multifamily Building_FALSE
Mechanical_00011385 | SITE_00097 | Storage Water Heater | Electric Resistance | 50 |  | AO Smith | 82mv52-2 | Yes | 2008 |  | N/A | No | No | Electric | 4.5 |  | kW | 0.9 |  | N/A | N/A |  | N/A | N/A | N/A | Main House | Yes | No | N/A | No |  | N/A | Yes | Polyethylene Foam | 2 |  | 0.5 |  | No | Yes | Yes | No | 620 | 739.45 | Multifamily Residence | 1 | 739.45 | Multifamily Residence_Electric | Multifamily Residence_FALSE
Mechanical_00011386 | SITE_00035 | Storage Water Heater | Electric Resistance | 50 |  | Rheem | Xe50m06st45u0 | No | 2014 |  | RH M321415088 | No | No | Electric | 4.5 |  | kW | 0.9 |  | N/A | N/A |  | N/A | N/A | N/A | Main House | Yes | Yes | Plumbed drain | No |  | N/A | No | N/A |  | N/A |  | N/A | Yes | No | Yes | No | 558 | 1313.97 | Manufactured | 1 | 1313.97 | Manufactured_Electric | Manufactured_FALSE
Mechanical_00011387 | SITE_00091 | Storage Water Heater | Electric Resistance | 30 |  | Kenmore | 153.3122 | No | 2001 |  | G01303485 | No | No | Electric | 3.8 |  | kW | 0.89 |  | N/A | N/A |  | N/A | N/A | N/A | Main House | Yes | Yes | Plumbed drain | No |  | N/A | No | N/A |  | N/A |  | N/A | No | No | No | No | 614 | 739.45 | Multifamily Residence | 1 | 739.45 | Multifamily Residence_Electric | Multifamily Residence_FALSE
Mechanical_00011388 | SITE_00090 | Storage Water Heater | Electric Resistance |  | Unknown | Unknown | Unknown | No |  | Unknown | Unknown | No | No | Electric |  | Unknown | kW |  | Unknown | N/A | N/A |  | N/A | N/A | N/A | Unknown | Unknown | Unknown | N/A | Unknown |  | N/A | Unknown | N/A |  | N/A |  | N/A | Unknown | Unknown | Unknown | Unknown | 613 | 9127 | Single Family | 1 | 9127 | Single Family_Electric | Single Family_FALSE
Mechanical_00011389 | SITE_01226 | Storage Water Heater | Electric Resistance |  | Unknown | Reliance | 65220ct973w | No | 1999 |  | F99525328 | No | No | Electric | 4.5 |  | kW | 0.93 |  | N/A | N/A |  | N/A | N/A | N/A | Main House | Yes | No | N/A | No |  | N/A | No | N/A |  | N/A |  | N/A | Yes | No | Yes | No | 1741 | 894.83 | Manufactured | 1 | 894.83 | Manufactured_Electric | Manufactured_FALSE
Mechanical_00011390 | SITE_01323 | Storage Water Heater | Electric Resistance |  | Unknown | Unknown | Unknown | No |  | Unknown | Unknown | No | No | Electric |  | Unknown | kW |  | Unknown | N/A | N/A |  | N/A | N/A | N/A | Main House | Yes | No | N/A | No |  | N/A | No | N/A |  | N/A |  | N/A | Yes | No | No | No | 1838 | 2474.375 | Single Family | 1 | 2474.375 | Single Family_Electric | Single Family_FALSE
Mechanical_00011391 | SITE_01225 | Storage Water Heater | Electric Resistance | 50 |  | American Appliance | E61-50r-045d | No | 2005 |  | 517139275 | No | No | Electric | 4.5 |  | kW | 0.9 |  | N/A | N/A |  | N/A | N/A | N/A | Main House | Yes | No | N/A | No |  | N/A | No | N/A |  | N/A |  | N/A | Yes | No | Yes | No | 1740 | 894.83 | Manufactured | 1 | 894.83 | Manufactured_Electric | Manufactured_FALSE
Mechanical_00011392 | SITE_01244 | Storage Water Heater | Electric Resistance | 55 |  | Reliance | 650dort | No | 2009 |  | 0921J001203 | No | No | Electric | 4.5 |  | kW | 0.9 |  | N/A | N/A |  | N/A | N/A | N/A | Main House | No | No | N/A | No |  | N/A | No | N/A |  | N/A |  | N/A | No | No | Yes | No | 1759 | 2474.375 | Single Family | 2 | 1237.1875 | Single Family_Electric | Single Family_FALSE
Mechanical_00011393 | SITE_01244 | Storage Water Heater | Electric Resistance | 50 |  | American Appliance | E6150r045d | No | 2006 |  | 610139941 | No | No | Electric | 4.5 |  | kW | 0.9 |  | N/A | N/A |  | N/A | N/A | N/A | Main House | No | Yes | Plumbed drain | No |  | N/A | No | N/A |  | N/A |  | N/A | No | Yes | Yes | No | 1759 | 2474.375 | Single Family | 2 | 1237.1875 | Single Family_Electric | Single Family_FALSE
Mechanical_00011394 | SITE_01314 | Storage Water Heater | Fossil Fuel Non-Condensing | 50 |  | Bradford White | Mi5036fcx | No | 2005 |  | EE10556412 | No | No | Propane | 36000 |  | Btuh | 0.58 |  | N/A | N/A |  | N/A | N/A | N/A | Garage | Yes | No | N/A | No |  | N/A | No | N/A |  | N/A |  | N/A | Yes | Yes | Yes | No | 1829 | 2474.375 | Single Family | 1 | 2474.375 | Single Family_Propane | Single Family_FALSE
Mechanical_00011395 | SITE_01327 | Storage Water Heater | Electric Resistance | 50 |  | Rheem | 82v52-2 | Yes | 2005 |  | N/A | No | No | Electric | 4.5 |  | kW | 0.91 |  | N/A | N/A |  | N/A | N/A | N/A | Basement | Yes | Yes | Plumbed drain | No |  | N/A | No | N/A |  | N/A |  | N/A | Yes | Yes | No | No | 1842 | 2474.375 | Single Family | 1 | 2474.375 | Single Family_Electric | Single Family_FALSE
Mechanical_00011396 | SITE_01310 | Storage Water Heater | Electric Resistance | 50 |  | AO Smith | Ent50-110 | No | 2017 |  | 1707105037080 | No | No | Electric | 4.5 |  | kW | 0.93 |  | N/A | N/A |  | N/A | N/A | N/A | Other | Yes | Yes | Plumbed drain | No |  | N/A | Yes | Polyethylene Foam | 5 |  | 0.5 |  | Yes | Yes | Yes | No | 1825 | 2474.375 | Single Family | 1 | 2474.375 | Single Family_Electric | Single Family_FALSE
Mechanical_00011397 | SITE_01334 | Storage Water Heater | Electric Resistance | 18 |  | Bradford White | M180R6DS3 | No | 2004 |  | AB4259062 | No | No | Electric | 4.5 |  | kW |  | Unknown | N/A | N/A |  | N/A | N/A | N/A | Basement | Yes | Unknown | N/A | No |  | N/A | Yes | Polyethylene Foam | 12 |  | 0.25 |  | Yes | Yes | No | No | 1849 | 19280.2 | Single Family | 1 | 19280.2 | Single Family_Electric | Single Family_FALSE
Mechanical_00011398 | SITE_01343 | Storage Water Heater | Electric Resistance | 50 |  | American Appliance | E61-50R-045D | No | 2006 |  | 643114060 | No | No | Electric | 4.5 |  | kW | 0.9 |  | N/A | N/A |  | N/A | N/A | N/A | Garage | Yes | No | N/A | No |  | N/A | Yes | Polyethylene Foam | 12 |  | 0.25 |  | Yes | Yes | Yes | No | 1858 | 2474.375 | Single Family | 1 | 2474.375 | Single Family_Electric | Single Family_FALSE
Mechanical_00011399 | SITE_01338 | Storage Water Heater | Electric Resistance | 66 |  | AO Smith | EES 66 920 | No | 2003 |  | GH03-1804294-920 | No | No | Electric | 4.5 |  | kW |  | Unknown | N/A | N/A |  | N/A | N/A | N/A | Garage | Yes | No | N/A | No |  | N/A | No | N/A |  | N/A |  | N/A | Yes | No | No | No | 1853 | 2474.375 | Single Family | 1 | 2474.375 | Single Family_Electric | Single Family_FALSE
Mechanical_00011400 | SITE_01870 | Storage Water Heater | Electric Resistance | 50 |  | Rheem | XE50T06ST45U1 | Yes | 2016 |  | N/A | No | No | Electric | 4.5 |  | kW | 0.91 |  | N/A | N/A |  | N/A | N/A | N/A | Unknown | Yes | No | N/A | No |  | N/A | No | N/A |  | N/A |  | N/A | No | No | No | No | 2378 | 894.83 | Manufactured | 1 | 894.83 | Manufactured_Electric | Manufactured_FALSE
Mechanical_00011401 | SITE_01333 | Storage Water Heater | Electric Resistance | 50 |  | Whirlpool | E1F50RD045V | No | 2012 |  | 1234T468655 | No | No | Electric | 4.5 |  | kW | 0.9 |  | N/A | N/A |  | N/A | N/A | N/A | Main House | Yes | Yes | Plumbed drain | No |  | N/A | No | N/A |  | N/A |  | N/A | Yes | No | Yes | No | 1848 | 2474.375 | Single Family | 1 | 2474.375 | Single Family_Electric | Single Family_FALSE
Mechanical_00011402 | SITE_01346 | Storage Water Heater | Fossil Fuel Non-Condensing | 40 |  | Rheem | XG40T06EC36U1 | Yes | 2015 |  | N/A | No | No | Natural Gas | 36000 |  | Btuh | 0.59 |  | N/A | N/A |  | N/A | N/A | N/A | Garage | Yes | Unknown | N/A | No |  | N/A | No | N/A |  | N/A |  | N/A | Yes | Yes | Yes | No | 1861 | 2474.375 | Single Family | 1 | 2474.375 | Single Family_Natural Gas | Single Family_FALSE
Mechanical_00011403 | SITE_01326 | Storage Water Heater | Electric Resistance | 50 |  | US Craftmaster | E3F50RD045CV | No | 2001 |  | 102109667 | No | No | Electric | 4.5 |  | kW | 0.89 |  | N/A | N/A |  | N/A | N/A | N/A | Basement | Yes | Yes | Floor drain | No |  | N/A | No | N/A |  | N/A |  | N/A | Yes | Yes | Yes | No | 1841 | 19280.2 | Single Family | 1 | 19280.2 | Single Family_Electric | Single Family_FALSE
Mechanical_00011404 | SITE_01335 | Storage Water Heater | Fossil Fuel Condensing | 50 |  | Reliance | 650ybvit 100 | Yes | 2011 |  | N/A | No | No | Natural Gas | 40000 |  | Btuh |  | Unknown | N/A | N/A |  | N/A | N/A | N/A | Garage | Yes | No | N/A | No |  | N/A | No | N/A |  | N/A |  | N/A | Unknown | Yes | No | No | 1850 | 2267.7917 | Single Family | 1 | 2267.7917 | Single Family_Natural Gas | Single Family_FALSE
Mechanical_00011405 | SITE_01332 | Storage Water Heater | Electric Resistance | 50 |  | Reliance | 10 52 2art973 w95 | No | 1997 |  | G97268120 | No | No | Electric | 5.5 |  | kW |  | Unknown | N/A | N/A |  | N/A | N/A | N/A | Garage | Yes | No | N/A | Yes | 2 |  | No | N/A |  | N/A |  | N/A | No | No | Yes | No | 1847 | 2267.7917 | Single Family | 1 | 2267.7917 | Single Family_Electric | Single Family_FALSE
Mechanical_00011406 | SITE_01864 | Storage Water Heater | Electric Resistance | 40 |  | General Electric | se40m12aah | Yes | 2005 |  | N/A | No | No | Electric | 4.5 |  | kW | 0.75 |  | N/A | N/A |  | N/A | N/A | N/A | Main House | Yes | No | N/A | No |  | N/A | Yes | Polyethylene Foam | 6 |  | 0.5 |  | N/A | No | Yes | No | 2372 | 894.83 | Manufactured | 1 | 894.83 | Manufactured_Electric | Manufactured_FALSE
Mechanical_00011407 | SITE_01302 | Storage Water Heater | Electric Resistance | 50 |  | Ruud | evr52-2t | No | 2002 |  | 1102R05084 | No | No | Electric | 4.5 |  | kW | 0.75 |  | N/A | N/A |  | N/A | N/A | N/A | Garage | No | No | N/A | Yes | 1.5 |  | No | N/A |  | N/A |  | N/A | No | Yes | Yes | No | 1817 | 2267.7917 | Single Family | 1 | 2267.7917 | Single Family_Electric | Single Family_FALSE
Mechanical_00010161 | SITE_01478 | Storage Water Heater | Fossil Fuel Non-Condensing | 75 |  | Bradford White | Mi75s6cn10 | No | 1996 |  | NG6996603 | Yes | No | Natural Gas | 75000 |  | Btuh |  | Unknown | N/A | N/A |  | N/A | N/A | N/A | Garage | Yes | Unknown | N/A | No |  | N/A | No | N/A |  | N/A |  | N/A | No | Yes | Yes | No | 1992 | 2474.375 | Single Family | 1 | 2474.375 | Single Family_Natural Gas | Single Family_FALSE
Mechanical_00010162 | SITE_01479 | Storage Water Heater | Fossil Fuel Non-Condensing | 40 |  | Rheem | 42v40s-40f | Yes | 2004 |  | N/A | Yes | No | Natural Gas | 40000 |  | Btuh | 0.59 |  | N/A | N/A |  | N/A | N/A | N/A | Basement | Yes | No | N/A | No |  | N/A | No | N/A |  | N/A |  | N/A | No | Yes | No | No | 1993 | 5733.1429 | Single Family | 1 | 5733.1429 | Single Family_Natural Gas | Single Family_FALSE
Mechanical_00010163 | SITE_01480 | Storage Water Heater | Fossil Fuel Non-Condensing | 50 |  | Bradford White | MI5036FBN | No | 2007 |  | DF9327289 | No | No | Natural Gas | 40000 |  | Btuh | 0.58 |  | N/A | N/A |  | N/A | N/A | N/A | Garage | Yes | No | N/A | No |  | N/A | No | N/A |  | N/A |  | N/A | Yes | Yes | Yes | No | 1994 | 9989.0714 | Single Family | 1 | 9989.0714 | Single Family_Natural Gas | Single Family_FALSE
Mechanical_00010164 | SITE_01481 | Storage Water Heater | Electric Resistance |  | Unknown | Unknown | Unknown | No |  | Unknown | Unknown | No | No | Electric |  | Unknown | kW |  | Unknown | N/A | N/A |  | N/A | N/A | N/A | Garage | Yes | Yes | Plumbed drain | Yes | 3 |  | No | N/A |  | N/A |  | N/A | Yes | Yes | Yes | Unknown | 1995 | 10665.8571 | Single Family | 1 | 10665.8571 | Single Family_Electric | Single Family_FALSE
Mechanical_00010165 | SITE_01482 | Storage Water Heater | Unknown |  | Unknown | Unknown | Unknown | No |  | Unknown | Unknown | Unknown | Unknown | Electric |  | Unknown | kW |  | Unknown | N/A | N/A |  | N/A | N/A | N/A | Unknown | Unknown | Unknown | N/A | Unknown |  | N/A | Unknown | N/A |  | N/A |  | N/A | Unknown | Unknown | Unknown | Unknown | 1996 | 894.83 | Manufactured | 1 | 894.83 | Manufactured_Electric | Manufactured_FALSE
Mechanical_00010166 | SITE_01484 | Storage Water Heater | Electric Resistance | 50 |  | Reliance | 650dors | No | 2007 |  | D07A050713 | No | No | Electric | 4.5 |  | kW | 0.9 |  | N/A | N/A |  | N/A | N/A | N/A | Basement | Yes | No | N/A | No |  | N/A | No | N/A |  | N/A |  | N/A | N/A | Yes | Yes | No | 1997 | 5733.1429 | Single Family | 1 | 5733.1429 | Single Family_Electric | Single Family_FALSE
Mechanical_00010167 | SITE_01485 | Storage Water Heater | Fossil Fuel Condensing | 50 |  | AO Smith | Gcv50200200 | No |  | Unknown | Unknown | No | No | Natural Gas | 40000 |  | Btuh | 0.58 |  | N/A | N/A |  | N/A | N/A | N/A | Garage | Yes | Yes | Plumbed drain | No |  | N/A | No | N/A |  | N/A |  | N/A | Yes | Yes | Yes | No | 1998 | 9989.0714 | Single Family | 1 | 9989.0714 | Single Family_Natural Gas | Single Family_FALSE
Mechanical_00010168 | SITE_01486 | Storage Water Heater | Fossil Fuel Non-Condensing | 50 |  | Bradford White | Mi5036fbn | No | 2011 |  | HE15035296 | No | No | Natural Gas | 40000 |  | Btuh | 0.58 |  | N/A | N/A |  | N/A | N/A | N/A | Crawlspace | Yes | No | N/A | No |  | N/A | Yes | Polyethylene Foam | 40 |  | 1 |  | Yes | Yes | Yes | No | 1999 | 2474.375 | Single Family | 1 | 2474.375 | Single Family_Natural Gas | Single Family_FALSE
Mechanical_00010169 | SITE_01487 | Storage Water Heater | Electric Resistance | 50 |  | Reliance | Unknown | No |  | Unknown | Unknown | No | No | Electric | 4 |  | kW |  | Unknown | N/A | N/A |  | N/A | N/A | N/A | Crawlspace | Yes | No | N/A | No |  | N/A | No | N/A |  | N/A |  | N/A | No | Yes | No | No | 2000 | 5733.1429 | Single Family | 1 | 5733.1429 | Single Family_Electric | Single Family_FALSE
Mechanical_00010170 | SITE_01488 | Storage Water Heater | Electric Resistance |  | Unknown | Unknown | Unknown | No |  | Unknown | Unknown | Yes | No | Electric |  | Unknown | kW |  | Unknown | N/A | N/A |  | N/A | N/A | N/A | Garage | Yes | No | N/A | No |  | N/A | No | N/A |  | N/A |  | N/A | No | Yes | No | No | 2001 | 19280.2 | Single Family | 2 | 9640.1 | Single Family_Electric | Single Family_FALSE
Mechanical_00010171 | SITE_01488 | Storage Water Heater | Electric Resistance | 50 |  | Kenmore | 153.320591HT | No | 2001 |  | C01202605 | Yes | No | Electric | 3.8 |  | kW |  | Unknown | N/A | N/A |  | N/A | N/A | N/A | Basement | Yes | Yes | Plumbed drain | No |  | N/A | No | N/A |  | N/A |  | N/A | No | Yes | No | No | 2001 | 19280.2 | Single Family | 2 | 9640.1 | Single Family_Electric | Single Family_FALSE
Mechanical_00010172 | SITE_01489 | Storage Water Heater | Fossil Fuel Non-Condensing | 50 |  | Bradford White | M-i50355ln-8 | Yes | 1989 |  | N/A | Yes | No | Natural Gas | 40000 |  | Btuh | 0.58 |  | N/A | N/A |  | N/A | N/A | N/A | Garage | Yes | No | N/A | No |  | N/A | No | N/A |  | N/A |  | N/A | No | Yes | Yes | No | 2002 | 9989.0714 | Single Family | 1 | 9989.0714 | Single Family_Natural Gas | Single Family_FALSE
Mechanical_00010173 | SITE_01490 | Storage Water Heater | Electric Resistance | 52 |  | Pioneer | K5522cr57h | No |  | Unknown | 179103047 | No | No | Electric | 4.5 |  | kW |  | Unknown | N/A | N/A |  | N/A | N/A | N/A | Main House | Yes | No | N/A | No |  | N/A | No | N/A |  | N/A |  | N/A | No | Yes | Yes | No | 2003 | 13333.6667 | Single Family | 1 | 13333.6667 | Single Family_Electric | Single Family_FALSE
Mechanical_00010174 | SITE_01491 | Storage Water Heater | Electric Resistance | 50 |  | Unknown | PV 522RT1 24 | No |  | Unknown | Unknown | No | No | Electric |  | Unknown | kW |  | Unknown | N/A | N/A |  | N/A | N/A | N/A | Garage | Yes | No | N/A | No |  | N/A | No | N/A |  | N/A |  | N/A | Yes | Yes | No | No | 2004 | 9989.0714 | Single Family | 1 | 9989.0714 | Single Family_Electric | Single Family_FALSE
Mechanical_00010175 | SITE_01492 | Storage Water Heater | Fossil Fuel Non-Condensing | 50 |  | Reliance | 1250gart 300 | Yes | 2012 |  | N/A | No | No | Natural Gas | 40000 |  | Btuh | 0.58 |  | N/A | N/A |  | N/A | N/A | N/A | Garage | Yes | No | N/A | No |  | N/A | No | N/A |  | N/A |  | N/A | No | Yes | Yes | No | 2005 | 9989.0714 | Single Family | 1 | 9989.0714 | Single Family_Natural Gas | Single Family_FALSE
Mechanical_00010176 | SITE_01493 | Storage Water Heater | Electric Resistance | 50 |  | Bradford White | M250s6ds2 | No | 2004 |  | AF4851558 | No | No | Electric | 4.5 |  | kW | 0.91 |  | N/A | N/A |  | N/A | N/A | N/A | Basement | Yes | Yes | Plumbed drain | No |  | N/A | No | N/A |  | N/A |  | N/A | No | No | No | No | 2006 | 2267.7917 | Single Family | 1 | 2267.7917 | Single Family_Electric | Single Family_FALSE
Mechanical_00010177 | SITE_01494 | Storage Water Heater | Electric Resistance | 50 |  | Bradford White | M250t6ds | No | 2008 |  | ED10503260 | No | No | Electric | 4.5 |  | kW | 0.9 |  | N/A | N/A |  | N/A | N/A | N/A | Main House | Yes | Yes | Plumbed drain | No |  | N/A | No | N/A |  | N/A |  | N/A | No | No | Yes | No | 2007 | 24786.1667 | Single Family | 1 | 24786.1667 | Single Family_Electric | Single Family_FALSE
Mechanical_00010178 | SITE_01495 | Storage Water Heater | Electric Resistance | 88 |  | Smart Water | Se80t12aag | No |  | Unknown | 1104R09929 | No | No | Electric | 5.5 |  | kW | 0.92 |  | N/A | N/A |  | N/A | N/A | N/A | Crawlspace | Yes | Yes | Floor drain | No |  | N/A | No | N/A |  | N/A |  | N/A | No | Yes | Yes | No | 2008 | 9989.0714 | Single Family | 2 | 4994.5357 | Single Family_Electric | Single Family_FALSE
Mechanical_00010179 | SITE_01495 | Instantaneous Water Heater | Electric Resistance |  | Unknown | Eemax | Ex190tc | No |  | Unknown | 750767 | No | No | Electric | 19 |  | kW | 0.99 |  | N/A | N/A |  | N/A | N/A | N/A | Garage | Yes | No | N/A | No |  | N/A | No | N/A |  | N/A |  | N/A | No | Yes | Yes | No | 2008 | 9989.0714 | Single Family | 2 | 4994.5357 | Single Family_Electric | Single Family_FALSE
Mechanical_00010180 | SITE_01496 | Storage Water Heater | Electric Resistance | 80 |  | Whirlpool | EE3Z80HD055V | No | 2005 |  | 513129070 | No | No | Electric | 4.131 |  | kW | 0.93 |  | N/A | N/A |  | N/A | N/A | N/A | Basement | Yes | No | N/A | No |  | N/A | No | N/A |  | N/A |  | N/A | Yes | No | No | No | 2009 | 2474.375 | Single Family | 1 | 2474.375 | Single Family_Electric | Single Family_FALSE
Mechanical_00010181 | SITE_01497 | Storage Water Heater | Fossil Fuel Condensing | 50 |  | Reliance | 650gbct300 | Yes | 2014 |  | N/A | Yes | No | Natural Gas | 40000 |  | Btuh |  | Unknown | N/A | N/A |  | N/A | N/A | N/A | Basement | Yes | No | N/A | No |  | N/A | No | N/A |  | N/A |  | N/A | No | Yes | Yes | No | 2010 | 5733.1429 | Single Family | 1 | 5733.1429 | Single Family_Natural Gas | Single Family_FALSE
Mechanical_00010182 | SITE_01498 | Storage Water Heater | Electric Resistance |  | Unknown | AO Smith | Unknown | No |  | Unknown | Unknown | No | No | Electric |  | Unknown | kW |  | Unknown | N/A | N/A |  | N/A | N/A | N/A | Main House | Yes | No | N/A | No |  | N/A | No | N/A |  | N/A |  | N/A | No | No | No | No | 2011 | 10665.8571 | Single Family | 1 | 10665.8571 | Single Family_Electric | Single Family_FALSE
Mechanical_00010183 | SITE_01501 | Storage Water Heater | Electric Resistance | 55 |  | Reliance | 650dort 210 | No | 2013 |  | 1341J001477 | No | No | Electric | 4.5 |  | kW | 0.9 |  | N/A | N/A |  | N/A | N/A | N/A | Basement | Yes | Yes | Floor drain | No |  | N/A | No | N/A |  | N/A |  | N/A | No | Yes | Yes | No | 2014 | 5733.1429 | Single Family | 1 | 5733.1429 | Single Family_Electric | Single Family_FALSE
Mechanical_00010184 | SITE_01502 | Storage Water Heater | Electric Resistance | 50 |  | Bradford White | M250t6ds5 | No | 2005 |  | BL6982220 | No | No | Electric | 4.5 |  | kW | 0.9 |  | N/A | N/A |  | N/A | N/A | N/A | Garage | Yes | No | N/A | No |  | N/A | No | N/A |  | N/A |  | N/A | Yes | No | Yes | No | 2015 | 2267.7917 | Single Family | 1 | 2267.7917 | Single Family_Electric | Single Family_FALSE
Mechanical_00010185 | SITE_01503 | Storage Water Heater | Fossil Fuel Non-Condensing | 40 |  | Whirlpool | N40T121-403 | No | 2014 |  | 1434100083518 | No | No | Natural Gas | 40000 |  | Btuh | 0.59 |  | N/A | N/A |  | N/A | N/A | N/A | Main House | Yes | No | N/A | No |  | N/A | No | N/A |  | N/A |  | N/A | Yes | Yes | Yes | No | 2016 | 10665.8571 | Single Family | 1 | 10665.8571 | Single Family_Natural Gas | Single Family_FALSE
Mechanical_00010186 | SITE_01504 | Storage Water Heater | Fossil Fuel Non-Condensing | 40 |  | Bradford White | Mi40t6fbn | No | 2011 |  | HD14836443 | No | No | Natural Gas | 40000 |  | Btuh | 0.59 |  | N/A | N/A |  | N/A | N/A | N/A | Garage | Yes | No | N/A | No |  | N/A | No | N/A |  | N/A |  | N/A | Yes | Yes | Yes | No | 2017 | 10665.8571 | Single Family | 1 | 10665.8571 | Single Family_Natural Gas | Single Family_FALSE
Mechanical_00010187 | SITE_01505 | Storage Water Heater | Fossil Fuel Non-Condensing | 50 |  | Unknown | Unknown | No |  | Unknown | Unknown | No | No | Natural Gas | 40000 |  | Btuh |  | Unknown | N/A | N/A |  | N/A | N/A | N/A | Garage | Yes | Yes | Floor drain | Yes | 2 |  | Yes | Polyethylene Foam | 4 |  | 1 |  | Yes | Yes | No | No | 2018 | 9989.0714 | Single Family | 1 | 9989.0714 | Single Family_Natural Gas | Single Family_FALSE
Mechanical_00010188 | SITE_01506 | Storage Water Heater | Electric Resistance | 50 |  | Bradford White | M250S6DS | No | 2012 |  | JK17191610 | No | No | Electric | 4.5 |  | kW | 0.92 |  | N/A | N/A |  | N/A | N/A | N/A | Garage | Yes | Yes | Plumbed drain | No |  | N/A | No | N/A |  | N/A |  | N/A | Yes | Yes | Yes | No | 2019 | 19280.2 | Single Family | 1 | 19280.2 | Single Family_Electric | Single Family_FALSE
Mechanical_00010189 | SITE_01507 | Storage Water Heater | Electric Resistance | 52 |  | State | Pv 52 2rs8 h | No | 1979 |  | M79102860 | Yes | No | Electric | 4.5 |  | kW |  | Unknown | N/A | N/A |  | N/A | N/A | N/A | Unknown | Yes | No | N/A | No |  | N/A | No | N/A |  | N/A |  | N/A | No | No | Yes | No | 2020 | 751.56 | Multifamily Residence | 1 | 751.56 | Multifamily Residence_Electric | Multifamily Residence_FALSE
Mechanical_00010800 | SITE_00563 | Storage Water Heater | Electric Resistance | 65 |  | General Electric | Pe65t09aah | Yes | 2012 |  | N/A | No | No | Electric | 4.5 |  | kW | 0.89 |  | N/A | N/A |  | N/A | N/A | N/A | Main House | Yes | No | N/A | No |  | N/A | No | N/A |  | N/A |  | N/A | Yes | Yes | No | No | 1083 | 574.8571 | Single Family | 1 | 574.8571 | Single Family_Electric | Single Family_FALSE
Mechanical_00010801 | SITE_00564 | Storage Water Heater | Electric Resistance | 50 |  | Ruud | Pes52-2 | No | 1992 |  | RU 1192842104 | No | No | Electric | 4.5 |  | kW | 0.86 |  | N/A | N/A |  | N/A | N/A | N/A | Main House | No | No | N/A | No |  | N/A | No | N/A |  | N/A |  | N/A | No | No | No | No | 1084 | 1432.1875 | Single Family | 2 | 716.0938 | Single Family_Electric | Single Family_FALSE
Mechanical_00010802 | SITE_00564 | Storage Water Heater | Electric Resistance | 50 |  | American Appliance | E62-50h-045d | No | 2007 |  | 738116036 | No | No | Electric | 4.5 |  | kW | 0.91 |  | N/A | N/A |  | N/A | N/A | N/A | Main House | No | No | N/A | No |  | N/A | No | N/A |  | N/A |  | N/A | No | Yes | No | No | 1084 | 1432.1875 | Single Family | 2 | 716.0938 | Single Family_Electric | Single Family_FALSE
Mechanical_00010803 | SITE_00565 | Storage Water Heater | Electric Resistance |  | Unknown | Unknown | Unknown | No |  | Unknown | Unknown | No | No | Electric |  | Unknown | kW |  | Unknown | N/A | N/A |  | N/A | N/A | N/A | Garage | Yes | No | N/A | Yes | 1 |  | Yes | Polyethylene Foam | 4 |  | 1 |  | Yes | Yes | Yes | No | 1085 | 1142.3864 | Single Family | 1 | 1142.3864 | Single Family_Electric | Single Family_FALSE
Mechanical_00010804 | SITE_00566 | Storage Water Heater | Unknown |  | Unknown | Unknown | Unknown | No |  | Unknown | Unknown | Unknown | Unknown | Unknown |  | Unknown | Btuh |  | Unknown | N/A | N/A |  | N/A | N/A | N/A | Main House | Yes | Unknown | N/A | Unknown |  | N/A | Unknown | N/A |  | N/A |  | N/A | Yes | No | Unknown | No | 1086 | 1323.42 | Manufactured | 1 | 1323.42 | Manufactured_Unknown | Manufactured_FALSE
Mechanical_00010805 | SITE_00567 | Storage Water Heater | Electric Resistance | 50 |  | Richmond | 8mv50-2 b | No | 2000 |  | Rm 0800402542 | No | No | Electric | 4.5 |  | kW |  | Unknown | N/A | N/A |  | N/A | N/A | N/A | Main House | Yes | Yes | Plumbed drain | No |  | N/A | No | N/A |  | N/A |  | N/A | N/A | No | No | No | 1087 | 1142.3864 | Single Family | 1 | 1142.3864 | Single Family_Electric | Single Family_FALSE
Mechanical_00010806 | SITE_00568 | Storage Water Heater | Fossil Fuel Non-Condensing | 50 |  | State | PR650N0CT32W | Yes | 2002 |  | N/A | No | No | Natural Gas | 36000 |  | Btuh |  | Unknown | N/A | N/A |  | N/A | N/A | N/A | Basement | Yes | No | N/A | No |  | N/A | No | N/A |  | N/A |  | N/A | No | Yes | Yes | No | 1088 | 1432.1875 | Single Family | 1 | 1432.1875 | Single Family_Natural Gas | Single Family_FALSE
Mechanical_00010807 | SITE_00569 | Storage Water Heater | Electric Resistance |  | Unknown | Unknown | Unknown | No |  | Unknown | Unknown | No | No | Electric |  | Unknown | kW |  | Unknown | N/A | N/A |  | N/A | N/A | N/A | Garage | Yes | Unknown | N/A | Yes |  | Unknown | Unknown | N/A |  | N/A |  | N/A | Yes | Yes | No | No | 1089 | 1561.2667 | Single Family | 1 | 1561.2667 | Single Family_Electric | Single Family_FALSE
Mechanical_00010808 | SITE_00571 | Storage Water Heater | Electric Resistance | 80 |  | General Electric | Se80t12tah | Yes | 2009 |  | N/A | No | Yes | Electric | 5.5 |  | kW | 0.92 |  | N/A | N/A |  | N/A | N/A | N/A | Basement | Yes | Yes | Floor drain | No |  | N/A | No | N/A |  | N/A |  | N/A | Yes | No | No | No | 1091 | 1432.1875 | Single Family | 1 | 1432.1875 | Single Family_Electric | Single Family_FALSE
Mechanical_00010809 | SITE_00572 | Storage Water Heater | Fossil Fuel Non-Condensing | 50 |  | Bradford White | Mi5036fbn | No | 1994 |  | LK35186398 | No | No | Natural Gas | 40000 |  | Btuh |  | Unknown | N/A | N/A |  | N/A | N/A | N/A | Garage | Yes | No | N/A | No |  | N/A | No | N/A |  | N/A |  | N/A | Yes | Yes | Yes | No | 1092 | 1656.0588 | Single Family | 1 | 1656.0588 | Single Family_Natural Gas | Single Family_FALSE
Mechanical_00010810 | SITE_00574 | Storage Water Heater | Electric Resistance | 55 |  | Kenmore | 153.3215 | No | 2005 |  | D05A068545 | No | No | Electric | 3.8 |  | kW |  | Unknown | N/A | N/A |  | N/A | N/A | N/A | Garage | Yes | No | N/A | Yes | 2 |  | No | N/A |  | N/A |  | N/A | No | No | Yes | No | 1094 | 1561.2667 | Single Family | 1 | 1561.2667 | Single Family_Electric | Single Family_FALSE
Mechanical_00010811 | SITE_00578 | Storage Water Heater | Electric Resistance | 50 |  | AO Smith | Eat 52 210 | No | 2013 |  | 1347J000766 | No | No | Electric | 3.5 |  | kW |  | Unknown | N/A | N/A |  | N/A | N/A | N/A | Main House | Yes | No | N/A | No |  | N/A | No | N/A |  | N/A |  | N/A | Yes | No | No | No | 1098 | 1135.4 | Manufactured | 1 | 1135.4 | Manufactured_Electric | Manufactured_FALSE
Mechanical_00010812 | SITE_00580 | Storage Water Heater | Electric Resistance | 30 |  | Bradford White | MI30L6DS13 | No | 2000 |  | WB8729998 | No | No | Electric | 4.5 |  | kW | 0.93 |  | N/A | N/A |  | N/A | N/A | N/A | Main House | Yes | No | N/A | No |  | N/A | No | N/A |  | N/A |  | N/A | No | No | No | No | 1100 | 6646.5 | Single Family | 1 | 6646.5 | Single Family_Electric | Single Family_FALSE
Mechanical_00010813 | SITE_00590 | Storage Water Heater | Fossil Fuel Non-Condensing | 40 |  | State | Prv 40 nort6 f | No | 1991 |  | H91924224 | No | No | Natural Gas | 35500 |  | Btuh |  | Unknown | N/A | N/A |  | N/A | N/A | N/A | Main House | Yes | No | N/A | No |  | N/A | No | N/A |  | N/A |  | N/A | No | Yes | Yes | No | 1109 | 574.8571 | Single Family | 1 | 574.8571 | Single Family_Natural Gas | Single Family_FALSE
Mechanical_00010814 | SITE_00598 | Storage Water Heater | Electric Resistance | 50 |  | AO Smith | Ect 52 210 | No | 2013 |  | 1317J003835 | Unknown | Unknown | Electric | 4.5 |  | kW | 0.91 |  | N/A | N/A |  | N/A | N/A | N/A | Main House | Yes | No | N/A | No |  | N/A | No | N/A |  | N/A |  | N/A | No | Yes | Yes | No | 1117 | 1656.0588 | Single Family | 1 | 1656.0588 | Single Family_Electric | Single Family_FALSE
Mechanical_00010815 | SITE_00600 | Storage Water Heater | Fossil Fuel Non-Condensing | 50 |  | AO Smith | GVR 50 200 | Yes | 2008 |  | N/A | No | No | Natural Gas | 40000 |  | Btuh | 0.62 |  | N/A | N/A |  | N/A | N/A | N/A | Garage | Yes | No | N/A | No |  | N/A | No | N/A |  | N/A |  | N/A | Yes | Yes | Yes | No | 1119 | 1142.3864 | Single Family | 1 | 1142.3864 | Single Family_Natural Gas | Single Family_FALSE
Mechanical_00010816 | SITE_00601 | Storage Water Heater | Fossil Fuel Non-Condensing | 50 |  | Whirlpool | Nd50t122-403 | No | 2014 |  | 1424T450861 | No | No | Natural Gas | 40000 |  | Btuh | 0.67 |  | N/A | N/A |  | N/A | N/A | N/A | Garage | Yes | No | N/A | No |  | N/A | No | N/A |  | N/A |  | N/A | Yes | Yes | Yes | No | 1120 | 1142.3864 | Single Family | 1 | 1142.3864 | Single Family_Natural Gas | Single Family_FALSE
Mechanical_00010817 | SITE_00602 | Storage Water Heater | Electric Resistance | 50 |  | Richmond | Rmemvr50-2ti | No | 2001 |  | RM0101207004 | No | No | Electric | 4.5 |  | kW |  | Unknown | N/A | N/A |  | N/A | N/A | N/A | Garage | No | No | N/A | Yes | 1 |  | No | N/A |  | N/A |  | N/A | Yes | Yes | Yes | No | 1121 | 574.8571 | Single Family | 1 | 574.8571 | Single Family_Electric | Single Family_FALSE
Mechanical_00010818 | SITE_00614 | Storage Water Heater | Electric Resistance | 50 |  | Rheem | Rh 1210r00108 | Yes | 2010 |  | N/A | No | No | Electric | 4.5 |  | kW |  | Unknown | N/A | N/A |  | N/A | N/A | N/A | Main House | Yes | Unknown | N/A | No |  | N/A | No | N/A |  | N/A |  | N/A | Yes | Yes | Yes | No | 1133 | 1432.1875 | Single Family | 1 | 1432.1875 | Single Family_Electric | Single Family_FALSE
Mechanical_00010819 | SITE_00625 | Storage Water Heater | Fossil Fuel Non-Condensing | 40 |  | Kenmore | 153.3384 | No | 1996 |  | B96617891 | No | No | Natural Gas | 40000 |  | Btuh |  | Unknown | N/A | N/A |  | N/A | N/A | N/A | Main House | Yes | No | N/A | No |  | N/A | No | N/A |  | N/A |  | N/A | Yes | No | Yes | No | 1144 | 1135.4 | Manufactured | 1 | 1135.4 | Manufactured_Natural Gas | Manufactured_FALSE
Mechanical_00010820 | SITE_00636 | Storage Water Heater | Fossil Fuel Non-Condensing | 40 |  | General Electric | Pg40t09avh00 | Yes | 2011 |  | N/A | No | No | Natural Gas | 38000 |  | Btuh | 0.59 |  | N/A | N/A |  | N/A | N/A | N/A | Garage | Yes | No | N/A | No |  | N/A | Yes | Polyethylene Foam | 2 |  | 0.5 |  | Yes | Yes | Yes | No | 1155 | 1432.1875 | Single Family | 1 | 1432.1875 | Single Family_Natural Gas | Single Family_FALSE
Mechanical_00010821 | SITE_00638 | Storage Water Heater | Fossil Fuel Non-Condensing | 50 |  | American Water Heaters | Bfg6150t403no | No | 2010 |  | 1001T414480 | No | No | Natural Gas | 40000 |  | Btuh | 0.58 |  | N/A | N/A |  | N/A | N/A | N/A | Garage | Yes | No | N/A | No |  | N/A | No | N/A |  | N/A |  | N/A | Yes | Yes | Yes | No | 1157 | 1142.3864 | Single Family | 1 | 1142.3864 | Single Family_Natural Gas | Single Family_FALSE
Mechanical_00010822 | SITE_00639 | Storage Water Heater | Electric Resistance | 50 |  | Whirlpool | EE2H50RD045V | No | 2009 |  | 0918T427368 | No | No | Electric | 4.5 |  | kW | 0.92 |  | N/A | N/A |  | N/A | N/A | N/A | Main House | Yes | Unknown | N/A | No |  | N/A | No | N/A |  | N/A |  | N/A | No | No | Yes | No | 1158 | 1142.3864 | Single Family | 1 | 1142.3864 | Single Family_Electric | Single Family_FALSE
Mechanical_00010823 | SITE_00640 | Storage Water Heater | Fossil Fuel Condensing | 50 |  | General Electric | Pg50t09avh00 | Yes | 2012 |  | N/A | No | No | Natural Gas | 38000 |  | Btuh | 0.58 |  | N/A | N/A |  | N/A | N/A | N/A | Garage | Yes | No | N/A | No |  | N/A | Yes | Polyethylene Foam | 3 |  | 1 |  | Yes | Yes | Yes | No | 1159 | 1142.3864 | Single Family | 1 | 1142.3864 | Single Family_Natural Gas | Single Family_FALSE
Mechanical_00010824 | SITE_00644 | Storage Water Heater | Fossil Fuel Non-Condensing | 50 |  | American Appliance | GVF8533T | No |  | Unknown | 8906314902 | No | No | Natural Gas | 38000 |  | Btuh |  | Unknown | N/A | N/A |  | N/A | N/A | N/A | Main House | Yes | No | N/A | No |  | N/A | No | N/A |  | N/A |  | N/A | Yes | No | Yes | No | 1163 | 1561.2667 | Single Family | 1 | 1561.2667 | Single Family_Natural Gas | Single Family_FALSE
Mechanical_00010825 | SITE_00693 | Storage Water Heater | Fossil Fuel Non-Condensing | 50 |  | Rheem | 21V50-2 | No | 1996 |  | RN 0396D14566 | No | No | Natural Gas | 36000 |  | Btuh |  | Unknown | N/A | N/A |  | N/A | N/A | N/A | Main House | Yes | Yes | Floor drain | No |  | N/A | No | N/A |  | N/A |  | N/A | No | No | Yes | No | 1212 | 2639.8857 | Single Family | 1 | 2639.8857 | Single Family_Natural Gas | Single Family_FALSE
Mechanical_00010826 | SITE_01696 | Storage Water Heater | Electric Resistance | 40 |  | Rheem | Rh 0206r16520 | Yes | 2006 |  | N/A | No | No | Electric | 4.5 |  | kW |  | Unknown | N/A | N/A |  | N/A | N/A | N/A | Main House | Yes | Yes | Plumbed drain | No |  | N/A | No | N/A |  | N/A |  | N/A | Yes | No | No | No | 2204 | 1313.97 | Manufactured | 1 | 1313.97 | Manufactured_Electric | Manufactured_FALSE
Mechanical_00010827 | SITE_01697 | Storage Water Heater | Electric Resistance | 50 |  | Kenmore | 153.320592ht | No | 2001 |  | D01240042 | No | No | Electric | 3.8 |  | kW | 0.92 |  | N/A | N/A |  | N/A | N/A | N/A | Main House | Yes | Yes | Floor drain | Yes | 2 |  | No | N/A |  | N/A |  | N/A | Yes | Yes | No | No | 2205 | 1313.97 | Manufactured | 1 | 1313.97 | Manufactured_Electric | Manufactured_FALSE
Mechanical_00010828 | SITE_01699 | Storage Water Heater | Electric Resistance | 40 |  | Rheem | GE40M06AAG | Yes | 2009 |  | N/A | No | No | Electric | 4.5 |  | kW | 0.92 |  | N/A | N/A |  | N/A | N/A | N/A | Main House | Yes | No | N/A | No |  | N/A | No | N/A |  | N/A |  | N/A | No | No | Yes | No | 2207 | 1313.97 | Manufactured | 1 | 1313.97 | Manufactured_Electric | Manufactured_FALSE
Mechanical_00010596 | SITE_01609 | Storage Water Heater | Fossil Fuel Non-Condensing | 50 |  | State | PR650NODSW | Yes | 1998 |  | N/A | No | No | Natural Gas | 38000 |  | Btuh | 0.59 |  | N/A | N/A |  | N/A | N/A | N/A | Basement | Yes | No | N/A | No |  | N/A | No | N/A |  | N/A |  | N/A | Yes | Yes | No | No | 2118 | 2471.1038 | Single Family | 1 | 2471.1038 | Single Family_Natural Gas | Single Family_FALSE
Mechanical_00010597 | SITE_01694 | Storage Water Heater | Electric Resistance | 40 |  | State | SCI402HMS8 | No | 1994 |  | H94185726 | No | No | Electric | 4.5 |  | kW |  | Unknown | N/A | N/A |  | N/A | N/A | N/A | Main House | Yes | No | N/A | No |  | N/A | No | N/A |  | N/A |  | N/A | Yes | No | No | No | 2202 | 1982.27 | Manufactured | 1 | 1982.27 | Manufactured_Electric | Manufactured_FALSE
Mechanical_00010598 | SITE_02066 | Storage Water Heater | Fossil Fuel Non-Condensing | 50 |  | State | Ssx50nart | No | 2000 |  | L00138394 | No | No | Natural Gas | 40000 |  | Btuh | 0.57 |  | N/A | N/A |  | N/A | N/A | N/A | Basement | Yes | Yes | Plumbed drain | No |  | N/A | No | N/A |  | N/A |  | N/A | No | Yes | Yes | No | 2573 | 10381.2619 | Single Family | 1 | 10381.2619 | Single Family_Natural Gas | Single Family_FALSE
Mechanical_00010599 | SITE_01736 | Instantaneous Water Heater | Electric Resistance | 0.393 |  | Tempra | 29 Plus | No |  | Unknown | 223425-8447-000441 | No | No | Electric | 28.8 |  | kW |  | Unknown | N/A | N/A |  | N/A | N/A | N/A | Garage | Yes | No | N/A | No |  | N/A | No | N/A |  | N/A |  | N/A | No | Yes | Yes | Unknown | 2244 | 10381.2619 | Single Family | 1 | 10381.2619 | Single Family_Electric | Single Family_FALSE
Mechanical_00010600 | SITE_01913 | Storage Water Heater | Indirect Water Heater |  | Unknown | Triangle Tube | Unknown | No |  | Unknown | PS57129 | Yes | No | Unknown |  | Unknown | Btuh |  | Unknown | N/A | N/A |  | N/A | N/A | N/A | Garage | Yes | No | N/A | No |  | N/A | No | N/A |  | N/A |  | N/A | Yes | Yes | Yes | No | 2420 | 3955.5333 | Single Family | 1 | 3955.5333 | Single Family_Unknown | Single Family_FALSE
Mechanical_00010601 | SITE_01918 | Storage Water Heater | Electric Resistance |  | Unknown | Unknown | 667x-52d | No |  | Unknown | Unknown | No | No | Electric |  | Unknown | kW |  | Unknown | N/A | N/A |  | N/A | N/A | N/A | Main House | Yes | No | N/A | Yes | 2 |  | No | N/A |  | N/A |  | N/A | No | No | No | No | 2425 | 921.5 | Manufactured | 1 | 921.5 | Manufactured_Electric | Manufactured_FALSE
Mechanical_00010602 | SITE_01669 | Storage Water Heater | Electric Resistance | 70 |  | Unknown | 82XR66-2 | No |  | Unknown | Unknown | No | No | Electric |  | Unknown | kW | 0.91 |  | N/A | N/A |  | N/A | N/A | N/A | Other | Yes | No | N/A | No |  | N/A | Yes | Polyethylene Foam | 4 |  | 0.5 |  | Yes | No | No | No | 2177 | 79.7168 | Single Family | 1 | 79.7168 | Single Family_Electric | Single Family_FALSE
Mechanical_00010603 | SITE_01805 | Storage Water Heater | Electric Resistance | 50 |  | Unknown | Unknown | No |  | Unknown | Unknown | No | No | Electric |  | Unknown | kW |  | Unknown | N/A | N/A |  | N/A | N/A | N/A | Main House | Yes | No | N/A | No |  | N/A | No | N/A |  | N/A |  | N/A | No | No | Yes | No | 2313 | 653.4162 | Single Family | 1 | 653.4162 | Single Family_Electric | Single Family_FALSE
Mechanical_00010604 | SITE_01702 | Storage Water Heater | Electric Resistance | 50 |  | Unknown | Unknown | No |  | Unknown | Unknown | No | No | Electric |  | Unknown | kW |  | Unknown | N/A | N/A |  | N/A | N/A | N/A | Main House | Yes | No | N/A | No |  | N/A | No | N/A |  | N/A |  | N/A | No | No | Yes | No | 2210 | 1982.27 | Manufactured | 1 | 1982.27 | Manufactured_Electric | Manufactured_FALSE
Mechanical_00010605 | SITE_01080 | Storage Water Heater | Electric Resistance |  | Unknown | Unknown | Unknown | No |  | Unknown | Unknown | No | No | Electric |  | Unknown | kW |  | Unknown | N/A | N/A |  | N/A | N/A | N/A | Crawlspace | Yes | No | N/A | Yes | 1.5 |  | No | N/A |  | N/A |  | N/A | Yes | Yes | No | No | 1596 | 3955.5333 | Single Family | 1 | 3955.5333 | Single Family_Electric | Single Family_FALSE
Mechanical_00010606 | SITE_01653 | Storage Water Heater | Electric Resistance | 50 |  | Unknown | Unknown | No |  | Unknown | Unknown | No | No | Electric |  | Unknown | kW |  | Unknown | N/A | N/A |  | N/A | N/A | N/A | Basement | Yes | No | N/A | No |  | N/A | No | N/A |  | N/A |  | N/A | No | No | No | No | 2162 | 257.4775 | Single Family | 1 | 257.4775 | Single Family_Electric | Single Family_FALSE
Mechanical_00010607 | SITE_01731 | Storage Water Heater | Electric Resistance | 50 |  | Unknown | Unknown | No |  | Unknown | Unknown | No | No | Electric |  | Unknown | kW |  | Unknown | N/A | N/A |  | N/A | N/A | N/A | Main House | Yes | No | N/A | Yes | 3 |  | No | N/A |  | N/A |  | N/A | No | No | Yes | No | 2239 | 10381.2619 | Single Family | 1 | 10381.2619 | Single Family_Electric | Single Family_FALSE
Mechanical_00010608 | SITE_01800 | Storage Water Heater | Electric Resistance | 50 |  | Unknown | Unknown | No |  | Unknown | Unknown | No | No | Electric |  | Unknown | kW |  | Unknown | N/A | N/A |  | N/A | N/A | N/A | Main House | Yes | No | N/A | No |  | N/A | No | N/A |  | N/A |  | N/A | No | No | Yes | No | 2308 | 2000.27 | Multifamily Residence | 1 | 2000.27 | Multifamily Residence_Electric | Multifamily Residence_FALSE
Mechanical_00010609 | SITE_01690 | Storage Water Heater | Unknown |  | Unknown | Unknown | Unknown | No |  | Unknown | Unknown | Unknown | Unknown | Unknown |  | Unknown | Btuh |  | Unknown | N/A | N/A |  | N/A | N/A | N/A | Main House | Yes | Yes | Plumbed drain | Unknown |  | N/A | Unknown | N/A |  | N/A |  | N/A | Unknown | Unknown | Unknown | Unknown | 2198 | 921.5 | Manufactured | 1 | 921.5 | Manufactured_Unknown | Manufactured_FALSE
Mechanical_00010610 | SITE_01689 | Storage Water Heater | Electric Resistance |  | Unknown | Unknown | Unknown | No |  | Unknown | Unknown | No | No | Electric |  | Unknown | kW |  | Unknown | N/A | N/A |  | N/A | N/A | N/A | Main House | Yes | No | N/A | Unknown |  | N/A | Unknown | N/A |  | N/A |  | N/A | Yes | No | No | No | 2197 | 1982.27 | Manufactured | 1 | 1982.27 | Manufactured_Electric | Manufactured_FALSE
Mechanical_00010611 | SITE_01686 | Storage Water Heater | Fossil Fuel Non-Condensing |  | Unknown | Unknown | Unknown | No |  | Unknown | Unknown | No | No | Natural Gas |  | Unknown | Btuh |  | Unknown | N/A | N/A |  | N/A | N/A | N/A | Main House | Yes | Unknown | N/A | Unknown |  | N/A | Unknown | N/A |  | N/A |  | N/A | No | No | Unknown | Unknown | 2194 | 921.5 | Manufactured | 1 | 921.5 | Manufactured_Natural Gas | Manufactured_FALSE
Mechanical_00010612 | SITE_01764 | Storage Water Heater | Electric Resistance |  | Unknown | Unknown | Unknown | No |  | Unknown | Unknown | Unknown | Unknown | Electric |  | Unknown | kW |  | Unknown | N/A | N/A |  | N/A | N/A | N/A | Unknown | Unknown | Unknown | N/A | Unknown |  | N/A | Unknown | N/A |  | N/A |  | N/A | Unknown | Unknown | Unknown | Unknown | 2272 | 997.59 | Manufactured | 1 | 997.59 | Manufactured_Electric | Manufactured_FALSE
Mechanical_00010613 | SITE_01765 | Storage Water Heater | Unknown |  | Unknown | Unknown | Unknown | No |  | Unknown | Unknown | Unknown | Unknown | Unknown |  | Unknown | Btuh |  | Unknown | N/A | N/A |  | N/A | N/A | N/A | Main House | Yes | No | N/A | Unknown |  | N/A | Unknown | N/A |  | N/A |  | N/A | No | No | No | No | 2273 | 2002.11 | Multifamily Residence | 1 | 2002.11 | Multifamily Residence_Unknown | Multifamily Residence_FALSE
Mechanical_00010614 | SITE_01722 | Storage Water Heater | Electric Resistance |  | Unknown | Unknown | Unknown | No |  | Unknown | Unknown | No | No | Electric |  | Unknown | kW |  | Unknown | N/A | N/A |  | N/A | N/A | N/A | Crawlspace | Yes | Unknown | N/A | Unknown |  | N/A | Unknown | N/A |  | N/A |  | N/A | Unknown | Unknown | No | Unknown | 2230 | 2052 | Manufactured | 1 | 2052 | Manufactured_Electric | Manufactured_FALSE
Mechanical_00010615 | SITE_01635 | Storage Water Heater | Electric Resistance | 50 |  | Unknown | Unknown | No |  | Unknown | Unknown | No | No | Electric |  | Unknown | kW |  | Unknown | N/A | N/A |  | N/A | N/A | N/A | Main House | Yes | No | N/A | Unknown |  | N/A | Unknown | N/A |  | N/A |  | N/A | Unknown | No | Yes | No | 2144 | 79.7168 | Single Family | 1 | 79.7168 | Single Family_Electric | Single Family_FALSE
Mechanical_00010616 | SITE_01637 | Storage Water Heater | Electric Resistance | 50 |  | Unknown | Unknown | No |  | Unknown | Unknown | No | No | Electric |  | Unknown | kW |  | Unknown | N/A | N/A |  | N/A | N/A | N/A | Basement | Yes | Unknown | N/A | Yes | 1 |  | Yes | Polyethylene Foam | 25 |  | 0.5 |  | Yes | Yes | No | No | 2146 | 257.4775 | Single Family | 1 | 257.4775 | Single Family_Electric | Single Family_FALSE
Mechanical_00010617 | SITE_01895 | Storage Water Heater | Electric Resistance | 50 |  | Unknown | Unknown | No |  | Unknown | Unknown | Unknown | Unknown | Electric |  | Unknown | kW |  | Unknown | N/A | N/A |  | N/A | N/A | N/A | Unknown | Yes | Unknown | N/A | Unknown |  | N/A | Unknown | N/A |  | N/A |  | N/A | Unknown | Unknown | Unknown | Unknown | 2402 | 1982.27 | Manufactured | 1 | 1982.27 | Manufactured_Electric | Manufactured_FALSE
Mechanical_00010618 | SITE_00804 | Storage Water Heater | Electric Resistance |  | Unknown | Unknown | Unknown | No |  | Unknown | Unknown | No | No | Electric |  | Unknown | kW |  | Unknown | N/A | N/A |  | N/A | N/A | N/A | Unknown | Yes | Yes | Plumbed drain | No |  | N/A | No | N/A |  | N/A |  | N/A | No | No | Yes | No | 1323 | 2000.27 | Multifamily Residence | 1 | 2000.27 | Multifamily Residence_Electric | Multifamily Residence_FALSE
Mechanical_00010619 | SITE_01125 | Storage Water Heater | Electric Resistance |  | Unknown | Unknown | Unknown | No |  | Unknown | Unknown | Unknown | Unknown | Electric |  | Unknown | kW |  | Unknown | N/A | N/A |  | N/A | N/A | N/A | Unknown | Unknown | Unknown | N/A | Unknown |  | N/A | Unknown | N/A |  | N/A |  | N/A | Unknown | Unknown | Unknown | Unknown | 1640 | 2383.66 | Multifamily Residence | 1 | 2383.66 | Multifamily Residence_Electric | Multifamily Residence_FALSE
Mechanical_00010620 | SITE_01140 | Storage Water Heater | Electric Resistance |  | Unknown | Unknown | Unknown | No |  | Unknown | Unknown | No | No | Electric |  | Unknown | kW |  | Unknown | N/A | N/A |  | N/A | N/A | N/A | Main House | Yes | Unknown | N/A | No |  | N/A | Unknown | N/A |  | N/A |  | N/A | No | No | No | No | 1655 | 2000.27 | Multifamily Residence | 1 | 2000.27 | Multifamily Residence_Electric | Multifamily Residence_FALSE
Mechanical_00010621 | SITE_00159 | Storage Water Heater | Electric Resistance |  | Unknown | Unknown | Unknown | No |  | Unknown | Unknown | No | No | Electric |  | Unknown | kW |  | Unknown | N/A | N/A |  | N/A | N/A | N/A | Unknown | Unknown | Unknown | N/A | Unknown |  | N/A | Unknown | N/A |  | N/A |  | N/A | Unknown | Unknown | Unknown | Unknown | 680 | 3955.5333 | Single Family | 1 | 3955.5333 | Single Family_Electric | Single Family_FALSE
Mechanical_00010622 | SITE_01126 | Storage Water Heater | Electric Resistance |  | Unknown | Unknown | Unknown | No |  | Unknown | Unknown | No | No | Electric |  | Unknown | kW |  | Unknown | N/A | N/A |  | N/A | N/A | N/A | Unknown | Yes | Unknown | N/A | Unknown |  | N/A | Unknown | N/A |  | N/A |  | N/A | No | No | No | Unknown | 1641 | 2383.66 | Multifamily Residence | 1 | 2383.66 | Multifamily Residence_Electric | Multifamily Residence_FALSE
Mechanical_00010623 | SITE_01151 | Storage Water Heater | Electric Resistance | 50 |  | Unknown | Dc1108938 | No |  | Unknown | 153.320592HI | No | No | Electric | 3.8 |  | kW |  | Unknown | N/A | N/A |  | N/A | N/A | N/A | Basement | Yes | Yes | Floor drain | No |  | N/A | No | N/A |  | N/A |  | N/A | Yes | Yes | No | No | 1666 | 2471.1038 | Single Family | 1 | 2471.1038 | Single Family_Electric | Single Family_FALSE
Mechanical_00010624 | SITE_01129 | Storage Water Heater | Electric Resistance | 50 |  | Unknown | E62-50H-045D | No |  | Unknown | 1117T46844 | No | No | Electric | 4.5 |  | kW | 0.91 |  | N/A | N/A |  | N/A | N/A | N/A | Basement | No | Yes | Plumbed drain | No |  | N/A | No | N/A |  | N/A |  | N/A | No | Yes | No | No | 1644 | 2000.27 | Multifamily Residence | 1 | 2000.27 | Multifamily Residence_Electric | Multifamily Residence_FALSE
Mechanical_00011003 | SITE_00641 | Storage Water Heater | Fossil Fuel Non-Condensing | 50 |  | Rheem | 22v50f1 | Yes | 2012 |  | N/A | No | No | Natural Gas | 38000 |  | Btuh | 0.58 |  | N/A | N/A |  | N/A | N/A | N/A | Main House | No | No | N/A | No |  | N/A | No | N/A |  | N/A |  | N/A | No | Yes | Yes | No | 1160 | 1432.1875 | Single Family | 1 | 1432.1875 | Single Family_Natural Gas | Single Family_FALSE
Mechanical_00011004 | SITE_01236 | Storage Water Heater | Electric Resistance | 50 |  | Ruud | PE52-2 C | No | 2002 |  | RU 0102203272 | No | No | Electric | 4.5 |  | kW | 0.91 |  | N/A | N/A |  | N/A | N/A | N/A | Main House | Yes | Yes | Plumbed drain | No |  | N/A | No | N/A |  | N/A |  | N/A | No | No | Yes | No | 1751 | 819.89 | Multifamily Residence | 1 | 819.89 | Multifamily Residence_Electric | Multifamily Residence_FALSE
Mechanical_00011005 | SITE_00617 | Storage Water Heater | Electric Resistance | 50 |  | Reliance | 650D0RS | No | 2006 |  | G06A093634 | No | No | Electric | 4.5 |  | kW | 0.9 |  | N/A | N/A |  | N/A | N/A | N/A | Main House | Yes | Yes | Plumbed drain | No |  | N/A | No | N/A |  | N/A |  | N/A | Yes | No | No | No | 1136 | 4710.7778 | Single Family | 1 | 4710.7778 | Single Family_Electric | Single Family_FALSE
Mechanical_00011006 | SITE_00576 | Storage Water Heater | Fossil Fuel Non-Condensing | 50 |  | Unknown | Unknown | No |  | Unknown | Unknown | No | No | Natural Gas |  | Unknown | Btuh |  | Unknown | N/A | N/A |  | N/A | N/A | N/A | Basement | Yes | No | N/A | Yes | 3 |  | No | N/A |  | N/A |  | N/A | Yes | Yes | Yes | No | 1096 | 4710.7778 | Single Family | 1 | 4710.7778 | Single Family_Natural Gas | Single Family_FALSE
Mechanical_00011007 | SITE_00643 | Storage Water Heater | Electric Resistance | 40 |  | General Electric | GE40M06AAG | No | 2013 |  | GE M481301893 | No | No | Electric | 4.5 |  | kW | 0.92 |  | N/A | N/A |  | N/A | N/A | N/A | Main House | Yes | No | N/A | No |  | N/A | No | N/A |  | N/A |  | N/A | No | Yes | Yes | No | 1162 | 1432.1875 | Single Family | 1 | 1432.1875 | Single Family_Electric | Single Family_FALSE
Mechanical_00011008 | SITE_00570 | Storage Water Heater | Electric Resistance | 52 |  | State | PV 52 20RT4 | No | 1988 |  | M88850094 | No | No | Electric | 4.5 |  | kW |  | Unknown | N/A | N/A |  | N/A | N/A | N/A | Basement | Yes | No | N/A | No |  | N/A | No | N/A |  | N/A |  | N/A | No | No | Yes | No | 1090 | 4710.7778 | Single Family | 1 | 4710.7778 | Single Family_Electric | Single Family_FALSE
Mechanical_00011009 | SITE_00603 | Instantaneous Water Heater | Unknown | 0 |  | Noritz | nrc98-dv | Yes | 2014 |  | N/A | No | No | Natural Gas | 180000 |  | Btuh | 0.96 |  | N/A | N/A |  | N/A | N/A | N/A | Garage | Yes | Yes | Floor drain | N/A |  | N/A | N/A | N/A |  | N/A |  | N/A | No | Yes | Yes | No | 1122 | 1142.3864 | Single Family | 1 | 1142.3864 | Single Family_Natural Gas | Single Family_FALSE
Mechanical_00011010 | SITE_00620 | Storage Water Heater | Electric Resistance | 80 |  | AO Smith | ees80913 | No | 1990 |  | ME90-0068393-913 | No | No | Electric | 4.5 |  | kW |  | Unknown | N/A | N/A |  | N/A | N/A | N/A | Main House | Yes | No | N/A | No |  | N/A | No | N/A |  | N/A |  | N/A | No | No | Yes | No | 1139 | 1656.0588 | Single Family | 1 | 1656.0588 | Single Family_Electric | Single Family_FALSE
Mechanical_00011011 | SITE_00579 | Storage Water Heater | Fossil Fuel Non-Condensing | 40 |  | Bradford White | mi40t6fbn7 | No | 2005 |  | BM7066015 | No | No | Natural Gas | 40000 |  | Btuh | 0.59 |  | N/A | N/A |  | N/A | N/A | N/A | Garage | Yes | No | N/A | No |  | N/A | No | N/A |  | N/A |  | N/A | Yes | Yes | Yes | No | 1099 | 1142.3864 | Single Family | 1 | 1142.3864 | Single Family_Natural Gas | Single Family_FALSE
Mechanical_00011012 | SITE_00634 | Storage Water Heater | Electric Resistance | 50 |  | Bradford White | MI50T6DS13 | No | 2001 |  | XK0371004 | No | No | Electric | 4.5 |  | kW |  | Unknown | N/A | N/A |  | N/A | N/A | N/A | Main House | Yes | No | N/A | No |  | N/A | No | N/A |  | N/A |  | N/A | No | Yes | Yes | No | 1153 | 574.8571 | Single Family | 1 | 574.8571 | Single Family_Electric | Single Family_FALSE
Mechanical_00011013 | SITE_00609 | Storage Water Heater | Electric Resistance | 50 |  | Bradford White | Mi50s6ds13 | No | 1996 |  | NF6929536 | No | No | Electric | 4.5 |  | kW |  | Unknown | N/A | N/A |  | N/A | N/A | N/A | Crawlspace | Yes | No | N/A | No |  | N/A | Yes | Fiberglass | 20 |  | 1 |  | No | Yes | No | No | 1128 | 574.8571 | Single Family | 1 | 574.8571 | Single Family_Electric | Single Family_FALSE
Mechanical_00011014 | SITE_00630 | Storage Water Heater | Unknown |  | Unknown | Unknown | Unknown | No |  | Unknown | Unknown | Unknown | Unknown | Unknown |  | Unknown | Btuh |  | Unknown | N/A | N/A |  | N/A | N/A | N/A | Main House | Yes | Unknown | N/A | Unknown |  | N/A | Unknown | N/A |  | N/A |  | N/A | No | No | Unknown | No | 1149 | 1142.3864 | Single Family | 1 | 1142.3864 | Single Family_Unknown | Single Family_FALSE
Mechanical_00011015 | SITE_01238 | Storage Water Heater | Electric Resistance | 40 |  | Reliance | 940dkrt | No | 2014 |  | 1447J014357 | No | No | Electric | 4.5 |  | kW |  | Unknown | N/A | N/A |  | N/A | N/A | N/A | Main House | Yes | No | N/A | No |  | N/A | No | N/A |  | N/A |  | N/A | No | No | No | No | 1753 | 1432.1875 | Single Family | 1 | 1432.1875 | Single Family_Electric | Single Family_FALSE
Mechanical_00011016 | SITE_01295 | Storage Water Heater | Fossil Fuel Non-Condensing | 40 |  | American Appliance | G61-40t40-3n | Yes | 2002 |  | N/A | No | No | Natural Gas | 40000 |  | Btuh | 0.56 |  | N/A | N/A |  | N/A | N/A | N/A | Main House | Yes | No | N/A | No |  | N/A | No | N/A |  | N/A |  | N/A | No | No | No | No | 1810 | 1432.1875 | Single Family | 1 | 1432.1875 | Single Family_Natural Gas | Single Family_FALSE
Mechanical_00011017 | SITE_00624 | Storage Water Heater | Electric Resistance | 50 |  | General Electric | PE50M09AAH | Yes | 2008 |  | N/A | No | No | Electric | 4.5 |  | kW | 0.9 |  | N/A | N/A |  | N/A | N/A | N/A | Main House | Yes | No | N/A | No |  | N/A | No | N/A |  | N/A |  | N/A | Yes | No | No | No | 1143 | 1432.1875 | Single Family | 1 | 1432.1875 | Single Family_Electric | Single Family_FALSE
Mechanical_00011018 | SITE_00575 | Storage Water Heater | Electric Resistance | 50 |  | General Electric | PE50M09AAH | Yes | 2011 |  | N/A | No | No | Electric | 4.5 |  | kW | 0.9 |  | N/A | N/A |  | N/A | N/A | N/A | Main House | Yes | No | N/A | No |  | N/A | No | N/A |  | N/A |  | N/A | Yes | No | No | No | 1095 | 1432.1875 | Single Family | 1 | 1432.1875 | Single Family_Electric | Single Family_FALSE
Mechanical_00011019 | SITE_00628 | Storage Water Heater | Electric Resistance | 50 |  | Rheem | 71-52D | No | 1992 |  | 1292B17867 | No | No | Electric | 4.5 |  | kW |  | Unknown | N/A | N/A |  | N/A | N/A | N/A | Unknown | Yes | No | N/A | No |  | N/A | No | N/A |  | N/A |  | N/A | Yes | No | Yes | No | 1147 | 1135.4 | Manufactured | 1 | 1135.4 | Manufactured_Electric | Manufactured_FALSE
Mechanical_00011020 | SITE_00623 | Storage Water Heater | Fossil Fuel Non-Condensing | 50 |  | AO Smith | FSG 50 232 | No | 1996 |  | GH96-3244366-K32 | No | No | Natural Gas | 40000 |  | Btuh | 0.55 |  | N/A | N/A |  | N/A | N/A | N/A | Garage | Yes | No | N/A | No |  | N/A | No | N/A |  | N/A |  | N/A | Yes | Yes | Yes | No | 1142 | 1135.4 | Manufactured | 1 | 1135.4 | Manufactured_Natural Gas | Manufactured_FALSE
Mechanical_00011021 | SITE_00599 | Storage Water Heater | Fossil Fuel Non-Condensing | 40 |  | Rheem | PROG40-38N RH59 | Yes | 2014 |  | N/A | No | No | Natural Gas | 38000 |  | Btuh | 0.59 |  | N/A | N/A |  | N/A | N/A | N/A | Unknown | Yes | Unknown | N/A | No |  | N/A | Yes | Polyethylene Foam | 4 |  | 0.5 |  | No | No | No | No | 1118 | 1135.4 | Manufactured | 1 | 1135.4 | Manufactured_Natural Gas | Manufactured_FALSE
Mechanical_00011022 | SITE_00615 | Storage Water Heater | Electric Resistance | 50 |  | General Electric | SE50T12AAH | Yes | 2008 |  | N/A | No | No | Electric | 4.5 |  | kW | 0.91 |  | N/A | N/A |  | N/A | N/A | N/A | Main House | Yes | No | N/A | No |  | N/A | No | N/A |  | N/A |  | N/A | No | No | Yes | No | 1134 | 1142.3864 | Single Family | 2 | 571.1932 | Single Family_Electric | Single Family_FALSE
Mechanical_00011023 | SITE_00613 | Storage Water Heater | Electric Resistance |  | Unknown | American Appliance | Unknown | No |  | Unknown | Unknown | No | No | Electric |  | Unknown | kW |  | Unknown | N/A | N/A |  | N/A | N/A | N/A | Main House | Yes | No | N/A | Yes | 3 |  | No | N/A |  | N/A |  | N/A | No | No | No | No | 1132 | 1142.3864 | Single Family | 1 | 1142.3864 | Single Family_Electric | Single Family_FALSE
Mechanical_00011024 | SITE_00589 | Storage Water Heater | Electric Resistance |  | Unknown | Unknown | Unknown | No |  | Unknown | Unknown | No | No | Electric | 4.5 |  | kW |  | Unknown | N/A | N/A |  | N/A | N/A | N/A | Garage | Yes | No | N/A | Yes | 3 |  | No | N/A |  | N/A |  | N/A | Yes | Yes | Yes | No | 1108 | 1656.0588 | Single Family | 1 | 1656.0588 | Single Family_Electric | Single Family_FALSE
Mechanical_00011025 | SITE_00577 | Storage Water Heater | Fossil Fuel Condensing | 50 |  | Ruud | PH50 | No | 2011 |  | RUNG1199128067 | No | No | Natural Gas | 40000 |  | Btuh | 0.54 |  | N/A | N/A |  | N/A | N/A | N/A | Basement | Yes | No | N/A | No |  | N/A | No | N/A |  | N/A |  | N/A | No | Yes | Yes | No | 1097 | 1142.3864 | Single Family | 1 | 1142.3864 | Single Family_Natural Gas | Single Family_FALSE
Mechanical_00011026 | SITE_00629 | Storage Water Heater | Electric Resistance | 40 |  | US Craftmaster | M-I-re40l5ds-12 | No |  | Unknown | JA0011253 | No | No | Electric | 4.5 |  | kW |  | Unknown | N/A | N/A |  | N/A | N/A | N/A | Main House | No | No | N/A | No |  | N/A | No | N/A |  | N/A |  | N/A | Yes | Yes | No | No | 1148 | 574.8571 | Single Family | 2 | 287.4286 | Single Family_Electric | Single Family_FALSE
Mechanical_00011027 | SITE_00629 | Storage Water Heater | Electric Resistance | 52 |  | Eagle | Efr52-10 | No |  | Unknown | A B52203287 | No | No | Electric | 4 |  | kW |  | Unknown | N/A | N/A |  | N/A | N/A | N/A | Main House | No | No | N/A | No |  | N/A | No | N/A |  | N/A |  | N/A | Yes | No | Yes | No | 1148 | 574.8571 | Single Family | 2 | 287.4286 | Single Family_Electric | Single Family_FALSE
Mechanical_00011028 | SITE_00615 | Storage Water Heater | Electric Resistance | 50 |  | General Electric | Se50t12aah | Yes | 2008 |  | N/A | No | No | Electric | 4.5 |  | kW | 0.91 |  | N/A | N/A |  | N/A | N/A | N/A | Main House | Yes | No | N/A | No |  | N/A | No | N/A |  | N/A |  | N/A | Yes | No | Yes | No | 1134 | 1142.3864 | Single Family | 2 | 571.1932 | Single Family_Electric | Single Family_FALSE
Mechanical_00011029 | SITE_00635 | Storage Water Heater | Electric Resistance | 80 |  | Ruud | Rspe-80he-1 | No | 2002 |  | RU 0502C10892 | No | No | Electric | 4.5 |  | kW |  | Unknown | N/A | N/A |  | N/A | N/A | N/A | Garage | Yes | No | N/A | No |  | N/A | No | N/A |  | N/A |  | N/A | Yes | Yes | Yes | No | 1154 | 1142.3864 | Single Family | 2 | 571.1932 | Single Family_Electric | Single Family_FALSE
Mechanical_00011030 | SITE_00635 | Instantaneous Water Heater | Fossil Fuel Non-Condensing | 0 |  | Takagi | Flash tk2 | No | 2000 |  | 15007400 | No | No | Natural Gas | 185000 |  | Btuh | 0.84 |  | N/A | N/A |  | N/A | N/A | N/A | Garage | Yes | No | N/A | No |  | N/A | No | N/A |  | N/A |  | N/A | Yes | Yes | Yes | No | 1154 | 1142.3864 | Single Family | 2 | 571.1932 | Single Family_Natural Gas | Single Family_FALSE
Mechanical_00011031 | SITE_00611 | Storage Water Heater | Fossil Fuel Condensing | 50 |  | Bradford White | Mi5036fbn7 | No | 2005 |  | BB5909244 | No | No | Natural Gas | 40000 |  | Btuh | 0.58 |  | N/A | N/A |  | N/A | N/A | N/A | Garage | Yes | No | N/A | No |  | N/A | No | N/A |  | N/A |  | N/A | Yes | Yes | Yes | No | 1130 | 1656.0588 | Single Family | 1 | 1656.0588 | Single Family_Natural Gas | Single Family_FALSE
Mechanical_00011581 | SITE_00304 | Storage Water Heater | Fossil Fuel Non-Condensing | 30 |  | Rheem | 21IR30DV | Yes | 2014 |  | N/A | No | No | Natural Gas | 30000 |  | Btuh |  | Unknown | N/A | N/A |  | N/A | N/A | N/A | Main House | Yes | Yes | Plumbed drain | No |  | N/A | No | N/A |  | N/A |  | N/A | Yes | No | No | No | 824 | 626.07 | Manufactured | 1 | 626.07 | Manufactured_Natural Gas | Manufactured_FALSE
Mechanical_00011582 | SITE_00305 | Storage Water Heater | Electric Resistance | 50 |  | Rheem | 81MV52D B | Yes | 2003 |  | N/A | No | No | Electric | 4.5 |  | kW |  | Unknown | N/A | N/A |  | N/A | N/A | N/A | Main House | Yes | Yes | Plumbed drain | No |  | N/A | No | N/A |  | N/A |  | N/A | Yes | No | No | No | 825 | 626.07 | Manufactured | 1 | 626.07 | Manufactured_Electric | Manufactured_FALSE
Mechanical_00011583 | SITE_00324 | Storage Water Heater | Fossil Fuel Non-Condensing |  | Unknown | Unknown | Unknown | No |  | Unknown | Unknown | No | No | Natural Gas |  | Unknown | Btuh |  | Unknown | N/A | N/A |  | N/A | N/A | N/A | Exterior | Yes | Unknown | N/A | Unknown |  | N/A | Unknown | N/A |  | N/A |  | N/A | N/A | No | No | No | 844 | 626.07 | Manufactured | 1 | 626.07 | Manufactured_Natural Gas | Manufactured_FALSE
Mechanical_00011584 | SITE_00328 | Storage Water Heater | Electric Resistance | 50 |  | Rheem | 82v52-2 | Yes | 2007 |  | N/A | No | No | Electric | 4 |  | kW | 0.91 |  | N/A | N/A |  | N/A | N/A | N/A | Exterior | Yes | Yes | Floor drain | No |  | N/A | Yes | Polyethylene Foam | 8 |  | 1 |  | Yes | No | Yes | No | 848 | 626.07 | Manufactured | 1 | 626.07 | Manufactured_Electric | Manufactured_FALSE
Mechanical_00011585 | SITE_00329 | Storage Water Heater | Electric Resistance |  | Unknown | Unknown | Unknown | No |  | Unknown | Unknown | No | No | Electric |  | Unknown | kW |  | Unknown | N/A | N/A |  | N/A | N/A | N/A | Exterior | Yes | No | N/A | Yes | 3 |  | No | N/A |  | N/A |  | N/A | N/A | No | No | No | 849 | 626.07 | Manufactured | 1 | 626.07 | Manufactured_Electric | Manufactured_FALSE
Mechanical_00011586 | SITE_00401 | Storage Water Heater | Electric Resistance | 50 |  | Rheem | 82mv52-2 | Yes | 2008 |  | N/A | No | No | Electric | 4.5 |  | kW | 0.9 |  | N/A | N/A |  | N/A | N/A | N/A | Basement | Yes | Yes | Floor drain | No |  | N/A | No | N/A |  | N/A |  | N/A | Yes | Yes | Yes | No | 921 | 4255.3636 | Single Family | 1 | 4255.3636 | Single Family_Electric | Single Family_FALSE
Mechanical_00011587 | SITE_00424 | Storage Water Heater | Electric Resistance | 50 |  | Rheem | 81-52D | No | 1990 |  | R 0690B36610 | No | No | Electric | 4.5 |  | kW |  | Unknown | N/A | N/A |  | N/A | N/A | N/A | Main House | Yes | No | N/A | No |  | N/A | No | N/A |  | N/A |  | N/A | No | No | No | No | 944 | 1824.63 | Manufactured | 1 | 1824.63 | Manufactured_Electric | Manufactured_FALSE
Mechanical_00011588 | SITE_00425 | Storage Water Heater | Electric Resistance |  | Unknown | Unknown | Unknown | No |  | Unknown | Unknown | No | No | Electric |  | Unknown | kW |  | Unknown | N/A | N/A |  | N/A | N/A | N/A | Main House | Yes | Yes | Plumbed drain | Unknown |  | N/A | Unknown | N/A |  | N/A |  | N/A | Yes | No | Yes | No | 945 | 1824.63 | Manufactured | 1 | 1824.63 | Manufactured_Electric | Manufactured_FALSE
Mechanical_00011589 | BLDG_00145 | Storage Water Heater | Unknown |  | Unknown | Unknown | Unknown | No |  | Unknown | Unknown | Unknown | Unknown | Unknown |  | Unknown | Btuh |  | Unknown | N/A | N/A |  | N/A | N/A | N/A | Unknown | N/A | Unknown | N/A | Unknown |  | N/A | Unknown | N/A |  | N/A |  | N/A | N/A | N/A | N/A | Unknown | 141 | 40.63 | Multifamily Building | 1 | 40.63 | Multifamily Building_Unknown | Multifamily Building_FALSE
Mechanical_00011590 | SITE_00475 | Storage Water Heater | Electric Resistance | 50 |  | Rheem | XE50T06ST45U0 | Yes | 2015 |  | N/A | No | No | Electric | 4.5 |  | kW | 0.91 |  | N/A | N/A |  | N/A | N/A | N/A | Main House | Yes | No | N/A | No |  | N/A | No | N/A |  | N/A |  | N/A | N/A | No | No | No | 995 | 687.85 | Multifamily Residence | 1 | 687.85 | Multifamily Residence_Electric | Multifamily Residence_FALSE
Mechanical_00011591 | SITE_00484 | Storage Water Heater | Unknown |  | Unknown | Unknown | Unknown | No |  | Unknown | Unknown | No | No | Unknown |  | Unknown | Btuh |  | Unknown | N/A | N/A |  | N/A | N/A | N/A | Main House | N/A | Unknown | N/A | Unknown |  | N/A | Unknown | N/A |  | N/A |  | N/A | Unknown | Unknown | Unknown | Unknown | 1004 | 687.85 | Multifamily Residence | 1 | 687.85 | Multifamily Residence_Unknown | Multifamily Residence_FALSE
Mechanical_00011592 | SITE_00489 | Storage Water Heater | Fossil Fuel Non-Condensing | 40 |  | American Appliance | FG6140T403N0 | No | 2005 |  | 550101352 | No | No | Natural Gas | 40000 |  | Btuh | 0.59 |  | N/A | N/A |  | N/A | N/A | N/A | Main House | N/A | No | N/A | No |  | N/A | No | N/A |  | N/A |  | N/A | No | No | No | No | 1009 | 687.85 | Multifamily Residence | 1 | 687.85 | Multifamily Residence_Natural Gas | Multifamily Residence_FALSE
Mechanical_00011593 | SITE_00826 | Storage Water Heater | Electric Resistance | 30 |  | Reliance | 630d0rs | No | 2004 |  | H04A093007 | No | No | Electric | 4.5 |  | kW | 0.93 |  | N/A | N/A |  | N/A | N/A | N/A | Unknown | Yes | No | N/A | No |  | N/A | No | N/A |  | N/A |  | N/A | No | No | No | No | 1345 | 214.04 | Multifamily Residence | 1 | 214.04 | Multifamily Residence_Electric | Multifamily Residence_FALSE
Mechanical_00011594 | SITE_00832 | Storage Water Heater | Electric Resistance | 50 |  | Rheem | 61v520 | No | 1987 |  | 1187109406 | No | No | Electric | 4.5 |  | kW |  | Unknown | N/A | N/A |  | N/A | N/A | N/A | Basement | Yes | No | N/A | No |  | N/A | No | N/A |  | N/A |  | N/A | No | No | No | No | 1351 | 214.04 | Multifamily Residence | 1 | 214.04 | Multifamily Residence_Electric | Multifamily Residence_FALSE
Mechanical_00011595 | SITE_00834 | Storage Water Heater | Electric Resistance | 50 |  | Rheem | 81v520 | No | 1992 |  | 0492B38178 | No | No | Electric | 4.5 |  | kW | 0.91 |  | N/A | N/A |  | N/A | N/A | N/A | Main House | Yes | No | N/A | No |  | N/A | No | N/A |  | N/A |  | N/A | No | No | Yes | No | 1353 | 214.04 | Multifamily Residence | 1 | 214.04 | Multifamily Residence_Electric | Multifamily Residence_FALSE
Mechanical_00011596 | SITE_00835 | Storage Water Heater | Electric Resistance | 50 |  | Reliance | 6-50-eors 110 | No | 2017 |  | 1725106569105 | No | No | Electric | 4.5 |  | kW | 0.92 |  | N/A | N/A |  | N/A | N/A | N/A | Main House | Yes | No | N/A | No |  | N/A | No | N/A |  | N/A |  | N/A | Yes | No | Yes | No | 1354 | 3706.5714 | Single Family | 1 | 3706.5714 | Single Family_Electric | Single Family_FALSE
Mechanical_00011597 | BLDG_00221 | Storage Water Heater | Fossil Fuel Condensing | 80 |  | PVI Industries | 199 SS A-PN | No | 2011 |  | 111131220 | Yes | No | Natural Gas | 199000 |  | Btuh |  | Unknown | N/A | N/A |  | N/A | N/A | N/A | Main House | N/A | Yes | Plumbed drain | No |  | N/A | Yes | Polyethylene Foam | 100 |  | 1 |  | N/A | N/A | N/A | No | 216 | 21.16 | Multifamily Building | 1 | 21.16 | Multifamily Building_Natural Gas | Multifamily Building_FALSE
Mechanical_00011598 | SITE_00838 | Storage Water Heater | Electric Resistance | 40 |  | Reliance | 640DORT | No | 2004 |  | E04334632 | No | No | Electric | 4.5 |  | kW | 0.92 |  | N/A | N/A |  | N/A | N/A | N/A | Main House | Yes | No | N/A | No |  | N/A | No | N/A |  | N/A |  | N/A | N/A | No | Yes | No | 1357 | 214.04 | Multifamily Residence | 1 | 214.04 | Multifamily Residence_Electric | Multifamily Residence_FALSE
Mechanical_00011599 | SITE_00839 | Storage Water Heater | Electric Resistance | 40 |  | AO Smith | Eljf 40 917 | No | 1996 |  | GH96-3227227-917 | No | No | Electric | 4.5 |  | kW |  | Unknown | N/A | N/A |  | N/A | N/A | N/A | Main House | Yes | No | N/A | No |  | N/A | No | N/A |  | N/A |  | N/A | N/A | No | No | No | 1358 | 2147.4231 | Single Family | 1 | 2147.4231 | Single Family_Electric | Single Family_FALSE
Mechanical_00011600 | SITE_00842 | Storage Water Heater | Electric Resistance | 30 |  | Kenmore | 153.3173 | No | 1991 |  | E91217988 | No | No | Electric | 1.65 |  | kW |  | Unknown | N/A | N/A |  | N/A | N/A | N/A | Main House | Yes | Yes | Plumbed drain | No |  | N/A | No | N/A |  | N/A |  | N/A | No | No | No | No | 1361 | 214.04 | Multifamily Residence | 1 | 214.04 | Multifamily Residence_Electric | Multifamily Residence_FALSE
Mechanical_00011601 | SITE_00843 | Storage Water Heater | Electric Resistance |  | Unknown | Unknown | Unknown | No |  | Unknown | Unknown | No | No | Electric |  | Unknown | kW |  | Unknown | N/A | N/A |  | N/A | N/A | N/A | Main House | Yes | Unknown | N/A | Unknown |  | N/A | Unknown | N/A |  | N/A |  | N/A | N/A | No | Unknown | No | 1362 | 214.04 | Multifamily Residence | 1 | 214.04 | Multifamily Residence_Electric | Multifamily Residence_FALSE
Mechanical_00011602 | SITE_00844 | Storage Water Heater | Electric Resistance | 52 |  | State | CD5 52 20RT6 W95 | No | 1994 |  | E94888252 | No | No | Electric | 4.5 |  | kW |  | Unknown | N/A | N/A |  | N/A | N/A | N/A | Main House | Yes | Yes | Plumbed drain | No |  | N/A | No | N/A |  | N/A |  | N/A | No | No | Yes | No | 1363 | 214.04 | Multifamily Residence | 1 | 214.04 | Multifamily Residence_Electric | Multifamily Residence_FALSE
Mechanical_00011603 | SITE_00845 | Storage Water Heater | Electric Resistance | 50 |  | AO Smith | ENT 50 110 | No |  | Unknown | Unknown | No | No | Electric | 4.5 |  | kW | 0.95 |  | N/A | N/A |  | N/A | N/A | N/A | Main House | Yes | Yes | Plumbed drain | No |  | N/A | Yes | Polyethylene Foam | 3 |  | 0.75 |  | N/A | Yes | Yes | No | 1364 | 2147.4231 | Single Family | 1 | 2147.4231 | Single Family_Electric | Single Family_FALSE
Mechanical_00011604 | SITE_00847 | Storage Water Heater | Electric Resistance | 50 |  | Bradford White | M250t6ds-1ncww | No | 2015 |  | MC35839058 | No | No | Electric | 4.5 |  | kW | 0.9 |  | N/A | N/A |  | N/A | N/A | N/A | Main House | Yes | No | N/A | No |  | N/A | No | N/A |  | N/A |  | N/A | N/A | No | Yes | No | 1366 | 214.04 | Multifamily Residence | 1 | 214.04 | Multifamily Residence_Electric | Multifamily Residence_FALSE
Mechanical_00011605 | SITE_00848 | Storage Water Heater | Electric Resistance | 50 |  | Lochinvar | ETA052KK-3 | No | 2003 |  | ZB2706867 | No | No | Electric | 4.5 |  | kW | 0.93 |  | N/A | N/A |  | N/A | N/A | N/A | Main House | Yes | Unknown | N/A | No |  | N/A | No | N/A |  | N/A |  | N/A | N/A | No | Yes | No | 1367 | 214.04 | Multifamily Residence | 1 | 214.04 | Multifamily Residence_Electric | Multifamily Residence_FALSE
Mechanical_00011606 | SITE_00849 | Storage Water Heater | Electric Resistance | 50 |  | AO Smith | Ect 52 200 | No | 2007 |  | K07J033370 | No | No | Electric | 4.5 |  | kW | 0.91 |  | N/A | N/A |  | N/A | N/A | N/A | Main House | Yes | No | N/A | No |  | N/A | No | N/A |  | N/A |  | N/A | Yes | No | Yes | No | 1368 | 214.04 | Multifamily Residence | 1 | 214.04 | Multifamily Residence_Electric | Multifamily Residence_FALSE
Mechanical_00011607 | SITE_00850 | Storage Water Heater | Electric Resistance | 50 |  | Rheem | 82v52-2 | Yes | 2009 |  | N/A | No | No | Electric | 4.5 |  | kW | 0.91 |  | N/A | N/A |  | N/A | N/A | N/A | Exterior | Yes | No | N/A | No |  | N/A | Yes | Polyethylene Foam | 18 |  | 1 |  | N/A | No | Yes | No | 1369 | 765.84 | Manufactured | 1 | 765.84 | Manufactured_Electric | Manufactured_FALSE
Mechanical_00011608 | SITE_00856 | Storage Water Heater | Electric Resistance | 50 |  | AO Smith | EEH 52 917 | No | 2000 |  | GK00-6021951-97 | No | No | Electric | 4.5 |  | kW |  | Unknown | N/A | N/A |  | N/A | N/A | N/A | Basement | Yes | No | N/A | No |  | N/A | No | N/A |  | N/A |  | N/A | No | No | Yes | No | 1375 | 2147.4231 | Single Family | 1 | 2147.4231 | Single Family_Electric | Single Family_FALSE
Mechanical_00011609 | SITE_00857 | Storage Water Heater | Indirect Water Heater | 40 |  | Squire | Sit040 | No |  | Unknown | A11I00024450 | Yes | No | Natural Gas | 115000 |  | Btuh |  | Unknown | N/A | N/A |  | N/A | N/A | N/A | Crawlspace | Yes | No | N/A | No |  | N/A | No | N/A |  | N/A |  | N/A | No | Yes | Yes | No | 1376 | 2147.4231 | Single Family | 1 | 2147.4231 | Single Family_Natural Gas | Single Family_FALSE
Mechanical_00010392 | SITE_01621 | Storage Water Heater | Electric Resistance | 50 |  | General Electric | M011304283 | Yes | 2013 |  | N/A | No | No | Electric | 4.5 |  | kW |  | Unknown | N/A | N/A |  | N/A | N/A | N/A | Main House | Yes | Yes | Plumbed drain | No |  | N/A | No | N/A |  | N/A |  | N/A | No | No | Yes | No | 2130 | 257.4775 | Single Family | 1 | 257.4775 | Single Family_Electric | Single Family_FALSE
Mechanical_00010393 | SITE_01572 | Storage Water Heater | Electric Resistance | 50 |  | General Electric | Pe50m09aag | Yes | 2004 |  | N/A | No | No | Electric | 4.5 |  | kW | 0.92 |  | N/A | N/A |  | N/A | N/A | N/A | Basement | Yes | No | N/A | No |  | N/A | No | N/A |  | N/A |  | N/A | N/A | No | No | No | 2081 | 653.4162 | Single Family | 1 | 653.4162 | Single Family_Electric | Single Family_FALSE
Mechanical_00010394 | SITE_01750 | Storage Water Heater | Electric Resistance | 50 |  | General Electric | Pe50m09aah | Yes | 2011 |  | N/A | No | No | Electric | 4.5 |  | kW | 0.9 |  | N/A | N/A |  | N/A | N/A | N/A | Main House | Yes | No | N/A | No |  | N/A | No | N/A |  | N/A |  | N/A | No | Yes | No | No | 2258 | 2002.39 | Multifamily Residence | 1 | 2002.39 | Multifamily Residence_Electric | Multifamily Residence_FALSE
Mechanical_00010395 | SITE_01740 | Storage Water Heater | Electric Resistance | 50 |  | General Electric | Pe50m9a | No |  | Unknown | Unknown | No | No | Electric |  | Unknown | kW | 0.91 |  | N/A | N/A |  | N/A | N/A | N/A | Main House | Yes | No | N/A | No |  | N/A | Yes | Polyethylene Foam | 4 |  | 0.5 |  | No | Yes | No | No | 2248 | 10381.2619 | Single Family | 1 | 10381.2619 | Single Family_Electric | Single Family_FALSE
Mechanical_00010396 | SITE_00808 | Storage Water Heater | Electric Resistance | 50 |  | General Electric | Pe50m9a | No | 2002 |  | 402256332 | No | No | Electric | 4.5 |  | kW | 0.91 |  | N/A | N/A |  | N/A | N/A | N/A | Main House | Yes | Unknown | N/A | No |  | N/A | No | N/A |  | N/A |  | N/A | No | No | No | No | 1327 | 2000.27 | Multifamily Residence | 1 | 2000.27 | Multifamily Residence_Electric | Multifamily Residence_FALSE
Mechanical_00010397 | SITE_00151 | Storage Water Heater | Electric Resistance | 50 |  | General Electric | PE50M9A | No | 2003 |  | GE 0403202110 | No | No | Electric | 4.5 |  | kW | 0.91 |  | N/A | N/A |  | N/A | N/A | N/A | Other | Yes | No | N/A | No |  | N/A | Yes | Polyethylene Foam | 2.5 |  | 0.5 |  | Yes | No | No | No | 673 | 79.7168 | Single Family | 1 | 79.7168 | Single Family_Electric | Single Family_FALSE
Mechanical_00010398 | SITE_01556 | Storage Water Heater | Electric Resistance | 65 |  | General Electric | Pe65t09aah | Yes | 2008 |  | N/A | No | No | Electric | 4.5 |  | kW | 0.89 |  | N/A | N/A |  | N/A | N/A | N/A | Basement | Yes | No | N/A | No |  | N/A | No | N/A |  | N/A |  | N/A | No | Yes | Yes | No | 2065 | 2471.1038 | Single Family | 1 | 2471.1038 | Single Family_Electric | Single Family_FALSE
Mechanical_00010399 | SITE_01900 | Storage Water Heater | Electric Resistance | 65 |  | General Electric | PE65T09AAH | Yes | 2006 |  | N/A | No | No | Electric | 4.5 |  | kW | 0.89 |  | N/A | N/A |  | N/A | N/A | N/A | Main House | Yes | Yes | Plumbed drain | No |  | N/A | No | N/A |  | N/A |  | N/A | No | No | No | No | 2407 | 2471.1038 | Single Family | 1 | 2471.1038 | Single Family_Electric | Single Family_FALSE
Mechanical_00010400 | SITE_01647 | Storage Water Heater | Electric Resistance | 65 |  | General Electric | Pe65t09aah | Yes | 2008 |  | N/A | No | No | Electric | 4.5 |  | kW | 0.89 |  | N/A | N/A |  | N/A | N/A | N/A | Other | Yes | Yes | Floor drain | No |  | N/A | Yes | Polyethylene Foam | 11 |  | 2 |  | Yes | No | No | No | 2156 | 79.7168 | Single Family | 1 | 79.7168 | Single Family_Electric | Single Family_FALSE
Mechanical_00010401 | SITE_01087 | Storage Water Heater | Fossil Fuel Non-Condensing | 40 |  | General Electric | Pg40t09avh00 | Yes | 2012 |  | N/A | No | No | Natural Gas | 38000 |  | Btuh | 0.59 |  | N/A | N/A |  | N/A | N/A | N/A | Garage | Yes | No | N/A | No |  | N/A | No | N/A |  | N/A |  | N/A | Yes | Yes | Yes | No | 1603 | 3955.5333 | Single Family | 1 | 3955.5333 | Single Family_Natural Gas | Single Family_FALSE
Mechanical_00010402 | SITE_02061 | Storage Water Heater | Fossil Fuel Non-Condensing | 50 |  | General Electric | PG50T09AVG00 | Yes | 2005 |  | N/A | No | No | Natural Gas | 40000 |  | Btuh | 0.58 |  | N/A | N/A |  | N/A | N/A | N/A | Garage | Yes | No | N/A | No |  | N/A | Yes | Polyethylene Foam | 3.5 |  | 0.75 |  | Yes | Yes | Yes | No | 2568 | 10381.2619 | Single Family | 1 | 10381.2619 | Single Family_Natural Gas | Single Family_FALSE
Mechanical_00010403 | SITE_01198 | Storage Water Heater | Fossil Fuel Condensing | 50 |  | General Electric | Pg50t09avg00 | Yes | 2004 |  | N/A | No | No | Natural Gas | 40000 |  | Btuh | 0.58 |  | N/A | N/A |  | N/A | N/A | N/A | Basement | Yes | No | N/A | No |  | N/A | No | N/A |  | N/A |  | N/A | Yes | Yes | Yes | No | 1713 | 2471.1038 | Single Family | 1 | 2471.1038 | Single Family_Natural Gas | Single Family_FALSE
Mechanical_00010404 | SITE_01910 | Storage Water Heater | Electric Resistance | 50 |  | General Electric | Se50m12aah | No | 2013 |  | GE M421300319 | No | No | Electric | 4.5 |  | kW | 0.9 |  | N/A | N/A |  | N/A | N/A | N/A | Garage | Yes | Unknown | N/A | No |  | N/A | Yes | Polyethylene Foam | 1 |  | 0.5 |  | Yes | Yes | Yes | No | 2417 | 10381.2619 | Single Family | 1 | 10381.2619 | Single Family_Electric | Single Family_FALSE
Mechanical_00010405 | SITE_01560 | Storage Water Heater | Electric Resistance | 50 |  | General Electric | Se50m12aah | Yes | 2007 |  | N/A | No | No | Electric | 4.5 |  | kW | 0.9 |  | N/A | N/A |  | N/A | N/A | N/A | Basement | Yes | No | N/A | No |  | N/A | Yes | Polyethylene Foam | 3 |  | 1 |  | No | No | No | No | 2069 | 653.4162 | Single Family | 1 | 653.4162 | Single Family_Electric | Single Family_FALSE
Mechanical_00010406 | SITE_01215 | Storage Water Heater | Electric Resistance | 50 |  | General Electric | Se50m12aah | Yes | 2009 |  | N/A | No | No | Electric | 4.5 |  | kW | 0.9 |  | N/A | N/A |  | N/A | N/A | N/A | Garage | Yes | No | N/A | No |  | N/A | Yes | Polyethylene Foam | 4 |  | 1 |  | Yes | Yes | Yes | No | 1730 | 653.4162 | Single Family | 1 | 653.4162 | Single Family_Electric | Single Family_FALSE
Mechanical_00010407 | SITE_02052 | Storage Water Heater | Electric Resistance | 50 |  | General Electric | SE50M12TAH | Yes | 2007 |  | N/A | No | No | Electric | 5.5 |  | kW | 0.93 |  | N/A | N/A |  | N/A | N/A | N/A | Basement | Yes | No | N/A | No |  | N/A | Yes | Polyethylene Foam | 6 |  | 0.5 |  | No | No | No | No | 2559 | 2471.1038 | Single Family | 1 | 2471.1038 | Single Family_Electric | Single Family_FALSE
Mechanical_00010408 | SITE_00055 | Storage Water Heater | Electric Resistance | 50 |  | General Electric | Se50m12tah | Yes | 2012 |  | N/A | No | No | Electric | 5.5 |  | kW | 0.93 |  | N/A | N/A |  | N/A | N/A | N/A | Main House | Yes | No | N/A | No |  | N/A | No | N/A |  | N/A |  | N/A | No | Yes | No | No | 578 | 2002.39 | Multifamily Residence | 1 | 2002.39 | Multifamily Residence_Electric | Multifamily Residence_FALSE
Mechanical_00010409 | SITE_01074 | Storage Water Heater | Electric Resistance | 50 |  | General Electric | SE50T12TAH | Yes | 2011 |  | N/A | No | No | Electric | 5.5 |  | kW | 0.95 |  | N/A | N/A |  | N/A | N/A | N/A | Basement | Yes | No | N/A | No |  | N/A | Yes | Polyethylene Foam | 2 |  | 0.75 |  | No | Yes | No | No | 1590 | 3955.5333 | Single Family | 1 | 3955.5333 | Single Family_Electric | Single Family_FALSE
Mechanical_00010410 | SITE_01901 | Storage Water Heater | Electric Resistance | 50 |  | General Electric | Se50t12tah | Yes | 2010 |  | N/A | No | No | Electric | 5.5 |  | kW | 0.95 |  | N/A | N/A |  | N/A | N/A | N/A | Garage | Yes | No | N/A | No |  | N/A | No | N/A |  | N/A |  | N/A | Yes | Yes | Yes | No | 2408 | 14922.6667 | Single Family | 1 | 14922.6667 | Single Family_Electric | Single Family_FALSE
Mechanical_00010411 | SITE_01170 | Storage Water Heater | Electric Resistance | 50 |  | General Electric | Se50t12tah | Yes | 2011 |  | N/A | No | No | Electric | 5.5 |  | kW | 0.95 |  | N/A | N/A |  | N/A | N/A | N/A | Main House | Yes | No | N/A | No |  | N/A | No | N/A |  | N/A |  | N/A | No | No | Yes | No | 1685 | 2000.27 | Multifamily Residence | 1 | 2000.27 | Multifamily Residence_Electric | Multifamily Residence_FALSE
Mechanical_00010412 | SITE_00802 | Storage Water Heater | Electric Resistance | 50 |  | General Electric | Se50t12tah | Yes | 2010 |  | N/A | No | No | Electric | 5.5 |  | kW | 0.95 |  | N/A | N/A |  | N/A | N/A | N/A | Main House | Yes | No | N/A | No |  | N/A | No | N/A |  | N/A |  | N/A | N/A | No | No | No | 1321 | 2000.27 | Multifamily Residence | 1 | 2000.27 | Multifamily Residence_Electric | Multifamily Residence_FALSE
Mechanical_00010413 | SITE_01640 | Storage Water Heater | Electric Resistance | 80 |  | General Electric | SE80T12AA01 | No | 2002 |  | GE 0802276542 | No | No | Electric | 5.5 |  | kW | 0.91 |  | N/A | N/A |  | N/A | N/A | N/A | Garage | Yes | No | N/A | No |  | N/A | Yes | Polyethylene Foam | 7 |  | 0.5 |  | Yes | Yes | Yes | No | 2149 | 257.4775 | Single Family | 1 | 257.4775 | Single Family_Electric | Single Family_FALSE
Mechanical_00010414 | SITE_01616 | Storage Water Heater | Electric Resistance | 80 |  | General Electric | SE80T12AA01 | Yes | 2003 |  | N/A | No | No | Electric | 5.5 |  | kW | 0.91 |  | N/A | N/A |  | N/A | N/A | N/A | Basement | Yes | No | N/A | No |  | N/A | No | N/A |  | N/A |  | N/A | No | Yes | No | No | 2125 | 2471.1038 | Single Family | 1 | 2471.1038 | Single Family_Electric | Single Family_FALSE
Mechanical_00010415 | SITE_01659 | Storage Water Heater | Fossil Fuel Non-Condensing | 50 |  | General Electric | Sg50t12aa01 | No | 2001 |  | GENG 1201141761 | No | No | Natural Gas | 40000 |  | Btuh | 0.6 |  | N/A | N/A |  | N/A | N/A | N/A | Basement | Yes | No | N/A | No |  | N/A | No | N/A |  | N/A |  | N/A | No | No | No | No | 2167 | 257.4775 | Single Family | 2 | 128.7387 | Single Family_Natural Gas | Single Family_FALSE
Mechanical_00010416 | SITE_01588 | Storage Water Heater | Fossil Fuel Non-Condensing | 50 |  | General Electric | Sg50t12avh00 | Yes | 2007 |  | N/A | No | No | Natural Gas | 40000 |  | Btuh | 0.6 |  | N/A | N/A |  | N/A | N/A | N/A | Basement | Yes | No | N/A | No |  | N/A | Yes | Polyethylene Foam | 5 |  | 0.5 |  | Yes | Yes | No | No | 2097 | 2471.1038 | Single Family | 1 | 2471.1038 | Single Family_Natural Gas | Single Family_FALSE
Mechanical_00010417 | SITE_01094 | Storage Water Heater | Fossil Fuel Condensing | 50 |  | General Electric | Sg50t12avhoo | No | 2008 |  | GELN0308V08041 | No | No | Natural Gas | 40000 |  | Btuh | 0.6 |  | N/A | N/A |  | N/A | N/A | N/A | Garage | Yes | No | N/A | No |  | N/A | Yes | Polyethylene Foam | 1.5 |  | 2 |  | Yes | Yes | Yes | No | 1610 | 3955.5333 | Single Family | 1 | 3955.5333 | Single Family_Natural Gas | Single Family_FALSE
Mechanical_00010418 | SITE_00146 | Storage Water Heater | Electric Heat Pump (Packaged) | 50 |  | GeoSpring | Geh50deedxx | No |  | Unknown | Unknown | No | No | Electric |  | Unknown | kW | 2.4 |  | N/A | N/A |  | N/A | N/A | N/A | Main House | No | No | N/A | No |  | N/A | No | N/A |  | N/A |  | N/A | No | No | Yes | No | 668 | 2471.1038 | Single Family | 2 | 1235.5519 | Single Family_Electric | Single Family_FALSE
Mechanical_00010419 | SITE_01061 | Storage Water Heater | Indirect Water Heater | 30 |  | GlowCore | WST40T | Yes | 1991 |  | N/A | Yes | No | Unknown |  | Unknown | Btuh |  | Unknown | N/A | N/A |  | N/A | N/A | N/A | Basement | Yes | Yes | Plumbed drain | Yes | 2 |  | Yes | Polyethylene Foam | 20 |  | 0.5 |  | Yes | Yes | Yes | No | 1577 | 1521.68 | Single Family | 1 | 1521.68 | Single Family_Unknown | Single Family_FALSE
Mechanical_00010420 | SITE_01594 | Storage Water Heater | Indirect Water Heater | 40 |  | Heat-Flo | Hf-40 | Yes | 2015 |  | N/A | Yes | No | Unknown |  | Unknown | Btuh |  | Unknown | N/A | N/A |  | N/A | N/A | N/A | Basement | Yes | No | N/A | No |  | N/A | No | N/A |  | N/A |  | N/A | No | No | No | No | 2103 | 2471.1038 | Single Family | 1 | 2471.1038 | Single Family_Unknown | Single Family_FALSE
Mechanical_00009957 | SITE_00930 | Storage Water Heater | Electric Resistance | 50 |  | Rheem | 82V52-2 | Yes | 2008 |  | N/A | No | No | Electric | 4.5 |  | kW | 0.91 |  | N/A | N/A |  | N/A | N/A | N/A | Main House | Yes | No | N/A | No |  | N/A | Yes | Polyethylene Foam | 8 |  | 0.5 |  | No | No | No | No | 1447 | 331.65 | Manufactured | 1 | 331.65 | Manufactured_Electric | Manufactured_FALSE
Mechanical_00009958 | SITE_00932 | Storage Water Heater | Electric Resistance | 50 |  | Rheem | 71-52D | No | 1994 |  | 0594B38377 | No | No | Electric | 4.5 |  | kW | 0.91 |  | N/A | N/A |  | N/A | N/A | N/A | Main House | Yes | No | N/A | No |  | N/A | No | N/A |  | N/A |  | N/A | No | No | No | No | 1449 | 331.65 | Manufactured | 1 | 331.65 | Manufactured_Electric | Manufactured_FALSE
Mechanical_00009959 | SITE_00933 | Storage Water Heater | Electric Resistance | 50 |  | Rheem | XE50M06ST45U1 | No | 2015 |  | M531504819 | No | No | Electric | 4.5 |  | kW | 0.9 |  | N/A | N/A |  | N/A | N/A | N/A | Main House | Yes | Yes | Plumbed drain | No |  | N/A | No | N/A |  | N/A |  | N/A | N/A | No | No | No | 1450 | 2147.4231 | Single Family | 1 | 2147.4231 | Single Family_Electric | Single Family_FALSE
Mechanical_00009960 | SITE_00934 | Storage Water Heater | Electric Resistance | 40 |  | Rheem | 72-40-2 | Yes | 2005 |  | N/A | No | No | Electric | 4.5 |  | kW | 0.93 |  | N/A | N/A |  | N/A | N/A | N/A | Main House | Yes | Yes | Plumbed drain | No |  | N/A | Yes | Polyethylene Foam | 3 |  | 0.5 |  | Yes | No | Yes | No | 1451 | 331.65 | Manufactured | 1 | 331.65 | Manufactured_Electric | Manufactured_FALSE
Mechanical_00009961 | SITE_00935 | Storage Water Heater | Unknown |  | Unknown | Rheem | Unknown | No |  | Unknown | Unknown | No | No | Natural Gas |  | Unknown | Btuh |  | Unknown | N/A | N/A |  | N/A | N/A | N/A | Unknown | Yes | Unknown | N/A | Unknown |  | N/A | Unknown | N/A |  | N/A |  | N/A | Yes | No | No | No | 1452 | 331.65 | Manufactured | 1 | 331.65 | Manufactured_Natural Gas | Manufactured_FALSE
Mechanical_00009962 | SITE_00936 | Storage Water Heater | Fossil Fuel Non-Condensing | 40 |  | Intertherm | In140nhmdt | No |  | Unknown | B00184838 | No | No | Natural Gas | 32000 |  | Btuh |  | Unknown | N/A | N/A |  | N/A | N/A | N/A | Main House | Yes | No | N/A | No |  | N/A | No | N/A |  | N/A |  | N/A | Yes | No | Yes | No | 1453 | 765.84 | Manufactured | 1 | 765.84 | Manufactured_Natural Gas | Manufactured_FALSE
Mechanical_00009963 | SITE_00937 | Storage Water Heater | Electric Resistance | 50 |  | Lochinvar | LTA052KK-T | No | 2006 |  | CH8069443 | No | No | Electric | 4.5 |  | kW | 0.91 |  | N/A | N/A |  | N/A | N/A | N/A | Main House | Yes | No | N/A | No |  | N/A | Yes | Polyethylene Foam | 6 |  | 1 |  | No | No | No | No | 1454 | 331.65 | Manufactured | 1 | 331.65 | Manufactured_Electric | Manufactured_FALSE
Mechanical_00009964 | SITE_00938 | Storage Water Heater | Fossil Fuel Non-Condensing | 40 |  | State | Pr6 40 nhmdt980 | No | 1999 |  | F99475143 | No | No | Natural Gas | 32000 |  | Btuh | 0.59 |  | N/A | N/A |  | N/A | N/A | N/A | Main House | Yes | Yes | Plumbed drain | No |  | N/A | No | N/A |  | N/A |  | N/A | Yes | No | No | No | 1455 | 331.65 | Manufactured | 1 | 331.65 | Manufactured_Natural Gas | Manufactured_FALSE
Mechanical_00009965 | SITE_00939 | Storage Water Heater | Electric Resistance | 30 |  | Reliance | 63020RS | No | 2003 |  | K03226433 | No | No | Electric | 4.5 |  | kW | 0.89 |  | N/A | N/A |  | N/A | N/A | N/A | Main House | Yes | Yes | Unknown | No |  | N/A | No | N/A |  | N/A |  | N/A | No | No | Yes | No | 1456 | 765.84 | Manufactured | 1 | 765.84 | Manufactured_Electric | Manufactured_FALSE
Mechanical_00009966 | SITE_00940 | Storage Water Heater | Electric Resistance | 50 |  | General Electric | 805250258 | No | 2005 |  | 2005 | No | No | Electric | 4.5 |  | kW |  | Unknown | N/A | N/A |  | N/A | N/A | N/A | Unknown | Yes | No | N/A | No |  | N/A | No | N/A |  | N/A |  | N/A | Yes | No | No | No | 1457 | 331.65 | Manufactured | 1 | 331.65 | Manufactured_Electric | Manufactured_FALSE
Mechanical_00009967 | SITE_00941 | Storage Water Heater | Unknown | 50 |  | Rheem | Unknown | No |  | Unknown | Unknown | No | No | Natural Gas |  | Unknown | Btuh |  | Unknown | N/A | N/A |  | N/A | N/A | N/A | Unknown | Yes | No | N/A | Yes | 2 |  | No | N/A |  | N/A |  | N/A | No | No | Yes | No | 1458 | 331.65 | Manufactured | 1 | 331.65 | Manufactured_Natural Gas | Manufactured_FALSE
Mechanical_00009968 | SITE_00942 | Storage Water Heater | Fossil Fuel Non-Condensing | 40 |  | Unknown | Unknown | No |  | Unknown | Unknown | No | No | Natural Gas |  | Unknown | Btuh |  | Unknown | N/A | N/A |  | N/A | N/A | N/A | Unknown | Yes | No | N/A | Yes | 3 |  | No | N/A |  | N/A |  | N/A | No | No | Yes | No | 1459 | 331.65 | Manufactured | 1 | 331.65 | Manufactured_Natural Gas | Manufactured_FALSE
Mechanical_00009969 | BLDG_00240 | Storage Water Heater | Electric Resistance | 50 |  | US Craftmaster | E3h52rd045v stp usc | No | 1995 |  | 9534303418 | No | No | Electric | 3.375 |  | kW | 0.93 |  | N/A | N/A |  | N/A | N/A | N/A | Unknown | N/A | No | N/A | Yes | 2 |  | Yes | Fiberglass | 8 |  | 3 |  | N/A | N/A | N/A | No | 230 | 21.16 | Multifamily Building | 1 | 21.16 | Multifamily Building_Electric | Multifamily Building_FALSE
Mechanical_00009970 | BLDG_00241 | Storage Water Heater | Electric Resistance | 50 |  | Bradford White | M250 6SDS2 | No | 2004 |  | AJ5243991 | No | No | Electric | 4.5 |  | kW | 0.9 |  | N/A | N/A |  | N/A | N/A | N/A | Main House | N/A | Yes | Plumbed drain | No |  | N/A | No | N/A |  | N/A |  | N/A | N/A | N/A | N/A | No | 231 | 204.9 | Multifamily Building | 1 | 204.9 | Multifamily Building_Electric | Multifamily Building_FALSE
Mechanical_00009971 | SITE_00951 | Storage Water Heater | Electric Resistance | 50 |  | General Electric | Se50t12yah | No | 2013 |  | GE M051305600 | Yes | No | Electric | 5.5 |  | kW | 0.95 |  | N/A | N/A |  | N/A | N/A | N/A | Main House | Yes | Unknown | N/A | No |  | N/A | No | N/A |  | N/A |  | N/A | No | No | Yes | No | 1468 | 2103.18 | Multifamily Residence | 1 | 2103.18 | Multifamily Residence_Electric | Multifamily Residence_FALSE
Mechanical_00009972 | BLDG_00242 | Storage Water Heater | Electric Resistance |  | Unknown | Unknown | Unknown | No |  | Unknown | Unknown | Yes | No | Electric |  | Unknown | kW |  | Unknown | N/A | N/A |  | N/A | N/A | N/A | Basement | N/A | No | N/A | No |  | N/A | No | N/A |  | N/A |  | N/A | N/A | N/A | N/A | No | 232 | 204.9 | Multifamily Building | 1 | 204.9 | Multifamily Building_Electric | Multifamily Building_FALSE
Mechanical_00009973 | SITE_00957 | Storage Water Heater | Fossil Fuel Non-Condensing | 50 |  | Rheem | 22V50F1 | Yes | 2009 |  | N/A | No | No | Natural Gas | 38000 |  | Btuh | 0.58 |  | N/A | N/A |  | N/A | N/A | N/A | Basement | Yes | No | N/A | No |  | N/A | Yes | Polyethylene Foam | 4.5 |  | 0.75 |  | Yes | No | No | No | 1474 | 1521.68 | Single Family | 1 | 1521.68 | Single Family_Natural Gas | Single Family_FALSE
Mechanical_00009974 | SITE_00958 | Storage Water Heater | Fossil Fuel Non-Condensing | 40 |  | Bradford White | MI403S6FBN | No | 2014 |  | LK35186252 | No | No | Natural Gas | 40000 |  | Btuh | 0.59 |  | N/A | N/A |  | N/A | N/A | N/A | Crawlspace | Yes | No | N/A | No |  | N/A | No | N/A |  | N/A |  | N/A | No | Yes | No | No | 1475 | 2147.4231 | Single Family | 1 | 2147.4231 | Single Family_Natural Gas | Single Family_FALSE
Mechanical_00009975 | SITE_00959 | Storage Water Heater | Fossil Fuel Non-Condensing | 50 |  | Bradford White | Mi5036fbn | No | 2014 |  | LH34892079 | No | No | Natural Gas | 40000 |  | Btuh | 0.58 |  | N/A | N/A |  | N/A | N/A | N/A | Basement | Yes | Yes | Floor drain | No |  | N/A | Yes | Polyethylene Foam | 2 |  | 1 |  | Yes | No | No | No | 1476 | 1521.68 | Single Family | 1 | 1521.68 | Single Family_Natural Gas | Single Family_FALSE
Mechanical_00009976 | SITE_00960 | Storage Water Heater | Electric Resistance | 50 |  | Reliance | 650DORS 210 | No | 2012 |  | 1236J009141 | No | No | Electric | 4.5 |  | kW | 0.9 |  | N/A | N/A |  | N/A | N/A | N/A | Basement | Yes | Yes | Floor drain | No |  | N/A | No | N/A |  | N/A |  | N/A | No | Yes | Yes | No | 1477 | 1521.68 | Single Family | 1 | 1521.68 | Single Family_Electric | Single Family_FALSE
Mechanical_00009977 | SITE_00963 | Storage Water Heater | Fossil Fuel Non-Condensing | 50 |  | Bradford White | Unknown | No |  | Unknown | Unknown | No | No | Natural Gas |  | Unknown | Btuh |  | Unknown | N/A | N/A |  | N/A | N/A | N/A | Main House | Yes | Yes | Floor drain | Yes | 1 |  | Yes | Polyethylene Foam | 7 |  | 0.75 |  | No | No | Yes | No | 1480 | 2147.4231 | Single Family | 1 | 2147.4231 | Single Family_Natural Gas | Single Family_FALSE
Mechanical_00009978 | SITE_00964 | Storage Water Heater | Fossil Fuel Condensing | 50 |  | AO Smith | FMD 40 102 | Yes | 2006 |  | N/A | No | No | Natural Gas | 32000 |  | Btuh | 0.59 |  | N/A | N/A |  | N/A | N/A | N/A | Unknown | Yes | No | N/A | Yes | 3 |  | Yes | Polyethylene Foam | 2 |  | 1 |  | No | No | Yes | No | 1481 | 331.65 | Manufactured | 1 | 331.65 | Manufactured_Natural Gas | Manufactured_FALSE
Mechanical_00009979 | SITE_00965 | Storage Water Heater | Fossil Fuel Non-Condensing |  | Unknown | Rheem | Unknown | No |  | Unknown | Unknown | Yes | No | Natural Gas | 50000 |  | Btuh |  | Unknown | N/A | N/A |  | N/A | N/A | N/A | Basement | Yes | No | N/A | Yes | 1.5 |  | Yes | Polyethylene Foam | 5 |  | 0.75 |  | No | Yes | Yes | No | 1482 | 1521.68 | Single Family | 1 | 1521.68 | Single Family_Natural Gas | Single Family_FALSE
Mechanical_00009980 | SITE_00966 | Storage Water Heater | Fossil Fuel Non-Condensing | 40 |  | Reliance | 640YORS | Yes | 2007 |  | N/A | No | No | Natural Gas | 35500 |  | Btuh |  | Unknown | N/A | N/A |  | N/A | N/A | N/A | Main House | Unknown | Unknown | N/A | Unknown |  | N/A | Unknown | N/A |  | N/A |  | N/A | Unknown | Unknown | Unknown | Unknown | 1483 | 1521.68 | Single Family | 1 | 1521.68 | Single Family_Natural Gas | Single Family_FALSE
Mechanical_00009981 | SITE_00967 | Storage Water Heater | Fossil Fuel Non-Condensing | 50 |  | Rheem | XG50T06EC38U1 | Yes | 2016 |  | N/A | No | No | Natural Gas | 38000 |  | Btuh | 0.58 |  | N/A | N/A |  | N/A | N/A | N/A | Basement | Yes | Yes | Floor drain | No |  | N/A | No | N/A |  | N/A |  | N/A | Yes | Yes | Yes | No | 1484 | 1521.68 | Single Family | 1 | 1521.68 | Single Family_Natural Gas | Single Family_FALSE
Mechanical_00009982 | SITE_00968 | Storage Water Heater | Electric Resistance | 52 |  | General Electric | 1y52-2a3 | No | 1986 |  | PM7386088 | Yes | No | Electric | 1.5 |  | kW |  | Unknown | N/A | N/A |  | N/A | N/A | N/A | Basement | Yes | Unknown | N/A | No |  | N/A | No | N/A |  | N/A |  | N/A | Yes | Yes | Yes | No | 1485 | 2147.4231 | Single Family | 1 | 2147.4231 | Single Family_Electric | Single Family_FALSE
Mechanical_00009983 | SITE_00969 | Storage Water Heater | Electric Resistance | 50 |  | General Electric | SE50T12TAH | Yes | 2007 |  | N/A | No | No | Electric | 5.5 |  | kW | 0.95 |  | N/A | N/A |  | N/A | N/A | N/A | Basement | Yes | Yes | Floor drain | No |  | N/A | No | N/A |  | N/A |  | N/A | No | Yes | Yes | Unknown | 1486 | 2147.4231 | Single Family | 1 | 2147.4231 | Single Family_Electric | Single Family_FALSE
Mechanical_00009984 | SITE_00970 | Storage Water Heater | Fossil Fuel Non-Condensing | 38 |  | Bradford White | Sw240rl | No | 2012 |  | JK17208092 | No | No | Natural Gas | 157000 |  | Btuh |  | Unknown | N/A | N/A |  | N/A | N/A | N/A | Main House | Yes | Yes | Floor drain | No |  | N/A | Yes | Polyethylene Foam | 10 |  | 1 |  | No | No | Yes | No | 1487 | 2480.8 | Single Family | 1 | 2480.8 | Single Family_Natural Gas | Single Family_FALSE
Mechanical_00009985 | SITE_00971 | Storage Water Heater | Fossil Fuel Non-Condensing | 40 |  | Richmond | 5v40-7p | No | 2002 |  | RMLP0502414921 | No | No | Propane | 34000 |  | Btuh |  | Unknown | N/A | N/A |  | N/A | N/A | N/A | Basement | Yes | Yes | Floor drain | No |  | N/A | No | N/A |  | N/A |  | N/A | Yes | No | Yes | No | 1488 | 1521.68 | Single Family | 1 | 1521.68 | Single Family_Propane | Single Family_FALSE
Mechanical_00011205 | SITE_00427 | Storage Water Heater | Electric Resistance | 50 |  | State | P65220RT2 | No | 2003 |  | L03127376 | No | No | Electric | 4.5 |  | kW |  | Unknown | N/A | N/A |  | N/A | N/A | N/A | Main House | No | No | N/A | No |  | N/A | No | N/A |  | N/A |  | N/A | No | No | Yes | No | 947 | 1824.63 | Manufactured | 2 | 912.315 | Manufactured_Electric | Manufactured_FALSE
Mechanical_00011206 | SITE_01990 | Storage Water Heater | Electric Resistance | 55 |  | Kenmore | 153.3296 | No | 2011 |  | 1125A008875 | No | No | Electric | 5.5 |  | kW |  | Unknown | N/A | N/A |  | N/A | N/A | N/A | Garage | Yes | No | N/A | No |  | N/A | No | N/A |  | N/A |  | N/A | Yes | Yes | Yes | No | 2497 | 2346.7937 | Single Family | 1 | 2346.7937 | Single Family_Electric | Single Family_FALSE
Mechanical_00011207 | SITE_01938 | Storage Water Heater | Electric Resistance | 50 |  | Whirlpool | ES50R92-45D | No | 2011 |  | 1133T478973 | No | No | Electric | 4.5 |  | kW | 0.92 |  | N/A | N/A |  | N/A | N/A | N/A | Basement | Yes | No | N/A | No |  | N/A | No | N/A |  | N/A |  | N/A | No | Yes | Yes | No | 2445 | 2346.7937 | Single Family | 1 | 2346.7937 | Single Family_Electric | Single Family_FALSE
Mechanical_00011208 | SITE_01208 | Storage Water Heater | Electric Resistance | 66 |  | Premier Plus | E62-65h-045d | No | 2009 |  | 0920T435880 | No | No | Electric | 4.5 |  | kW | 0.9 |  | N/A | N/A |  | N/A | N/A | N/A | Basement | Yes | No | N/A | No |  | N/A | No | N/A |  | N/A |  | N/A | No | No | No | No | 1723 | 3955.5333 | Single Family | 1 | 3955.5333 | Single Family_Electric | Single Family_FALSE
Mechanical_00011209 | SITE_00779 | Storage Water Heater | Fossil Fuel Non-Condensing | 50 |  | American Appliance | FG6150T403N0 | No | 2005 |  | 526109079 | No | No | Natural Gas | 40000 |  | Btuh | 0.58 |  | N/A | N/A |  | N/A | N/A | N/A | Basement | Yes | No | N/A | No |  | N/A | No | N/A |  | N/A |  | N/A | No | No | Yes | No | 1298 | 2880.3393 | Single Family | 1 | 2880.3393 | Single Family_Natural Gas | Single Family_FALSE
Mechanical_00011210 | SITE_00762 | Storage Water Heater | Fossil Fuel Non-Condensing | 50 |  | Bradford White | M45036FBN | No | 2013 |  | KA17639879 | No | No | Natural Gas | 40000 |  | Btuh | 0.62 |  | N/A | N/A |  | N/A | N/A | N/A | Basement | Yes | No | N/A | No |  | N/A | No | N/A |  | N/A |  | N/A | No | No | Yes | No | 1281 | 2880.3393 | Single Family | 1 | 2880.3393 | Single Family_Natural Gas | Single Family_FALSE
Mechanical_00011211 | SITE_00444 | Storage Water Heater | Electric Resistance | 50 |  | Bradford White | M250T6DS-1NCWW | No | 2012 |  | JJ17161824 | No | No | Electric | 4.5 |  | kW | 0.9 |  | N/A | N/A |  | N/A | N/A | N/A | Main House | N/A | No | N/A | No |  | N/A | No | N/A |  | N/A |  | N/A | N/A | Yes | No | No | 964 | 687.85 | Multifamily Residence | 1 | 687.85 | Multifamily Residence_Electric | Multifamily Residence_FALSE
Mechanical_00011212 | SITE_00463 | Storage Water Heater | Electric Resistance | 50 |  | AO Smith | ECS 50 210 | No | 2014 |  | 1449J017320 | No | No | Electric | 4.5 |  | kW | 0.9 |  | N/A | N/A |  | N/A | N/A | N/A | Main House | N/A | No | N/A | No |  | N/A | Yes | Polyethylene Foam | 3 |  | 0.5 |  | No | No | No | No | 983 | 1819.67 | Multifamily Residence | 1 | 1819.67 | Multifamily Residence_Electric | Multifamily Residence_FALSE
Mechanical_00011213 | SITE_00501 | Storage Water Heater | Electric Resistance | 52 |  | Eagle | 121024 | No |  | Unknown | A 863212445 | No | No | Electric | 4.5 |  | kW |  | Unknown | N/A | N/A |  | N/A | N/A | N/A | Garage | Yes | No | N/A | No |  | N/A | Yes | Polyethylene Foam | 4 |  | 1 |  | Yes | Yes | Yes | No | 1021 | 2639.8857 | Single Family | 1 | 2639.8857 | Single Family_Electric | Single Family_FALSE
Mechanical_00011214 | SITE_00710 | Storage Water Heater | Electric Heat Pump (Packaged) | 50 |  | General Electric | GEH50DFEJSRA | Yes | 2015 |  | N/A | No | No | Electric | 4.6 |  | kW | 3.25 |  | Yes | Basement | 226 |  | Adjacent rooms | N/A | Basement | Yes | Yes | Floor drain | No |  | N/A | No | N/A |  | N/A |  | N/A | N/A | Yes | Yes | Unknown | 1229 | 2639.8857 | Single Family | 1 | 2639.8857 | Single Family_Electric | Single Family_TRUE
Mechanical_00011215 | SITE_00465 | Storage Water Heater | Electric Resistance |  | Unknown | Unknown | Unknown | No |  | Unknown | Unknown | Unknown | Unknown | Electric |  | Unknown | kW |  | Unknown | N/A | N/A |  | N/A | N/A | N/A | Main House | Yes | Unknown | N/A | Unknown |  | N/A | Unknown | N/A |  | N/A |  | N/A | No | No | No | Unknown | 985 | 687.85 | Multifamily Residence | 1 | 687.85 | Multifamily Residence_Electric | Multifamily Residence_FALSE
Mechanical_00011216 | SITE_00503 | Instantaneous Water Heater | Fossil Fuel Condensing | 0 |  | Ruud | Rutgh-95dvln | No | 2015 |  | M481513022 | No | No | Natural Gas | 199900 |  | Btuh | 0.94 |  | N/A | N/A |  | N/A | N/A | N/A | Garage | Yes | No | N/A | No |  | N/A | No | N/A |  | N/A |  | N/A | Yes | Yes | Yes | No | 1023 | 9106.6154 | Single Family | 1 | 9106.6154 | Single Family_Natural Gas | Single Family_FALSE
Mechanical_00011217 | SITE_00461 | Storage Water Heater | Electric Resistance | 50 |  | Ruud | Pe52-2 c | No | 2003 |  | RU 0503R03569 | No | No | Electric | 4.5 |  | kW | 0.91 |  | N/A | N/A |  | N/A | N/A | N/A | Main House | Yes | No | N/A | No |  | N/A | No | N/A |  | N/A |  | N/A | No | Yes | Yes | No | 981 | 1819.67 | Multifamily Residence | 1 | 1819.67 | Multifamily Residence_Electric | Multifamily Residence_FALSE
Mechanical_00011218 | SITE_00494 | Storage Water Heater | Electric Resistance | 50 |  | Sears | 153.320550 ht | No | 1999 |  | C99157287 | No | No | Electric | 3.8 |  | kW | 0.93 |  | N/A | N/A |  | N/A | N/A | N/A | Main House | Yes | No | N/A | No |  | N/A | No | N/A |  | N/A |  | N/A | N/A | Yes | Yes | No | 1014 | 9106.6154 | Single Family | 1 | 9106.6154 | Single Family_Electric | Single Family_FALSE
Mechanical_00011219 | SITE_00700 | Storage Water Heater | Fossil Fuel Non-Condensing | 40 |  | Rheem | Xg40t06ec36u1 | Yes | 2016 |  | N/A | No | No | Natural Gas | 36000 |  | Btuh | 0.59 |  | N/A | N/A |  | N/A | N/A | N/A | Basement | Yes | No | N/A | No |  | N/A | No | N/A |  | N/A |  | N/A | Yes | No | No | No | 1219 | 2880.3393 | Single Family | 1 | 2880.3393 | Single Family_Natural Gas | Single Family_FALSE
Mechanical_00011220 | SITE_00784 | Storage Water Heater | Fossil Fuel Non-Condensing | 50 |  | American Appliance | Fg6150t403no | No | 2005 |  | 542104960 | No | No | Natural Gas | 40000 |  | Btuh |  | Unknown | N/A | N/A |  | N/A | N/A | N/A | Basement | Yes | Yes | Floor drain | No |  | N/A | No | N/A |  | N/A |  | N/A | Yes | Yes | No | No | 1303 | 2880.3393 | Single Family | 1 | 2880.3393 | Single Family_Natural Gas | Single Family_FALSE
Mechanical_00011221 | SITE_00687 | Storage Water Heater | Electric Resistance | 50 |  | Ruud | Ruepr052-2-a | Yes | 2009 |  | N/A | No | No | Electric | 4.5 |  | kW | 0.95 |  | N/A | N/A |  | N/A | N/A | N/A | Basement | Yes | No | N/A | No |  | N/A | No | N/A |  | N/A |  | N/A | Yes | Yes | No | No | 1206 | 2880.3393 | Single Family | 1 | 2880.3393 | Single Family_Electric | Single Family_FALSE
Mechanical_00011222 | SITE_00761 | Storage Water Heater | Fossil Fuel Non-Condensing | 50 |  | Rheem | Xg50t09he40u0 | Yes | 2016 |  | N/A | No | No | Natural Gas | 40000 |  | Btuh | 0.62 |  | N/A | N/A |  | N/A | N/A | N/A | Basement | Yes | Yes | Floor drain | No |  | N/A | Yes | Polyethylene Foam | 2 |  | 1 |  | No | No | No | No | 1280 | 2880.3393 | Single Family | 1 | 2880.3393 | Single Family_Natural Gas | Single Family_FALSE
Mechanical_00011223 | SITE_00441 | Storage Water Heater | Electric Resistance | 50 |  | AO Smith | Ees 52 913 | No | 1993 |  | GJ93-1572038-913 | No | No | Electric | 4.5 |  | kW | 0.87 |  | N/A | N/A |  | N/A | N/A | N/A | Main House | Yes | No | N/A | No |  | N/A | No | N/A |  | N/A |  | N/A | No | No | No | No | 961 | 687.85 | Multifamily Residence | 1 | 687.85 | Multifamily Residence_Electric | Multifamily Residence_FALSE
Mechanical_00011224 | SITE_00506 | Instantaneous Water Heater | Fossil Fuel Condensing | 0 |  | Navien | NR240A | No |  | Unknown | Unknown | No | No | Propane | 199000 |  | Btuh | 0.95 |  | N/A | N/A |  | N/A | N/A | N/A | Garage | Yes | No | N/A | No |  | N/A | Yes | Polyethylene Foam |  | Unknown |  | Unknown | Yes | Yes | Yes | No | 1026 | 2639.8857 | Single Family | 1 | 2639.8857 | Single Family_Propane | Single Family_FALSE
Mechanical_00011225 | SITE_00748 | Storage Water Heater | Electric Resistance |  | Unknown | Unknown | Unknown | No |  | Unknown | Unknown | No | No | Electric |  | Unknown | kW |  | Unknown | N/A | N/A |  | N/A | N/A | N/A | Garage | Yes | No | N/A | Yes | 2 |  | Yes | Polyethylene Foam | 2 |  | 1 |  | Yes | Yes | Yes | No | 1267 | 2639.8857 | Single Family | 1 | 2639.8857 | Single Family_Electric | Single Family_FALSE
Mechanical_00011226 | SITE_01217 | Storage Water Heater | Fossil Fuel Non-Condensing | 50 |  | State | GS650YRRT5 | No | 2004 |  | H04226998 | No | No | Natural Gas | 65000 |  | Btuh | 0.58 |  | N/A | N/A |  | N/A | N/A | N/A | Main House | Yes | Yes | Floor drain | No |  | N/A | No | N/A |  | N/A |  | N/A | No | No | Yes | No | 1732 | 2471.1038 | Single Family | 1 | 2471.1038 | Single Family_Natural Gas | Single Family_FALSE
Mechanical_00011227 | SITE_01202 | Storage Water Heater | Fossil Fuel Non-Condensing | 50 |  | Rheem | 22V50F1 | Yes | 2005 |  | N/A | No | No | Natural Gas | 38000 |  | Btuh | 0.58 |  | N/A | N/A |  | N/A | N/A | N/A | Garage | Yes | Unknown | N/A | No |  | N/A | Yes | Polyethylene Foam | 2 |  | 0.5 |  | Yes | Yes | Yes | No | 1717 | 14922.6667 | Single Family | 1 | 14922.6667 | Single Family_Natural Gas | Single Family_FALSE
Mechanical_00011228 | SITE_00015 | Storage Water Heater | Electric Resistance | 50 |  | Whirlpool | E1F50RD045V | No | 2008 |  | 0828T423335 | No | No | Electric | 4.5 |  | kW | 0.9 |  | N/A | N/A |  | N/A | N/A | N/A | Unknown | Yes | Unknown | N/A | Yes | 1.5 |  | Yes | Polyethylene Foam | 2 |  | 0.75 |  | Yes | No | Yes | No | 538 | 921.5 | Manufactured | 1 | 921.5 | Manufactured_Electric | Manufactured_FALSE
Mechanical_00011229 | SITE_00760 | Storage Water Heater | Fossil Fuel Non-Condensing | 50 |  | Ruud | Pr50-2t | No | 1992 |  | RUN 1192A08912 | No | No | Natural Gas | 36000 |  | Btuh |  | Unknown | N/A | N/A |  | N/A | N/A | N/A | Basement | Yes | Yes | Floor drain | No |  | N/A | No | N/A |  | N/A |  | N/A | No | No | No | No | 1279 | 2880.3393 | Single Family | 1 | 2880.3393 | Single Family_Natural Gas | Single Family_FALSE
Mechanical_00011230 | SITE_00695 | Storage Water Heater | Electric Resistance | 50 |  | Bradford White | Re350s6 | No | 2016 |  | NJ38309908 | No | No | Electric | 4.5 |  | kW | 0.93 |  | Yes | Unknown |  | Unknown | Unknown | Unknown | Garage | Yes | Yes | Floor drain | No |  | N/A | Yes | Polyethylene Foam | 5 |  | 1 |  | Yes | No | No | No | 1214 | 2880.3393 | Single Family | 1 | 2880.3393 | Single Family_Electric | Single Family_TRUE
Mechanical_00011231 | SITE_00754 | Storage Water Heater | Electric Resistance | 50 |  | Bradford White | Re350s6 | No | 2016 |  | NB37338919 | No | No | Electric | 4.5 |  | kW | 0.93 |  | N/A | N/A |  | N/A | N/A | N/A | Basement | Yes | Yes | Floor drain | No |  | N/A | No | N/A |  | N/A |  | N/A | No | Yes | No | No | 1273 | 2880.3393 | Single Family | 1 | 2880.3393 | Single Family_Electric | Single Family_FALSE
Mechanical_00011232 | SITE_00716 | Storage Water Heater | Fossil Fuel Non-Condensing | 50 |  | Rheem | 22v50f1 | Yes | 2008 |  | N/A | No | No | Natural Gas | 38000 |  | Btuh | 0.58 |  | N/A | N/A |  | N/A | N/A | N/A | Garage | Yes | No | N/A | No |  | N/A | Yes | Polyethylene Foam | 3 |  | 1 |  | Yes | Yes | Yes | No | 1235 | 2880.3393 | Single Family | 1 | 2880.3393 | Single Family_Natural Gas | Single Family_FALSE
Mechanical_00011233 | BLDG_00171 | Storage Water Heater | Electric Resistance | 40 |  | Electro Flo | 40rbf | No |  | Unknown | 123158 | No | No | Electric | 2.5 |  | kW |  | Unknown | N/A | N/A |  | N/A | N/A | N/A | Basement | N/A | Yes | Floor drain | Yes | 1 |  | Yes | Fiberglass | 8 |  | 1 |  | N/A | N/A | N/A | No | 166 | 40.63 | Multifamily Building | 2 | 20.315 | Multifamily Building_Electric | Multifamily Building_FALSE
Mechanical_00010190 | SITE_01508 | Storage Water Heater | Electric Heat Pump (Packaged) | 66 |  | AirTap | ATI66 | No |  | Unknown | Unknown | No | No | Electric | 3.5 |  | kW | 1.85 |  | Yes | Mechanical Room | 232 |  | Same room | N/A | Basement | Yes | No | N/A | No |  | N/A | No | N/A |  | N/A |  | N/A | No | Yes | Yes | Unknown | 2021 | 9989.0714 | Single Family | 1 | 9989.0714 | Single Family_Electric | Single Family_TRUE
Mechanical_00010191 | SITE_01509 | Storage Water Heater | Fossil Fuel Non-Condensing | 40 |  | Bradford White | Rg240t6n | No | 2015 |  | MJ36735278 | No | No | Natural Gas | 40000 |  | Btuh | 0.59 |  | N/A | N/A |  | N/A | N/A | N/A | Main House | Yes | No | N/A | No |  | N/A | No | N/A |  | N/A |  | N/A | Yes | Yes | Yes | No | 2022 | 24786.1667 | Single Family | 1 | 24786.1667 | Single Family_Natural Gas | Single Family_FALSE
Mechanical_00010192 | SITE_01510 | Storage Water Heater | Electric Resistance | 50 |  | American Appliance | Zefr90-50d | No | 1991 |  | 9103301312 | No | No | Electric | 4.5 |  | kW |  | Unknown | N/A | N/A |  | N/A | N/A | N/A | Main House | Yes | No | N/A | No |  | N/A | No | N/A |  | N/A |  | N/A | No | No | Yes | No | 2023 | 4053.65 | Multifamily Residence | 1 | 4053.65 | Multifamily Residence_Electric | Multifamily Residence_FALSE
Mechanical_00010193 | SITE_01511 | Storage Water Heater | Electric Resistance | 50 |  | Whirlpool | Ee2h50rd045v | No | 2005 |  | 536106054 | No | No | Electric | 4.5 |  | kW | 0.91 |  | N/A | N/A |  | N/A | N/A | N/A | Crawlspace | Yes | No | N/A | No |  | N/A | No | N/A |  | N/A |  | N/A | No | Yes | No | No | 2024 | 24786.1667 | Single Family | 1 | 24786.1667 | Single Family_Electric | Single Family_FALSE
Mechanical_00010194 | SITE_01512 | Storage Water Heater | Electric Resistance | 50 |  | American Water Heaters | E61-50r-045d | No | 2004 |  | 434101841 | Yes | No | Electric | 4.5 |  | kW | 0.9 |  | N/A | N/A |  | N/A | N/A | N/A | Main House | Yes | No | N/A | No |  | N/A | No | N/A |  | N/A |  | N/A | No | No | Yes | No | 2025 | 24786.1667 | Single Family | 1 | 24786.1667 | Single Family_Electric | Single Family_FALSE
Mechanical_00010195 | SITE_01513 | Storage Water Heater | Electric Resistance | 50 |  | Intertherm | He-52f-2400 | No | 1989 |  | TM 0389C11329 | No | No | Electric | 4.5 |  | kW |  | Unknown | N/A | N/A |  | N/A | N/A | N/A | Main House | Yes | No | N/A | No |  | N/A | No | N/A |  | N/A |  | N/A | No | No | Yes | No | 2026 | 894.83 | Manufactured | 1 | 894.83 | Manufactured_Electric | Manufactured_FALSE
Mechanical_00010196 | SITE_01522 | Storage Water Heater | Fossil Fuel Non-Condensing | 50 |  | Bradford White | M45036fbn7 | No | 2006 |  | CE7739714 | Yes | No | Natural Gas | 40000 |  | Btuh | 0.62 |  | N/A | N/A |  | N/A | N/A | N/A | Garage | Yes | No | N/A | No |  | N/A | No | N/A |  | N/A |  | N/A | Yes | No | Yes | No | 2032 | 9989.0714 | Single Family | 1 | 9989.0714 | Single Family_Natural Gas | Single Family_FALSE
Mechanical_00010197 | SITE_01523 | Storage Water Heater | Fossil Fuel Non-Condensing | 75 |  | Bradford White | Mi75s6bn | No | 2015 |  | MC35934196 | No | No | Natural Gas | 76000 |  | Btuh |  | Unknown | N/A | N/A |  | N/A | N/A | N/A | Main House | Yes | No | N/A | No |  | N/A | No | N/A |  | N/A |  | N/A | No | Yes | Yes | No | 2033 | 5733.1429 | Single Family | 1 | 5733.1429 | Single Family_Natural Gas | Single Family_FALSE
Mechanical_00010198 | SITE_01526 | Storage Water Heater | Fossil Fuel Non-Condensing | 50 |  | Reliance | 1250NACT-400 | Yes | 2015 |  | N/A | No | No | Natural Gas | 40000 |  | Btuh | 0.62 |  | N/A | N/A |  | N/A | N/A | N/A | Garage | Yes | No | N/A | No |  | N/A | No | N/A |  | N/A |  | N/A | Yes | Yes | Yes | No | 2036 | 9989.0714 | Single Family | 1 | 9989.0714 | Single Family_Natural Gas | Single Family_FALSE
Mechanical_00010199 | SITE_01528 | Storage Water Heater | Fossil Fuel Non-Condensing | 50 |  | Nautilus | Gxn563v | Yes | 1998 |  | N/A | No | No | Natural Gas | 40000 |  | Btuh |  | Unknown | N/A | N/A |  | N/A | N/A | N/A | Basement | Yes | Yes | Floor drain | No |  | N/A | No | N/A |  | N/A |  | N/A | Yes | Yes | No | No | 2038 | 5733.1429 | Single Family | 1 | 5733.1429 | Single Family_Natural Gas | Single Family_FALSE
Mechanical_00010200 | SITE_01529 | Storage Water Heater | Fossil Fuel Non-Condensing | 40 |  | American Appliance | GVF90-433S | Yes | 1991 |  | N/A | No | No | Natural Gas | 33000 |  | Btuh |  | Unknown | N/A | N/A |  | N/A | N/A | N/A | Garage | Yes | No | N/A | No |  | N/A | Yes | Polyethylene Foam | 13 |  | 0.5 |  | Yes | Yes | Yes | No | 2039 | 5733.1429 | Single Family | 1 | 5733.1429 | Single Family_Natural Gas | Single Family_FALSE
Mechanical_00010201 | SITE_01531 | Storage Water Heater | Fossil Fuel Non-Condensing | 40 |  | General Electric | Gg40s06avj00 | Yes | 2012 |  | N/A | No | No | Natural Gas | 36000 |  | Btuh | 0.59 |  | N/A | N/A |  | N/A | N/A | N/A | Main House | Yes | Yes | Unknown | No |  | N/A | No | N/A |  | N/A |  | N/A | No | No | No | No | 2041 | 5733.1429 | Single Family | 1 | 5733.1429 | Single Family_Natural Gas | Single Family_FALSE
Mechanical_00010202 | SITE_01532 | Instantaneous Water Heater | Fossil Fuel Condensing | 0 |  | American Appliance | AEU-VA2532FFUD-N | Yes | 2007 |  | N/A | No | No | Natural Gas | 199000 |  | Btuh |  | Unknown | N/A | N/A |  | N/A | N/A | N/A | Basement | Yes | Yes | Floor drain | No |  | N/A | Unknown | N/A |  | N/A |  | N/A | No | Yes | No | No | 2042 | 5733.1429 | Single Family | 1 | 5733.1429 | Single Family_Natural Gas | Single Family_FALSE
Mechanical_00010203 | SITE_01533 | Storage Water Heater | Fossil Fuel Non-Condensing | 84 |  | Maytag | Hn4x50x960 | No |  | Unknown | Unknown | No | No | Natural Gas |  | Unknown | Btuh |  | Unknown | N/A | N/A |  | N/A | N/A | N/A | Basement | Yes | No | N/A | No |  | N/A | No | N/A |  | N/A |  | N/A | No | Yes | No | No | 2043 | 5733.1429 | Single Family | 1 | 5733.1429 | Single Family_Natural Gas | Single Family_FALSE
Mechanical_00010204 | SITE_01537 | Storage Water Heater | Electric Resistance | 30 |  | Unknown | Unknown | No |  | Unknown | Unknown | No | No | Electric |  | Unknown | kW |  | Unknown | N/A | N/A |  | N/A | N/A | N/A | Main House | Yes | No | N/A | Yes | 1.5 |  | No | N/A |  | N/A |  | N/A | No | Yes | No | No | 2046 | 5733.1429 | Single Family | 1 | 5733.1429 | Single Family_Electric | Single Family_FALSE
Mechanical_00010205 | SITE_01896 | Storage Water Heater | Electric Resistance |  | Unknown | Unknown | Unknown | No |  | Unknown | Unknown | No | No | Electric |  | Unknown | kW |  | Unknown | N/A | N/A |  | N/A | N/A | N/A | Unknown | Yes | Unknown | N/A | Unknown |  | N/A | Unknown | N/A |  | N/A |  | N/A | Yes | No | No | Unknown | 2403 | 997.59 | Manufactured | 1 | 997.59 | Manufactured_Electric | Manufactured_FALSE
Mechanical_00010206 | SITE_01159 | Storage Water Heater | Electric Resistance |  | Unknown | American Water Heaters | Unknown | No |  | Unknown | Unknown | No | No | Electric |  | Unknown | kW |  | Unknown | N/A | N/A |  | N/A | N/A | N/A | Main House | Yes | No | N/A | No |  | N/A | No | N/A |  | N/A |  | N/A | Yes | No | No | No | 1674 | 2002.39 | Multifamily Residence | 1 | 2002.39 | Multifamily Residence_Electric | Multifamily Residence_FALSE
Mechanical_00010207 | SITE_00007 | Storage Water Heater | Electric Resistance | 50 |  | American Water Heaters | E(1,5,6,8,9,10,12)1-50R-XXX[S,S] | No |  | Unknown | Unknown | No | No | Electric |  | Unknown | kW |  | Unknown | N/A | N/A |  | N/A | N/A | N/A | Main House | Yes | No | N/A | No |  | N/A | No | N/A |  | N/A |  | N/A | No | No | Yes | No | 530 | 997.59 | Manufactured | 1 | 997.59 | Manufactured_Electric | Manufactured_FALSE
Mechanical_00010208 | SITE_01668 | Storage Water Heater | Electric Resistance | 50 |  | American Water Heaters | E123-50H-040DCM | Yes | 2002 |  | N/A | No | No | Electric | 4 |  | kW | 0.93 |  | N/A | N/A |  | N/A | N/A | N/A | Basement | Yes | No | N/A | No |  | N/A | No | N/A |  | N/A |  | N/A | Yes | Yes | No | Yes | 2176 | 257.4775 | Single Family | 1 | 257.4775 | Single Family_Electric | Single Family_FALSE
Mechanical_00010209 | SITE_01212 | Storage Water Heater | Electric Resistance | 66 |  | American Water Heaters | E123-65H-045DH | Yes | 2008 |  | N/A | No | No | Electric | 4.5 |  | kW |  | Unknown | N/A | N/A |  | N/A | N/A | N/A | Main House | Yes | No | N/A | No |  | N/A | No | N/A |  | N/A |  | N/A | Yes | Yes | Yes | No | 1727 | 2471.1038 | Single Family | 1 | 2471.1038 | Single Family_Electric | Single Family_FALSE
Mechanical_00010210 | SITE_01608 | Storage Water Heater | Electric Resistance | 50 |  | American Appliance | E2e40rd045v | No | 1998 |  | 9804355017 | No | No | Electric |  | Unknown | kW |  | Unknown | N/A | N/A |  | N/A | N/A | N/A | Basement | No | No | N/A | No |  | N/A | No | N/A |  | N/A |  | N/A | No | No | No | No | 2117 | 2471.1038 | Single Family | 2 | 1235.5519 | Single Family_Electric | Single Family_FALSE
Mechanical_00010211 | SITE_01797 | Storage Water Heater | Electric Resistance | 50 |  | American Appliance | E53-52r-045d | No | 1994 |  | 9439302094 | No | No | Electric | 4.5 |  | kW |  | Unknown | N/A | N/A |  | N/A | N/A | N/A | Main House | Yes | No | N/A | No |  | N/A | No | N/A |  | N/A |  | N/A | N/A | No | No | No | 2305 | 2000.27 | Multifamily Residence | 1 | 2000.27 | Multifamily Residence_Electric | Multifamily Residence_FALSE
Mechanical_00010212 | SITE_01156 | Storage Water Heater | Electric Resistance | 40 |  | American Appliance | E61-40r-045d | No | 2005 |  | 507107209 | No | No | Electric | 4.5 |  | kW |  | Unknown | N/A | N/A |  | N/A | N/A | N/A | Main House | Yes | No | N/A | No |  | N/A | Yes | Polyethylene Foam | 2 |  | 0.5 |  | No | No | No | No | 1671 | 2002.39 | Multifamily Residence | 1 | 2002.39 | Multifamily Residence_Electric | Multifamily Residence_FALSE
Mechanical_00010213 | SITE_01652 | Storage Water Heater | Electric Resistance | 50 |  | American Appliance | E61-50R-045D | No | 2006 |  | 626122760 | No | No | Electric | 4.5 |  | kW | 0.9 |  | N/A | N/A |  | N/A | N/A | N/A | Main House | Yes | No | N/A | No |  | N/A | No | N/A |  | N/A |  | N/A | No | No | Yes | No | 2161 | 79.7168 | Single Family | 1 | 79.7168 | Single Family_Electric | Single Family_FALSE
Mechanical_00010214 | SITE_01540 | Storage Water Heater | Electric Resistance | 50 |  | American Appliance | E61-50r-045d | No | 2007 |  | 749136120 | No | No | Electric | 4.5 |  | kW | 0.9 |  | N/A | N/A |  | N/A | N/A | N/A | Garage | Yes | Yes | Plumbed drain | No |  | N/A | No | N/A |  | N/A |  | N/A | Yes | Yes | Yes | No | 2049 | 653.4162 | Single Family | 1 | 653.4162 | Single Family_Electric | Single Family_FALSE
Mechanical_00010215 | SITE_01809 | Storage Water Heater | Electric Resistance | 50 |  | American Appliance | E61-50r-045d | No | 2006 |  | 623114319 | No | No | Electric | 4.5 |  | kW | 0.9 |  | N/A | N/A |  | N/A | N/A | N/A | Main House | Yes | No | N/A | No |  | N/A | No | N/A |  | N/A |  | N/A | N/A | No | No | No | 2317 | 2471.1038 | Single Family | 1 | 2471.1038 | Single Family_Electric | Single Family_FALSE
Mechanical_00010216 | SITE_01557 | Storage Water Heater | Electric Resistance | 50 |  | American Appliance | E61-50r-045d | No | 2008 |  | 0839T413670 | No | No | Electric | 4.5 |  | kW | 0.9 |  | N/A | N/A |  | N/A | N/A | N/A | Basement | Yes | Yes | Floor drain | No |  | N/A | Yes | Polyethylene Foam | 3 |  | 0.75 |  | N/A | No | No | No | 2066 | 257.4775 | Single Family | 1 | 257.4775 | Single Family_Electric | Single Family_FALSE
Mechanical_00010217 | SITE_01539 | Storage Water Heater | Electric Resistance | 50 |  | American Appliance | E61-50r-045d | No | 2014 |  | 1431T453471 | No | No | Electric | 4.5 |  | kW | 0.9 |  | N/A | N/A |  | N/A | N/A | N/A | Garage | Yes | No | N/A | No |  | N/A | Yes | Polyethylene Foam | 15 |  | 0.5 |  | Yes | Yes | Yes | No | 2048 | 653.4162 | Single Family | 1 | 653.4162 | Single Family_Electric | Single Family_FALSE
Mechanical_00010218 | SITE_01658 | Storage Water Heater | Electric Resistance | 50 |  | American Appliance | E61-50R-045D | No | 2011 |  | 1103T402173 | No | No | Electric | 4.5 |  | kW | 0.9 |  | N/A | N/A |  | N/A | N/A | N/A | Other | Yes | No | N/A | No |  | N/A | Unknown | N/A |  | N/A |  | N/A | Yes | Yes | No | No | 2166 | 79.7168 | Single Family | 1 | 79.7168 | Single Family_Electric | Single Family_FALSE
Mechanical_00011408 | SITE_01263 | Storage Water Heater | Electric Resistance | 50 |  | Bradford White | m2he50s6ds-1ncww | No | 2007 |  | dc8872996 | No | No | Electric | 4.5 |  | kW | 0.93 |  | N/A | N/A |  | N/A | N/A | N/A | Main House | Yes | No | N/A | No |  | N/A | No | N/A |  | N/A |  | N/A | No | No | No | No | 1778 | 751.56 | Multifamily Residence | 1 | 751.56 | Multifamily Residence_Electric | Multifamily Residence_FALSE
Mechanical_00011409 | SITE_01868 | Storage Water Heater | Electric Resistance |  | Unknown | Unknown | Unknown | No |  | Unknown | Unknown | No | No | Electric |  | Unknown | kW |  | Unknown | N/A | N/A |  | N/A | N/A | N/A | Unknown | Yes | No | N/A | Yes | 1.5 |  | Yes | Polyethylene Foam | 8 |  | 0.25 |  | No | No | Yes | No | 2376 | 1745.15 | Manufactured | 1 | 1745.15 | Manufactured_Electric | Manufactured_FALSE
Mechanical_00011410 | SITE_00128 | Storage Water Heater | Electric Resistance |  | Unknown | AO Smith | Unknown | No |  | Unknown | Unknown | No | No | Electric |  | Unknown | kW |  | Unknown | N/A | N/A |  | N/A | N/A | N/A | Main House | Yes | No | N/A | No |  | N/A | No | N/A |  | N/A |  | N/A | No | No | No | No | 651 | 739.45 | Multifamily Residence | 1 | 739.45 | Multifamily Residence_Electric | Multifamily Residence_FALSE
Mechanical_00011411 | SITE_00092 | Storage Water Heater | Electric Resistance | 40 |  | Reliance | 640 DORS | No | 2010 |  | 1004J002957 | No | No | Electric | 4.5 |  | kW | 0.92 |  | N/A | N/A |  | N/A | N/A | N/A | Main House | Yes | No | N/A | No |  | N/A | No | N/A |  | N/A |  | N/A | No | No | Yes | No | 615 | 739.45 | Multifamily Residence | 1 | 739.45 | Multifamily Residence_Electric | Multifamily Residence_FALSE
Mechanical_00011412 | SITE_00086 | Storage Water Heater | Electric Resistance | 40 |  | Bradford White | M240L6DS-1NCWW | No | 2008 |  | EH10981805 | No | No | Electric | 4.5 |  | kW | 0.93 |  | N/A | N/A |  | N/A | N/A | N/A | Main House | Yes | No | N/A | No |  | N/A | No | N/A |  | N/A |  | N/A | No | No | No | No | 609 | 739.45 | Multifamily Residence | 1 | 739.45 | Multifamily Residence_Electric | Multifamily Residence_FALSE
Mechanical_00011413 | SITE_00087 | Storage Water Heater | Electric Resistance | 50 |  | Bradford White | M250S6DS-1NCWW | No | 2013 |  | KK18973935 | No | No | Electric | 4.5 |  | kW | 0.92 |  | N/A | N/A |  | N/A | N/A | N/A | Main House | Yes | No | N/A | No |  | N/A | No | N/A |  | N/A |  | N/A | No | Yes | No | No | 610 | 739.45 | Multifamily Residence | 1 | 739.45 | Multifamily Residence_Electric | Multifamily Residence_FALSE
Mechanical_00011414 | SITE_00121 | Storage Water Heater | Electric Resistance | 38 |  | Reliance | 640eolbs 100 | No | 2015 |  | 1541J002480 | No | No | Electric | 4.5 |  | kW |  | Unknown | N/A | N/A |  | N/A | N/A | N/A | Main House | Yes | No | N/A | No |  | N/A | No | N/A |  | N/A |  | N/A | N/A | No | No | No | 644 | 739.45 | Multifamily Residence | 1 | 739.45 | Multifamily Residence_Electric | Multifamily Residence_FALSE
Mechanical_00011415 | SITE_00105 | Storage Water Heater | Electric Resistance | 28 |  | Reliance | 630eolbs 100 | No | 2015 |  | 1551J000336 | No | No | Electric | 4.5 |  | kW |  | Unknown | N/A | N/A |  | N/A | N/A | N/A | Main House | Yes | No | N/A | No |  | N/A | No | N/A |  | N/A |  | N/A | N/A | No | No | No | 628 | 739.45 | Multifamily Residence | 1 | 739.45 | Multifamily Residence_Electric | Multifamily Residence_FALSE
Mechanical_00011416 | BLDG_00066 | Storage Water Heater | Fossil Fuel Non-Condensing | 100 |  | AO Smith | Sbd100199net 118 | Yes | 2015 |  | N/A | No | No | Natural Gas | 199000 |  | Btuh | 0.8 |  | N/A | N/A |  | N/A | N/A | N/A | Basement | N/A | Yes | Floor drain | No |  | N/A | No | N/A |  | N/A |  | N/A | N/A | N/A | N/A | No | 66 | 41.95 | Multifamily Building | 2 | 20.975 | Multifamily Building_Natural Gas | Multifamily Building_FALSE
Mechanical_00011417 | BLDG_00066 | Storage Water Heater | Fossil Fuel Non-Condensing | 100 |  | AO Smith | Btr 197 118 | Yes | 2012 |  | N/A | No | No | Natural Gas | 199000 |  | Btuh | 0.8 |  | N/A | N/A |  | N/A | N/A | N/A | Basement | N/A | Yes | Floor drain | No |  | N/A | No | N/A |  | N/A |  | N/A | N/A | N/A | N/A | No | 66 | 41.95 | Multifamily Building | 2 | 20.975 | Multifamily Building_Natural Gas | Multifamily Building_FALSE
Mechanical_00011418 | SITE_00110 | Storage Water Heater | Unknown |  | Unknown | Unknown | Unknown | No |  | Unknown | Unknown | No | No | Unknown |  | Unknown | Btuh |  | Unknown | N/A | N/A |  | N/A | N/A | N/A | Exterior | Yes | Unknown | N/A | Unknown |  | N/A | Unknown | N/A |  | N/A |  | N/A | Unknown | Unknown | Yes | No | 633 | 739.45 | Multifamily Residence | 1 | 739.45 | Multifamily Residence_Unknown | Multifamily Residence_FALSE
Mechanical_00011419 | SITE_01243 | Storage Water Heater | Electric Resistance |  | Unknown | Unknown | Unknown | No |  | Unknown | Unknown | No | No | Electric |  | Unknown | kW |  | Unknown | N/A | N/A |  | N/A | N/A | N/A | Main House | Yes | Unknown | N/A | Unknown |  | N/A | Unknown | N/A |  | N/A |  | N/A | N/A | No | No | No | 1758 | 751.56 | Multifamily Residence | 1 | 751.56 | Multifamily Residence_Electric | Multifamily Residence_FALSE
Mechanical_00011420 | SITE_01277 | Storage Water Heater | Electric Resistance | 55 |  | Reliance | 650DORT | No | 2007 |  | E07A1653308 | No | No | Electric | 4.5 |  | kW | 0.9 |  | N/A | N/A |  | N/A | N/A | N/A | Main House | Yes | No | N/A | No |  | N/A | No | N/A |  | N/A |  | N/A | Yes | No | Yes | No | 1792 | 751.56 | Multifamily Residence | 1 | 751.56 | Multifamily Residence_Electric | Multifamily Residence_FALSE
Mechanical_00011421 | SITE_01871 | Storage Water Heater | Electric Resistance | 50 |  | Ruud | PE2-52-2 | Yes | 2009 |  | N/A | No | No | Electric | 4.5 |  | kW | 0.91 |  | N/A | N/A |  | N/A | N/A | N/A | Main House | Yes | No | N/A | No |  | N/A | No | N/A |  | N/A |  | N/A | Yes | No | No | No | 2379 | 1745.15 | Manufactured | 1 | 1745.15 | Manufactured_Electric | Manufactured_FALSE
Mechanical_00011422 | SITE_01861 | Storage Water Heater | Electric Resistance | 40 |  | Kenmore | 153.3275 | No | 2012 |  | B01238001 | No | No | Electric | 5.5 |  | kW | 0.9 |  | N/A | N/A |  | N/A | N/A | N/A | Main House | Yes | Yes | Plumbed drain | No |  | N/A | Unknown | N/A |  | N/A |  | N/A | Yes | No | No | No | 2369 | 1745.15 | Manufactured | 1 | 1745.15 | Manufactured_Electric | Manufactured_FALSE
Mechanical_00011423 | SITE_01863 | Storage Water Heater | Electric Resistance | 50 |  | Rheem | 81MV-520 | No | 1984 |  | R 0984C15610 | No | No | Electric | 4.5 |  | kW |  | Unknown | N/A | N/A |  | N/A | N/A | N/A | Main House | Yes | Yes | Plumbed drain | No |  | N/A | No | N/A |  | N/A |  | N/A | Yes | No | No | No | 2371 | 1745.15 | Manufactured | 1 | 1745.15 | Manufactured_Electric | Manufactured_FALSE
Mechanical_00011424 | SITE_01867 | Storage Water Heater | Electric Resistance | 50 |  | AO Smith | EEH 52 915 | No | 1994 |  | GA94-1716739-915 | No | No | Electric | 4.5 |  | kW | 0.95 |  | N/A | N/A |  | N/A | N/A | N/A | Main House | Yes | Yes | Plumbed drain | No |  | N/A | No | N/A |  | N/A |  | N/A | Yes | No | No | No | 2375 | 1745.15 | Manufactured | 1 | 1745.15 | Manufactured_Electric | Manufactured_FALSE
Mechanical_00011425 | SITE_01341 | Storage Water Heater | Electric Resistance | 55 |  | Reliance | 640EORT 100 | No | 2015 |  | 1541J004402 | No | No | Electric | 4.5 |  | kW |  | Unknown | N/A | N/A |  | N/A | N/A | N/A | Main House | Yes | No | N/A | No |  | N/A | No | N/A |  | N/A |  | N/A | No | No | No | No | 1856 | 2267.7917 | Single Family | 1 | 2267.7917 | Single Family_Electric | Single Family_FALSE
Mechanical_00011426 | SITE_01321 | Storage Water Heater | Electric Resistance | 80 |  | AO Smith | ECT 80 210 | No | 2014 |  | 1408J010810 | No | No | Electric | 4.5 |  | kW | 0.86 |  | N/A | N/A |  | N/A | N/A | N/A | Garage | Yes | Yes | Plumbed drain | No |  | N/A | Yes | Polyethylene Foam | 2 |  | 1 |  | Yes | Yes | Yes | No | 1836 | 2474.375 | Single Family | 1 | 2474.375 | Single Family_Electric | Single Family_FALSE
Mechanical_00011427 | SITE_01267 | Storage Water Heater | Electric Resistance | 50 |  | AO Smith | EES 52 930 | No | 2002 |  | GG02-0800406-930 | No | No | Electric | 4.5 |  | kW |  | Unknown | N/A | N/A |  | N/A | N/A | N/A | Main House | Yes | Yes | Plumbed drain | No |  | N/A | No | N/A |  | N/A |  | N/A | No | No | No | No | 1782 | 751.56 | Multifamily Residence | 1 | 751.56 | Multifamily Residence_Electric | Multifamily Residence_FALSE
Mechanical_00011428 | SITE_01307 | Storage Water Heater | Electric Resistance |  | Unknown | Reliance | 6522OCTJW | No | 2001 |  | L01217606 | No | No | Electric | 4.5 |  | kW |  | Unknown | N/A | N/A |  | N/A | N/A | N/A | Main House | Yes | Yes | Plumbed drain | No |  | N/A | No | N/A |  | N/A |  | N/A | No | No | No | No | 1822 | 2474.375 | Single Family | 1 | 2474.375 | Single Family_Electric | Single Family_FALSE
Mechanical_00011429 | SITE_01866 | Storage Water Heater | Electric Resistance |  | Unknown | Unknown | Unknown | No |  | Unknown | Unknown | No | No | Electric |  | Unknown | kW |  | Unknown | N/A | N/A |  | N/A | N/A | N/A | Unknown | Unknown | Unknown | N/A | Unknown |  | N/A | Unknown | N/A |  | N/A |  | N/A | Unknown | Unknown | Unknown | Unknown | 2374 | 894.83 | Manufactured | 1 | 894.83 | Manufactured_Electric | Manufactured_FALSE
Mechanical_00011430 | SITE_01316 | Storage Water Heater | Electric Resistance | 80 |  | AO Smith | ECT 80 200 | No | 2007 |  | H07E000289 | No | No | Electric | 4.5 |  | kW | 0.86 |  | N/A | N/A |  | N/A | N/A | N/A | Garage | Yes | No | N/A | No |  | N/A | No | N/A |  | N/A |  | N/A | Yes | Yes | Yes | No | 1831 | 2474.375 | Single Family | 1 | 2474.375 | Single Family_Electric | Single Family_FALSE
Mechanical_00011431 | SITE_01345 | Storage Water Heater | Electric Resistance | 50 |  | Bradford White | M250S6DS-1NCWW | No | 2011 |  | HF15077882 | No | No | Electric | 4.5 |  | kW | 0.92 |  | N/A | N/A |  | N/A | N/A | N/A | Garage | Yes | Yes | Plumbed drain | No |  | N/A | Yes | Polyethylene Foam | 8 |  | 1 |  | Yes | Yes | Yes | No | 1860 | 2474.375 | Single Family | 1 | 2474.375 | Single Family_Electric | Single Family_FALSE
Mechanical_00011432 | SITE_01340 | Instantaneous Water Heater | Fossil Fuel Condensing |  | Unknown | Rinnai | RL75 | No | 2010 |  | DK. CA-100105 | No | No | Propane | 180000 |  | Btuh | 0.82 |  | N/A | N/A |  | N/A | N/A | N/A | Main House | Yes | No | N/A | No |  | N/A | No | N/A |  | N/A |  | N/A | No | No | No | No | 1855 | 2267.7917 | Single Family | 1 | 2267.7917 | Single Family_Propane | Single Family_FALSE
Mechanical_00011433 | SITE_01228 | Storage Water Heater | Electric Resistance | 50 |  | Reliance | 640DORS | No | 2013 |  | 1337J007472 | No | No | Electric | 4.5 |  | kW | 0.92 |  | N/A | N/A |  | N/A | N/A | N/A | Main House | Yes | No | N/A | No |  | N/A | Yes | Polyethylene Foam | 10 |  | 0.5 |  | No | No | No | No | 1743 | 894.83 | Manufactured | 1 | 894.83 | Manufactured_Electric | Manufactured_FALSE
Mechanical_00011434 | SITE_01222 | Storage Water Heater | Electric Resistance | 50 |  | Bradford White | M250T6DS-1NCWW | No | 2010 |  | GB12960216 D/N | No | No | Electric | 4.5 |  | kW | 0.9 |  | N/A | N/A |  | N/A | N/A | N/A | Main House | Yes | Yes | Plumbed drain | No |  | N/A | No | N/A |  | N/A |  | N/A | Yes | No | No | No | 1737 | 894.83 | Manufactured | 1 | 894.83 | Manufactured_Electric | Manufactured_FALSE
Mechanical_00011435 | SITE_01247 | Storage Water Heater | Electric Resistance | 50 |  | AO Smith | EEST52917 | No | 1997 |  | GJ97-3763552-917 | No | No | Electric | 4.5 |  | kW |  | Unknown | N/A | N/A |  | N/A | N/A | N/A | Main House | Yes | No | N/A | No |  | N/A | No | N/A |  | N/A |  | N/A | No | No | No | No | 1762 | 19280.2 | Single Family | 1 | 19280.2 | Single Family_Electric | Single Family_FALSE
Mechanical_00011436 | SITE_01319 | Storage Water Heater | Fossil Fuel Non-Condensing | 40 |  | Kenmore | 153.3375 | No | 2001 |  | L01227779 | No | No | Natural Gas | 40000 |  | Btuh | 0.58 |  | N/A | N/A |  | N/A | N/A | N/A | Basement | Yes | No | N/A | No |  | N/A | No | N/A |  | N/A |  | N/A | Yes | Yes | No | No | 1834 | 2474.375 | Single Family | 1 | 2474.375 | Single Family_Natural Gas | Single Family_FALSE
Mechanical_00010829 | SITE_01770 | Storage Water Heater | Electric Resistance | 50 |  | General Electric | GE 0805R04770 | Yes | 2005 |  | N/A | No | No | Electric | 4.5 |  | kW |  | Unknown | N/A | N/A |  | N/A | N/A | N/A | Main House | Yes | No | N/A | No |  | N/A | No | N/A |  | N/A |  | N/A | No | No | Yes | No | 2278 | 630.9 | Multifamily Residence | 1 | 630.9 | Multifamily Residence_Electric | Multifamily Residence_FALSE
Mechanical_00010830 | SITE_01775 | Storage Water Heater | Electric Resistance | 50 |  | Rheem | 81MV520 8 | No | 1993 |  | 0693C03214 | No | No | Electric | 4.5 |  | kW |  | Unknown | N/A | N/A |  | N/A | N/A | N/A | Main House | Yes | No | N/A | No |  | N/A | No | N/A |  | N/A |  | N/A | No | No | Yes | No | 2283 | 739.45 | Multifamily Residence | 1 | 739.45 | Multifamily Residence_Electric | Multifamily Residence_FALSE
Mechanical_00010831 | SITE_01778 | Storage Water Heater | Electric Resistance | 50 |  | Whirlpool | E1f50rd045v | No | 2015 |  | 1511101152656 | No | No | Electric | 4.5 |  | kW | 0.9 |  | N/A | N/A |  | N/A | N/A | N/A | Main House | Yes | Yes | Plumbed drain | No |  | N/A | Yes | Polyethylene Foam | 5 |  | 0.5 |  | No | No | No | No | 2286 | 739.45 | Multifamily Residence | 1 | 739.45 | Multifamily Residence_Electric | Multifamily Residence_FALSE
Mechanical_00010832 | SITE_01779 | Storage Water Heater | Electric Resistance | 50 |  | Rheem | M041719203 | Yes | 2017 |  | N/A | No | No | Electric | 4.5 |  | kW |  | Unknown | N/A | N/A |  | N/A | N/A | N/A | Main House | Yes | Yes | Plumbed drain | No |  | N/A | No | N/A |  | N/A |  | N/A | N/A | No | No | No | 2287 | 739.45 | Multifamily Residence | 1 | 739.45 | Multifamily Residence_Electric | Multifamily Residence_FALSE
Mechanical_00010833 | SITE_01782 | Storage Water Heater | Electric Resistance | 50 |  | Reliance | 650dors | No | 2007 |  | M07A050526 | No | No | Electric | 4.5 |  | kW | 0.9 |  | N/A | N/A |  | N/A | N/A | N/A | Main House | Yes | No | N/A | No |  | N/A | No | N/A |  | N/A |  | N/A | No | No | Yes | No | 2290 | 3434 | Single Family | 1 | 3434 | Single Family_Electric | Single Family_FALSE
Mechanical_00010834 | SITE_01783 | Storage Water Heater | Electric Resistance | 50 |  | US Craftmaster | E2e50rd045v | No | 2008 |  | 810021 | No | No | Electric | 4.5 |  | kW | 0.92 |  | N/A | N/A |  | N/A | N/A | N/A | Main House | Yes | Yes | Plumbed drain | No |  | N/A | No | N/A |  | N/A |  | N/A | N/A | No | No | No | 2291 | 739.45 | Multifamily Residence | 1 | 739.45 | Multifamily Residence_Electric | Multifamily Residence_FALSE
Mechanical_00010835 | SITE_01785 | Storage Water Heater | Electric Resistance | 50 |  | Bradford White | M250s6ds-1ncww | No | 1993 |  | KA17686538 | No | No | Electric | 4.5 |  | kW | 0.92 |  | N/A | N/A |  | N/A | N/A | N/A | Main House | Yes | No | N/A | No |  | N/A | No | N/A |  | N/A |  | N/A | Yes | No | Yes | No | 2293 | 739.45 | Multifamily Residence | 1 | 739.45 | Multifamily Residence_Electric | Multifamily Residence_FALSE
Mechanical_00010836 | SITE_01786 | Storage Water Heater | Electric Resistance | 50 |  | Bradford White | Re350s6 | No | 1996 |  | NJ38322479 | No | No | Electric | 4.5 |  | kW | 0.93 |  | N/A | N/A |  | N/A | N/A | N/A | Main House | Yes | No | N/A | No |  | N/A | No | N/A |  | N/A |  | N/A | N/A | Yes | Yes | No | 2294 | 739.45 | Multifamily Residence | 1 | 739.45 | Multifamily Residence_Electric | Multifamily Residence_FALSE
Mechanical_00010837 | SITE_01787 | Storage Water Heater | Electric Resistance |  | Unknown | Unknown | Unknown | No |  | Unknown | Unknown | No | No | Electric |  | Unknown | kW |  | Unknown | N/A | N/A |  | N/A | N/A | N/A | Main House | Yes | Unknown | N/A | Yes | 2 |  | No | N/A |  | N/A |  | N/A | No | No | Yes | No | 2295 | 2346.7937 | Single Family | 1 | 2346.7937 | Single Family_Electric | Single Family_FALSE
Mechanical_00010838 | SITE_01789 | Storage Water Heater | Electric Resistance | 50 |  | AO Smith | Ees 52 913 | No | 1988 |  | GJ88-0017273-913 | No | No | Electric | 4.5 |  | kW | 0.87 |  | N/A | N/A |  | N/A | N/A | N/A | Main House | Yes | No | N/A | No |  | N/A | No | N/A |  | N/A |  | N/A | No | Yes | No | No | 2297 | 739.45 | Multifamily Residence | 1 | 739.45 | Multifamily Residence_Electric | Multifamily Residence_FALSE
Mechanical_00010839 | SITE_01790 | Storage Water Heater | Fossil Fuel Non-Condensing | 50 |  | AO Smith | GCg 50 400 | No | 2016 |  | 1610J010303 | No | No | Natural Gas | 40000 |  | Btuh | 0.6 |  | N/A | N/A |  | N/A | N/A | N/A | Garage | Yes | No | N/A | No |  | N/A | No | N/A |  | N/A |  | N/A | Yes | Yes | Yes | No | 2298 | 2346.7937 | Single Family | 1 | 2346.7937 | Single Family_Natural Gas | Single Family_FALSE
Mechanical_00010840 | SITE_01791 | Storage Water Heater | Electric Resistance | 50 |  | Bradford White | M-3-50S5D-6 | No | 2006 |  | CL5816239 | No | No | Electric | 4.5 |  | kW |  | Unknown | N/A | N/A |  | N/A | N/A | N/A | Garage | Yes | No | N/A | No |  | N/A | No | N/A |  | N/A |  | N/A | No | Yes | Yes | No | 2299 | 2346.7937 | Single Family | 1 | 2346.7937 | Single Family_Electric | Single Family_FALSE
Mechanical_00010841 | SITE_01792 | Storage Water Heater | Electric Resistance | 50 |  | General Electric | Ge50m06aag | Yes | 2007 |  | N/A | No | No | Electric | 4.5 |  | kW | 0.9 |  | N/A | N/A |  | N/A | N/A | N/A | Garage | Yes | No | N/A | No |  | N/A | No | N/A |  | N/A |  | N/A | No | Yes | Yes | No | 2300 | 739.45 | Multifamily Residence | 1 | 739.45 | Multifamily Residence_Electric | Multifamily Residence_FALSE
Mechanical_00010842 | SITE_01793 | Storage Water Heater | Electric Resistance | 52 |  | Ruud | PE 52-2 A | No | 1982 |  | RUO 0382110035 | No | No | Electric | 4.5 |  | kW | 0.88 |  | N/A | N/A |  | N/A | N/A | N/A | Basement | Yes | Yes | Floor drain | No |  | N/A | No | N/A |  | N/A |  | N/A | No | Yes | Yes | No | 2301 | 2346.7937 | Single Family | 1 | 2346.7937 | Single Family_Electric | Single Family_FALSE
Mechanical_00010843 | SITE_01820 | Storage Water Heater | Electric Resistance | 50 |  | General Electric | GE50M06AAG | Yes | 2013 |  | N/A | No | No | Electric | 4.5 |  | kW | 0.9 |  | N/A | N/A |  | N/A | N/A | N/A | Main House | Yes | No | N/A | No |  | N/A | No | N/A |  | N/A |  | N/A | N/A | No | No | No | 2328 | 894.83 | Manufactured | 1 | 894.83 | Manufactured_Electric | Manufactured_FALSE
Mechanical_00010844 | SITE_01821 | Storage Water Heater | Electric Resistance | 50 |  | Bradford White | Mi50t6ds13 | No | 2002 |  | YE1397269 | No | No | Electric | 4.5 |  | kW |  | Unknown | N/A | N/A |  | N/A | N/A | N/A | Unknown | Yes | No | N/A | No |  | N/A | No | N/A |  | N/A |  | N/A | Yes | No | No | No | 2329 | 1745.15 | Manufactured | 1 | 1745.15 | Manufactured_Electric | Manufactured_FALSE
Mechanical_00010845 | SITE_01822 | Storage Water Heater | Electric Resistance | 50 |  | Reliance | 650eort100 | No | 2015 |  | 1531J003253 | No | No | Electric | 4.5 |  | kW | 0.93 |  | N/A | N/A |  | N/A | N/A | N/A | Unknown | Yes | Yes | Plumbed drain | Yes | 1 |  | No | N/A |  | N/A |  | N/A | Yes | No | No | No | 2330 | 1745.15 | Manufactured | 1 | 1745.15 | Manufactured_Electric | Manufactured_FALSE
Mechanical_00010846 | SITE_01823 | Storage Water Heater | Electric Resistance |  | Unknown | Unknown | Unknown | No |  | Unknown | Unknown | No | No | Electric |  | Unknown | kW |  | Unknown | N/A | N/A |  | N/A | N/A | N/A | Main House | Yes | Yes | Plumbed drain | Yes | 1.5 |  | No | N/A |  | N/A |  | N/A | Yes | No | No | No | 2331 | 1745.15 | Manufactured | 1 | 1745.15 | Manufactured_Electric | Manufactured_FALSE
Mechanical_00010847 | SITE_01825 | Storage Water Heater | Electric Resistance | 30 |  | Rheem | 71-308 | No | 1999 |  | RH 0299178377 | No | No | Electric | 4.5 |  | kW |  | Unknown | N/A | N/A |  | N/A | N/A | N/A | Main House | Yes | Yes | Plumbed drain | No |  | N/A | No | N/A |  | N/A |  | N/A | Yes | No | No | No | 2333 | 1745.15 | Manufactured | 1 | 1745.15 | Manufactured_Electric | Manufactured_FALSE
Mechanical_00010848 | SITE_01826 | Storage Water Heater | Electric Resistance | 50 |  | Rheem | 81-52D | No | 1990 |  | 0890B28955 | No | No | Electric | 4.5 |  | kW |  | Unknown | N/A | N/A |  | N/A | N/A | N/A | Main House | Yes | No | N/A | No |  | N/A | No | N/A |  | N/A |  | N/A | Yes | Yes | No | No | 2334 | 1745.15 | Manufactured | 1 | 1745.15 | Manufactured_Electric | Manufactured_FALSE
Mechanical_00010849 | SITE_01827 | Storage Water Heater | Electric Resistance | 40 |  | Bradford White | RE340T6 | No | 1995 |  | ME36188615 | No | No | Electric | 4.5 |  | kW | 0.93 |  | N/A | N/A |  | N/A | N/A | N/A | Main House | Yes | No | N/A | No |  | N/A | No | N/A |  | N/A |  | N/A | No | No | No | No | 2335 | 894.83 | Manufactured | 1 | 894.83 | Manufactured_Electric | Manufactured_FALSE
Mechanical_00010850 | SITE_01828 | Storage Water Heater | Electric Resistance | 30 |  | Bradford White | Re330s6 | No | 1996 |  | NE37658366 | No | No | Electric | 4.5 |  | kW | 0.92 |  | N/A | N/A |  | N/A | N/A | N/A | Main House | Yes | No | N/A | No |  | N/A | No | N/A |  | N/A |  | N/A | No | No | Yes | No | 2336 | 1745.15 | Manufactured | 1 | 1745.15 | Manufactured_Electric | Manufactured_FALSE
Mechanical_00010851 | SITE_01829 | Instantaneous Water Heater | Fossil Fuel Condensing | 0 |  | Rinnai | Rl75i | No | 2012 |  | DA. CA-001486 | No | No | Natural Gas | 180000 |  | Btuh | 0.82 |  | N/A | N/A |  | N/A | N/A | N/A | Main House | Yes | No | N/A | No |  | N/A | No | N/A |  | N/A |  | N/A | Yes | No | No | No | 2337 | 1745.15 | Manufactured | 1 | 1745.15 | Manufactured_Natural Gas | Manufactured_FALSE
Mechanical_00010852 | SITE_01830 | Storage Water Heater | Electric Resistance | 55 |  | Reliance | 650d0ct | No | 2006 |  | E06J025709 | No | No | Electric | 4.5 |  | kW |  | Unknown | N/A | N/A |  | N/A | N/A | N/A | Main House | Yes | No | N/A | No |  | N/A | Unknown | N/A |  | N/A |  | N/A | Yes | No | No | No | 2338 | 1745.15 | Manufactured | 1 | 1745.15 | Manufactured_Electric | Manufactured_FALSE
Mechanical_00010853 | SITE_01831 | Storage Water Heater | Electric Resistance | 40 |  | Reliance | 640dort | No | 2009 |  | 0911A020214 | No | No | Electric | 4.5 |  | kW | 0.92 |  | N/A | N/A |  | N/A | N/A | N/A | Main House | Yes | No | N/A | No |  | N/A | Yes | Polyethylene Foam | 2 |  | 1 |  | No | No | No | No | 2339 | 894.83 | Manufactured | 1 | 894.83 | Manufactured_Electric | Manufactured_FALSE
Mechanical_00010854 | SITE_01832 | Storage Water Heater | Electric Resistance |  | Unknown | AO Smith | Unknown | No |  | Unknown | Unknown | No | No | Electric |  | Unknown | kW |  | Unknown | N/A | N/A |  | N/A | N/A | N/A | Garage | Yes | Unknown | N/A | No |  | N/A | Unknown | N/A |  | N/A |  | N/A | Yes | No | No | No | 2340 | 894.83 | Manufactured | 1 | 894.83 | Manufactured_Electric | Manufactured_FALSE
Mechanical_00010855 | SITE_01833 | Storage Water Heater | Fossil Fuel Condensing | 40 |  | Reliance | 640nhdst2 | No | 2012 |  | 1221A006078 | No | No | Natural Gas | 32000 |  | Btuh |  | Unknown | N/A | N/A |  | N/A | N/A | N/A | Unknown | Yes | No | N/A | No |  | N/A | No | N/A |  | N/A |  | N/A | No | No | No | No | 2341 | 1745.15 | Manufactured | 1 | 1745.15 | Manufactured_Natural Gas | Manufactured_FALSE
Mechanical_00010856 | SITE_01834 | Storage Water Heater | Electric Resistance | 40 |  | Everkleen | PE2-40-2 | Yes | 2006 |  | N/A | No | No | Electric | 4.5 |  | kW | 0.92 |  | N/A | N/A |  | N/A | N/A | N/A | Unknown | Yes | No | N/A | No |  | N/A | No | N/A |  | N/A |  | N/A | No | No | Yes | No | 2342 | 894.83 | Manufactured | 1 | 894.83 | Manufactured_Electric | Manufactured_FALSE
Mechanical_00010857 | SITE_01835 | Storage Water Heater | Unknown |  | Unknown | Unknown | Unknown | No |  | Unknown | Unknown | Unknown | Unknown | Unknown |  | Unknown | Btuh |  | Unknown | N/A | N/A |  | N/A | N/A | N/A | Unknown | Unknown | Unknown | N/A | Unknown |  | N/A | Unknown | N/A |  | N/A |  | N/A | N/A | No | No | Unknown | 2343 | 894.83 | Manufactured | 1 | 894.83 | Manufactured_Unknown | Manufactured_FALSE
Mechanical_00009770 | SITE_00185 | Storage Water Heater | Fossil Fuel Non-Condensing | 50 |  | Unknown | Unknown | No |  | Unknown | Unknown | No | No | Natural Gas |  | Unknown | Btuh |  | Unknown | N/A | N/A |  | N/A | N/A | N/A | Garage | No | No | N/A | Yes | 0.5 |  | Yes | Other |  | Unknown | 0.25 |  | Yes | Yes | Yes | No | 705 | 4219.8431 | Single Family | 1 | 4219.8431 | Single Family_Natural Gas | Single Family_FALSE
Mechanical_00009771 | SITE_00191 | Storage Water Heater | Fossil Fuel Non-Condensing | 40 |  | Bradford White | Mi40t6en12 | No | 2003 |  | ZC2828490 | No | No | Natural Gas | 40000 |  | Btuh | 0.59 |  | N/A | N/A |  | N/A | N/A | N/A | Garage | Yes | No | N/A | No |  | N/A | No | N/A |  | N/A |  | N/A | Yes | Yes | Yes | No | 711 | 4219.8431 | Single Family | 1 | 4219.8431 | Single Family_Natural Gas | Single Family_FALSE
Mechanical_00009772 | SITE_00233 | Storage Water Heater | Electric Resistance |  | Unknown | Unknown | Unknown | No |  | Unknown | Unknown | No | No | Electric |  | Unknown | kW |  | Unknown | N/A | N/A |  | N/A | N/A | N/A | Main House | Yes | No | N/A | Unknown |  | N/A | Unknown | N/A |  | N/A |  | N/A | Yes | No | Yes | Unknown | 753 | 626.07 | Manufactured | 1 | 626.07 | Manufactured_Electric | Manufactured_FALSE
Mechanical_00009773 | SITE_00234 | Storage Water Heater | Electric Resistance |  | Unknown | Unknown | Unknown | No |  | Unknown | Unknown | No | No | Electric |  | Unknown | kW |  | Unknown | N/A | N/A |  | N/A | N/A | N/A | Main House | Yes | Unknown | N/A | Unknown |  | N/A | Unknown | N/A |  | N/A |  | N/A | Yes | No | Yes | No | 754 | 626.07 | Manufactured | 1 | 626.07 | Manufactured_Electric | Manufactured_FALSE
Mechanical_00009774 | SITE_00235 | Storage Water Heater | Fossil Fuel Condensing | 50 |  | Rheem | 22v50f1 | Yes | 2005 |  | N/A | No | No | Natural Gas | 38000 |  | Btuh | 0.58 |  | N/A | N/A |  | N/A | N/A | N/A | Basement | Yes | Yes | Floor drain | No |  | N/A | No | N/A |  | N/A |  | N/A | No | Yes | Yes | No | 755 | 4255.3636 | Single Family | 1 | 4255.3636 | Single Family_Natural Gas | Single Family_FALSE
Mechanical_00009775 | SITE_00236 | Storage Water Heater | Fossil Fuel Non-Condensing | 40 |  | Rheem | 21I40DV | No | 1997 |  | 0897D12622 | No | No | Propane | 30000 |  | Btuh | 0.59 |  | N/A | N/A |  | N/A | N/A | N/A | Main House | Yes | No | N/A | No |  | N/A | No | N/A |  | N/A |  | N/A | No | No | No | No | 756 | 626.07 | Manufactured | 1 | 626.07 | Manufactured_Propane | Manufactured_FALSE
Mechanical_00009776 | SITE_00237 | Storage Water Heater | Unknown | 40 |  | Rheem | 21ir40dv | No | 2013 |  | Q351309476 | No | No | Natural Gas | 30000 |  | Btuh | 0.59 |  | N/A | N/A |  | N/A | N/A | N/A | Main House | Yes | Unknown | N/A | Unknown |  | N/A | Unknown | N/A |  | N/A |  | N/A | No | No | Unknown | No | 757 | 626.07 | Manufactured | 1 | 626.07 | Manufactured_Natural Gas | Manufactured_FALSE
Mechanical_00009777 | SITE_00238 | Storage Water Heater | Fossil Fuel Non-Condensing | 30 |  | Rheem | 21i30dv | No | 1999 |  | RHNG0799139603 | No | No | Natural Gas | 30000 |  | Btuh | 0.61 |  | N/A | N/A |  | N/A | N/A | N/A | Main House | Yes | No | N/A | No |  | N/A | No | N/A |  | N/A |  | N/A | No | No | No | No | 758 | 626.07 | Manufactured | 1 | 626.07 | Manufactured_Natural Gas | Manufactured_FALSE
Mechanical_00009778 | SITE_00239 | Storage Water Heater | Electric Resistance | 50 |  | Rheem | 85mv52-2 | Yes | 2010 |  | N/A | No | No | Electric | 4.5 |  | kW | 0.9 |  | N/A | N/A |  | N/A | N/A | N/A | Main House | Yes | No | N/A | No |  | N/A | No | N/A |  | N/A |  | N/A | No | No | No | No | 759 | 626.07 | Manufactured | 1 | 626.07 | Manufactured_Electric | Manufactured_FALSE
Mechanical_00009779 | SITE_00240 | Storage Water Heater | Electric Resistance | 40 |  | Rheem | 71-40S | No | 1994 |  | 1194B15640 | No | No | Electric | 4.5 |  | kW | 0.93 |  | N/A | N/A |  | N/A | N/A | N/A | Main House | Yes | No | N/A | No |  | N/A | No | N/A |  | N/A |  | N/A | No | No | No | No | 760 | 1097.77 | Manufactured | 1 | 1097.77 | Manufactured_Electric | Manufactured_FALSE
Mechanical_00009780 | SITE_00241 | Storage Water Heater | Electric Resistance |  | Unknown | Unknown | Unknown | Yes | 2013 |  | N/A | No | No | Electric |  | Unknown | kW |  | Unknown | N/A | N/A |  | N/A | N/A | N/A | Main House | Yes | No | N/A | Unknown |  | N/A | Unknown | N/A |  | N/A |  | N/A | No | No | Yes | No | 761 | 626.07 | Manufactured | 1 | 626.07 | Manufactured_Electric | Manufactured_FALSE
Mechanical_00009781 | SITE_00242 | Storage Water Heater | Electric Resistance | 50 |  | Reliance | 650d0rs | No | 2010 |  | 1014J001597 | No | No | Electric | 4.5 |  | kW | 0.9 |  | N/A | N/A |  | N/A | N/A | N/A | Main House | Yes | No | N/A | No |  | N/A | No | N/A |  | N/A |  | N/A | No | No | Yes | No | 762 | 626.07 | Manufactured | 1 | 626.07 | Manufactured_Electric | Manufactured_FALSE
Mechanical_00009782 | SITE_00243 | Storage Water Heater | Electric Resistance | 50 |  | Whirlpool | E1f50rd045v | No | 2007 |  | 706111125 | No | No | Electric | 4.5 |  | kW | 0.9 |  | N/A | N/A |  | N/A | N/A | N/A | Basement | Yes | Yes | Floor drain | No |  | N/A | No | N/A |  | N/A |  | N/A | No | Yes | Yes | No | 763 | 5927.3 | Single Family | 1 | 5927.3 | Single Family_Electric | Single Family_FALSE
Mechanical_00009783 | SITE_00244 | Storage Water Heater | Fossil Fuel Non-Condensing | 40 |  | Richmond | 5vr40t | Yes | 2005 |  | N/A | No | No | Natural Gas | 34000 |  | Btuh | 0.91 |  | N/A | N/A |  | N/A | N/A | N/A | Main House | Yes | No | N/A | No |  | N/A | No | N/A |  | N/A |  | N/A | No | No | No | No | 764 | 626.07 | Manufactured | 1 | 626.07 | Manufactured_Natural Gas | Manufactured_FALSE
Mechanical_00009784 | SITE_00245 | Storage Water Heater | Electric Resistance | 50 |  | Rheem | 82vr52 | Yes | 2003 |  | N/A | No | No | Electric | 4.5 |  | kW | 0.91 |  | N/A | N/A |  | N/A | N/A | N/A | Main House | Yes | No | N/A | No |  | N/A | No | N/A |  | N/A |  | N/A | No | No | No | No | 765 | 626.07 | Manufactured | 1 | 626.07 | Manufactured_Electric | Manufactured_FALSE
Mechanical_00010625 | BLDG_00500 | Storage Water Heater | Unknown |  | Unknown | Unknown | Unknown | No |  | Unknown | Unknown | Unknown | Unknown | Unknown |  | Unknown | Btuh |  | Unknown | N/A | N/A |  | N/A | N/A | N/A | Unknown | Unknown | Unknown | N/A | Unknown |  | N/A | Unknown | N/A |  | N/A |  | N/A | Unknown | Unknown | Unknown | Unknown | 477 | 89.43 | Multifamily Building | 3 | 29.81 | Multifamily Building_Unknown | Multifamily Building_FALSE
Mechanical_00010626 | BLDG_00500 | Storage Water Heater | Unknown |  | Unknown | Unknown | Unknown | No |  | Unknown | Unknown | Unknown | Unknown | Unknown |  | Unknown | Btuh |  | Unknown | N/A | N/A |  | N/A | N/A | N/A | Unknown | Unknown | Unknown | N/A | Unknown |  | N/A | Unknown | N/A |  | N/A |  | N/A | Unknown | Unknown | Unknown | Unknown | 477 | 89.43 | Multifamily Building | 3 | 29.81 | Multifamily Building_Unknown | Multifamily Building_FALSE
Mechanical_00010627 | BLDG_00500 | Storage Water Heater | Unknown |  | Unknown | Unknown | Unknown | No |  | Unknown | Unknown | Unknown | Unknown | Unknown |  | Unknown | Btuh |  | Unknown | N/A | N/A |  | N/A | N/A | N/A | Unknown | Unknown | Unknown | N/A | Unknown |  | N/A | Unknown | N/A |  | N/A |  | N/A | Unknown | Unknown | Unknown | Unknown | 477 | 89.43 | Multifamily Building | 3 | 29.81 | Multifamily Building_Unknown | Multifamily Building_FALSE
Mechanical_00010628 | BLDG_00233 | Storage Water Heater | Unknown |  | Unknown | Unknown | Unknown | No |  | Unknown | Unknown | Unknown | Unknown | Unknown |  | Unknown | Btuh |  | Unknown | N/A | N/A |  | N/A | N/A | N/A | Unknown | Unknown | Unknown | N/A | Unknown |  | N/A | Unknown | N/A |  | N/A |  | N/A | Unknown | Unknown | Unknown | Unknown | 226 | 21.16 | Multifamily Building | 1 | 21.16 | Multifamily Building_Unknown | Multifamily Building_FALSE
Mechanical_00010629 | BLDG_00235 | Storage Water Heater | Unknown |  | Unknown | Unknown | Unknown | No |  | Unknown | Unknown | Unknown | Unknown | Unknown |  | Unknown | Btuh |  | Unknown | N/A | N/A |  | N/A | N/A | N/A | Unknown | Unknown | Unknown | N/A | Unknown |  | N/A | Unknown | N/A |  | N/A |  | N/A | Unknown | Unknown | Unknown | Unknown | 227 | 21.16 | Multifamily Building | 1 | 21.16 | Multifamily Building_Unknown | Multifamily Building_FALSE
Mechanical_00010630 | SITE_01708 | Storage Water Heater | Unknown |  | Unknown | Unknown | Unknown | No |  | Unknown | Unknown | Unknown | Unknown | Unknown |  | Unknown | Btuh |  | Unknown | N/A | N/A |  | N/A | N/A | N/A | Unknown | Unknown | Unknown | N/A | Unknown |  | N/A | Unknown | N/A |  | N/A |  | N/A | Unknown | Unknown | Unknown | Unknown | 2216 | 1982.27 | Manufactured | 1 | 1982.27 | Manufactured_Unknown | Manufactured_FALSE
Mechanical_00010631 | SITE_00954 | Storage Water Heater | Fossil Fuel Condensing | 40 |  | Unknown | Unknown | No |  | Unknown | Unknown | Unknown | Unknown | Natural Gas |  | Unknown | Btuh |  | Unknown | N/A | N/A |  | N/A | N/A | N/A | Main House | Yes | No | N/A | Yes |  | Unknown | Yes | Unknown |  | Unknown |  | Unknown | No | No | No | Unknown | 1471 | 2147.4231 | Single Family | 1 | 2147.4231 | Single Family_Natural Gas | Single Family_FALSE
Mechanical_00010632 | SITE_01704 | Storage Water Heater | Unknown |  | Unknown | Unknown | Unknown | No |  | Unknown | Unknown | Unknown | Unknown | Unknown |  | Unknown | Btuh |  | Unknown | N/A | N/A |  | N/A | N/A | N/A | Unknown | Unknown | Unknown | N/A | Unknown |  | N/A | Unknown | N/A |  | N/A |  | N/A | Unknown | Unknown | Unknown | Unknown | 2212 | 997.59 | Manufactured | 1 | 997.59 | Manufactured_Unknown | Manufactured_FALSE
Mechanical_00010633 | BLDG_00451 | Storage Water Heater | Unknown |  | Unknown | Unknown | Unknown | No |  | Unknown | Unknown | Unknown | Unknown | Unknown |  | Unknown | Btuh |  | Unknown | N/A | N/A |  | N/A | N/A | N/A | Unknown | Unknown | Unknown | N/A | Unknown |  | N/A | Unknown | N/A |  | N/A |  | N/A | Unknown | Unknown | Unknown | Unknown | 433 | 162.27 | Multifamily Building | 1 | 162.27 | Multifamily Building_Unknown | Multifamily Building_FALSE
Mechanical_00010634 | BLDG_00317 | Storage Water Heater | Unknown |  | Unknown | Unknown | Unknown | No |  | Unknown | Unknown | Unknown | Unknown | Unknown |  | Unknown | Btuh |  | Unknown | N/A | N/A |  | N/A | N/A | N/A | Unknown | Unknown | Unknown | N/A | Unknown |  | N/A | Unknown | N/A |  | N/A |  | N/A | Unknown | Unknown | Unknown | Unknown | 306 | 117.83 | Multifamily Building | 2 | 58.915 | Multifamily Building_Unknown | Multifamily Building_FALSE
Mechanical_00010635 | BLDG_00317 | Storage Water Heater | Unknown |  | Unknown | Unknown | Unknown | No |  | Unknown | Unknown | Unknown | Unknown | Unknown |  | Unknown | Btuh |  | Unknown | N/A | N/A |  | N/A | N/A | N/A | Unknown | Unknown | Unknown | N/A | Unknown |  | N/A | Unknown | N/A |  | N/A |  | N/A | Unknown | Unknown | Unknown | Unknown | 306 | 117.83 | Multifamily Building | 2 | 58.915 | Multifamily Building_Unknown | Multifamily Building_FALSE
Mechanical_00010636 | BLDG_00202 | Storage Water Heater | Unknown |  | Unknown | Unknown | Unknown | No |  | Unknown | Unknown | Unknown | Unknown | Unknown |  | Unknown | Btuh |  | Unknown | N/A | N/A |  | N/A | N/A | N/A | Unknown | Unknown | Unknown | N/A | Unknown |  | N/A | Unknown | N/A |  | N/A |  | N/A | Unknown | Unknown | Unknown | Unknown | 197 | 37.08 | Multifamily Building | 2 | 18.54 | Multifamily Building_Unknown | Multifamily Building_FALSE
Mechanical_00010637 | BLDG_00202 | Storage Water Heater | Unknown |  | Unknown | Unknown | Unknown | No |  | Unknown | Unknown | Unknown | Unknown | Unknown |  | Unknown | Btuh |  | Unknown | N/A | N/A |  | N/A | N/A | N/A | Unknown | Unknown | Unknown | N/A | Unknown |  | N/A | Unknown | N/A |  | N/A |  | N/A | Unknown | Unknown | Unknown | Unknown | 197 | 37.08 | Multifamily Building | 2 | 18.54 | Multifamily Building_Unknown | Multifamily Building_FALSE
Mechanical_00010638 | SITE_00807 | Storage Water Heater | Unknown |  | Unknown | Unknown | Unknown | No |  | Unknown | Unknown | Unknown | Unknown | Unknown |  | Unknown | Btuh |  | Unknown | N/A | N/A |  | N/A | N/A | N/A | Unknown | Unknown | Unknown | N/A | Unknown |  | N/A | Unknown | N/A |  | N/A |  | N/A | Unknown | Unknown | Unknown | Unknown | 1326 | 14922.6667 | Single Family | 1 | 14922.6667 | Single Family_Unknown | Single Family_FALSE
Mechanical_00010639 | BLDG_00273 | Storage Water Heater | Unknown |  | Unknown | Unknown | Unknown | No |  | Unknown | Unknown | Unknown | Unknown | Unknown |  | Unknown | Btuh |  | Unknown | N/A | N/A |  | N/A | N/A | N/A | Unknown | Unknown | Unknown | N/A | Unknown |  | N/A | Unknown | N/A |  | N/A |  | N/A | Unknown | Unknown | Unknown | Unknown | 263 | 89.43 | Multifamily Building | 1 | 89.43 | Multifamily Building_Unknown | Multifamily Building_FALSE
Mechanical_00010640 | BLDG_00261 | Storage Water Heater | Unknown |  | Unknown | Unknown | Unknown | No |  | Unknown | Unknown | Unknown | Unknown | Unknown |  | Unknown | Btuh |  | Unknown | N/A | N/A |  | N/A | N/A | N/A | Unknown | Unknown | Unknown | N/A | Unknown |  | N/A | Unknown | N/A |  | N/A |  | N/A | Unknown | Unknown | Unknown | Unknown | 251 | 117.83 | Multifamily Building | 1 | 117.83 | Multifamily Building_Unknown | Multifamily Building_FALSE
Mechanical_00010641 | SITE_01201 | Instantaneous Water Heater | Unknown |  | Unknown | Unknown | Unknown | No |  | Unknown | Unknown | Unknown | Unknown | Unknown |  | Unknown | Btuh |  | Unknown | N/A | N/A |  | N/A | N/A | N/A | Garage | Yes | Unknown | N/A | No |  | N/A | No | N/A |  | N/A |  | N/A | Unknown | No | Yes | No | 1716 | 2471.1038 | Single Family | 1 | 2471.1038 | Single Family_Unknown | Single Family_FALSE
Mechanical_00010642 | BLDG_00297 | Storage Water Heater | Unknown |  | Unknown | Unknown | Unknown | No |  | Unknown | Unknown | Unknown | Unknown | Unknown |  | Unknown | Btuh |  | Unknown | N/A | N/A |  | N/A | N/A | N/A | Unknown | Unknown | Unknown | N/A | Unknown |  | N/A | Unknown | N/A |  | N/A |  | N/A | Unknown | Unknown | Unknown | Unknown | 286 | 37.08 | Multifamily Building | 1 | 37.08 | Multifamily Building_Unknown | Multifamily Building_FALSE
Mechanical_00010643 | BLDG_00010 | Storage Water Heater | Unknown |  | Unknown | Unknown | Unknown | No |  | Unknown | Unknown | Unknown | Unknown | Unknown |  | Unknown | Btuh |  | Unknown | N/A | N/A |  | N/A | N/A | N/A | Unknown | Unknown | Unknown | N/A | Unknown |  | N/A | Unknown | N/A |  | N/A |  | N/A | Unknown | Unknown | Unknown | Unknown | 10 | 37.08 | Multifamily Building | 1 | 37.08 | Multifamily Building_Unknown | Multifamily Building_FALSE
Mechanical_00010644 | SITE_01707 | Storage Water Heater | Electric Resistance | 50 |  | Unknown | Unknown | No |  | Unknown | Unknown | No | No | Electric |  | Unknown | kW |  | Unknown | N/A | N/A |  | N/A | N/A | N/A | Main House | Yes | No | N/A | Yes | 3 |  | Yes | Polyethylene Foam | 10 |  | 1 |  | No | No | Yes | No | 2215 | 1982.27 | Manufactured | 1 | 1982.27 | Manufactured_Electric | Manufactured_FALSE
Mechanical_00010645 | SITE_01545 | Storage Water Heater | Fossil Fuel Non-Condensing | 40 |  | Whirlpool | Bfg1f4034t3nov | No |  | Unknown | 73410952 | No | No | Natural Gas | 34000 |  | Btuh | 0.59 |  | N/A | N/A |  | N/A | N/A | N/A | Basement | Yes | No | N/A | No |  | N/A | No | N/A |  | N/A |  | N/A | No | Yes | Yes | No | 2054 | 2471.1038 | Single Family | 1 | 2471.1038 | Single Family_Natural Gas | Single Family_FALSE
Mechanical_00010646 | SITE_00176 | Storage Water Heater | Fossil Fuel Non-Condensing | 40 |  | Whirlpool | BFG1H4040S3NOV | No |  | Unknown | 0804T402670 | No | No | Natural Gas | 40000 |  | Btuh | 0.59 |  | N/A | N/A |  | N/A | N/A | N/A | Basement | Yes | No | N/A | No |  | N/A | Yes | Polyethylene Foam | 7 |  | 0.5 |  | N/A | No | Yes | No | 696 | 3955.5333 | Single Family | 1 | 3955.5333 | Single Family_Natural Gas | Single Family_FALSE
Mechanical_00010647 | SITE_01091 | Storage Water Heater | Fossil Fuel Non-Condensing | 40 |  | Whirlpool | Bfg1h4040t3nov | No |  | Unknown | 0902T409962 | No | No | Natural Gas | 40000 |  | Btuh | 0.59 |  | N/A | N/A |  | N/A | N/A | N/A | Garage | Yes | Unknown | N/A | No |  | N/A | No | N/A |  | N/A |  | N/A | Yes | Yes | Yes | No | 1607 | 3955.5333 | Single Family | 1 | 3955.5333 | Single Family_Natural Gas | Single Family_FALSE
Mechanical_00010648 | SITE_01551 | Storage Water Heater | Electric Resistance |  | Unknown | US Craftmaster | Unknown | No |  | Unknown | Unknown | No | No | Electric |  | Unknown | kW |  | Unknown | N/A | N/A |  | N/A | N/A | N/A | Basement | Yes | Yes | Plumbed drain | Yes | 3 |  | No | N/A |  | N/A |  | N/A | No | Yes | Yes | No | 2060 | 2471.1038 | Single Family | 1 | 2471.1038 | Single Family_Electric | Single Family_FALSE
Mechanical_00010649 | SITE_01538 | Storage Water Heater | Electric Resistance | 50 |  | Whirlpool | Unknown | No |  | Unknown | Unknown | No | No | Electric |  | Unknown | kW |  | Unknown | N/A | N/A |  | N/A | N/A | N/A | Main House | Yes | No | N/A | No |  | N/A | No | N/A |  | N/A |  | N/A | No | No | No | No | 2047 | 653.4162 | Single Family | 1 | 653.4162 | Single Family_Electric | Single Family_FALSE
Mechanical_00010650 | SITE_01687 | Storage Water Heater | Electric Resistance |  | Unknown | Whirlpool | Unknown | No |  | Unknown | Unknown | No | No | Electric |  | Unknown | kW |  | Unknown | N/A | N/A |  | N/A | N/A | N/A | Unknown | Yes | Yes | Plumbed drain | Yes | 1 |  | Yes | Polyethylene Foam | 3.5 |  | 0.5 |  | Yes | No | No | No | 2195 | 1982.27 | Manufactured | 1 | 1982.27 | Manufactured_Electric | Manufactured_FALSE
Mechanical_00010651 | SITE_01559 | Storage Water Heater | Electric Resistance |  | Unknown | Whirlpool | Unknown | No |  | Unknown | Unknown | No | No | Electric |  | Unknown | kW |  | Unknown | N/A | N/A |  | N/A | N/A | N/A | Garage | Yes | No | N/A | No |  | N/A | No | N/A |  | N/A |  | N/A | Yes | Yes | Yes | No | 2068 | 653.4162 | Single Family | 1 | 653.4162 | Single Family_Electric | Single Family_FALSE
Mechanical_00010652 | SITE_01677 | Storage Water Heater | Electric Resistance | 50 |  | US Craftmaster | E1F50RD045V | No | 2013 |  | 1345T453401 | No | No | Electric | 4.5 |  | kW | 0.9 |  | N/A | N/A |  | N/A | N/A | N/A | Basement | Yes | No | N/A | No |  | N/A | No | N/A |  | N/A |  | N/A | Yes | Yes | Yes | No | 2185 | 257.4775 | Single Family | 1 | 257.4775 | Single Family_Electric | Single Family_FALSE
Mechanical_00010653 | SITE_02023 | Storage Water Heater | Electric Resistance | 50 |  | US Craftmaster | E1f50rd045v | Yes | 2002 |  | N/A | No | No | Electric | 3.38 |  | kW | 0.9 |  | N/A | N/A |  | N/A | N/A | N/A | Garage | Yes | No | N/A | No |  | N/A | No | N/A |  | N/A |  | N/A | Yes | Yes | No | No | 2530 | 10381.2619 | Single Family | 1 | 10381.2619 | Single Family_Electric | Single Family_FALSE
Mechanical_00011032 | SITE_00585 | Storage Water Heater | Electric Resistance | 50 |  | Kenmore | 153.320590ht | No | 1999 |  | K99247106 | No | No | Electric | 3.8 |  | kW | 0.93 |  | N/A | N/A |  | N/A | N/A | N/A | Main House | Yes | No | N/A | No |  | N/A | No | N/A |  | N/A |  | N/A | Yes | No | Yes | No | 1105 | 1656.0588 | Single Family | 1 | 1656.0588 | Single Family_Electric | Single Family_FALSE
Mechanical_00011033 | SITE_00573 | Storage Water Heater | Fossil Fuel Non-Condensing | 50 |  | AO Smith | Fsg50248 | No | 2002 |  | GA02-0375843-248 | No | No | Natural Gas | 40000 |  | Btuh |  | Unknown | N/A | N/A |  | N/A | N/A | N/A | Garage | Yes | No | N/A | No |  | N/A | No | N/A |  | N/A |  | N/A | Yes | Yes | Yes | No | 1093 | 1142.3864 | Single Family | 1 | 1142.3864 | Single Family_Natural Gas | Single Family_FALSE
Mechanical_00011034 | SITE_00597 | Storage Water Heater | Fossil Fuel Non-Condensing | 50 |  | American Water Heaters | G62-50T35-3N | No | 1998 |  | 9844350655 | No | No | Natural Gas | 35000 |  | Btuh |  | Unknown | N/A | N/A |  | N/A | N/A | N/A | Garage | Yes | Yes | Plumbed drain | No |  | N/A | No | N/A |  | N/A |  | N/A | Yes | Yes | Yes | No | 1116 | 1561.2667 | Single Family | 1 | 1561.2667 | Single Family_Natural Gas | Single Family_FALSE
Mechanical_00011035 | SITE_00626 | Storage Water Heater | Electric Resistance | 50 |  | American Water Heaters | E63-50h-045dh | Yes | 2008 |  | N/A | No | No | Electric | 4.5 |  | kW | 0.93 |  | N/A | N/A |  | N/A | N/A | N/A | Other | Yes | Yes | Plumbed drain | No |  | N/A | Unknown | N/A |  | N/A |  | N/A | Yes | No | No | No | 1145 | 1561.2667 | Single Family | 1 | 1561.2667 | Single Family_Electric | Single Family_FALSE
Mechanical_00011036 | SITE_00632 | Storage Water Heater | Electric Resistance | 50 |  | Unknown | Unknown | No |  | Unknown | Unknown | No | No | Electric | 4.5 |  | kW |  | Unknown | N/A | N/A |  | N/A | N/A | N/A | Garage | Yes | No | N/A | Yes | 1 |  | Yes | Rubber | 5 |  | 1 |  | No | Yes | No | No | 1151 | 1561.2667 | Single Family | 1 | 1561.2667 | Single Family_Electric | Single Family_FALSE
Mechanical_00011037 | SITE_00588 | Storage Water Heater | Electric Resistance | 50 |  | Rheem | 71-52D B | No | 1994 |  | R DD 0694B09466 | No | No | Electric | 4.5 |  | kW |  | Unknown | N/A | N/A |  | N/A | N/A | N/A | Main House | Yes | Yes | Plumbed drain | No |  | N/A | No | N/A |  | N/A |  | N/A | No | No | No | No | 1107 | 1323.42 | Manufactured | 1 | 1323.42 | Manufactured_Electric | Manufactured_FALSE
Mechanical_00011038 | SITE_00584 | Storage Water Heater | Electric Resistance | 50 |  | Bradford White | M250t6ds-1ncww | No | 1995 |  | MB35684893 | No | No | Electric | 4.5 |  | kW | 0.92 |  | N/A | N/A |  | N/A | N/A | N/A | Garage | Yes | Unknown | N/A | No |  | N/A | No | N/A |  | N/A |  | N/A | Yes | Yes | No | No | 1104 | 10665.8571 | Single Family | 1 | 10665.8571 | Single Family_Electric | Single Family_FALSE
Mechanical_00011039 | SITE_00583 | Storage Water Heater | Electric Resistance | 50 |  | Unknown | Unknown | No |  | Unknown | Unknown | No | No | Electric |  | Unknown | kW |  | Unknown | N/A | N/A |  | N/A | N/A | N/A | Main House | Yes | Unknown | N/A | Unknown |  | N/A | No | N/A |  | N/A |  | N/A | No | No | No | No | 1103 | 1561.2667 | Single Family | 1 | 1561.2667 | Single Family_Electric | Single Family_FALSE
Mechanical_00011040 | SITE_01235 | Storage Water Heater | Electric Resistance | 50 |  | General Electric | Ge50m06aag | Yes | 2011 |  | N/A | No | No | Electric | 4.5 |  | kW | 0.9 |  | N/A | N/A |  | N/A | N/A | N/A | Main House | Yes | No | N/A | No |  | N/A | No | N/A |  | N/A |  | N/A | N/A | No | Yes | No | 1750 | 1307 | Multifamily Residence | 1 | 1307 | Multifamily Residence_Electric | Multifamily Residence_FALSE
Mechanical_00011041 | SITE_01233 | Storage Water Heater | Electric Resistance | 50 |  | Bradford White | Mi50t6ds13 | No | 2001 |  | XB3444997 | No | No | Electric | 4.5 |  | kW |  | Unknown | N/A | N/A |  | N/A | N/A | N/A | Main House | Yes | No | N/A | No |  | N/A | No | N/A |  | N/A |  | N/A | N/A | Yes | Yes | No | 1748 | 1307 | Multifamily Residence | 1 | 1307 | Multifamily Residence_Electric | Multifamily Residence_FALSE
Mechanical_00011042 | SITE_00618 | Storage Water Heater | Electric Resistance | 50 |  | Rheem | 81-52d | No | 1995 |  | 295107133 | No | No | Electric | 4.5 |  | kW |  | Unknown | N/A | N/A |  | N/A | N/A | N/A | Main House | Yes | No | N/A | No |  | N/A | No | N/A |  | N/A |  | N/A | Yes | No | No | No | 1137 | 1323.42 | Manufactured | 1 | 1323.42 | Manufactured_Electric | Manufactured_FALSE
Mechanical_00011043 | SITE_00581 | Storage Water Heater | Electric Resistance | 50 |  | Bradford White | M250s6ds-1ncww | No | 2010 |  | GB12942457 | No | No | Electric | 4.5 |  | kW | 0.92 |  | N/A | N/A |  | N/A | N/A | N/A | Main House | Yes | No | N/A | No |  | N/A | No | N/A |  | N/A |  | N/A | No | No | No | No | 1101 | 1142.3864 | Single Family | 1 | 1142.3864 | Single Family_Electric | Single Family_FALSE
Mechanical_00011044 | SITE_01296 | Storage Water Heater | Electric Resistance | 50 |  | General Electric | Geh50deedsra | Yes | 2012 |  | N/A | No | No | Electric | 4.5 |  | kW | 2.4 |  | N/A | N/A |  | N/A | N/A | N/A | Main House | Yes | No | N/A | No |  | N/A | Yes | Fiberglass | 4 |  | 1 |  | Yes | Yes | No | No | 1811 | 1142.3864 | Single Family | 1 | 1142.3864 | Single Family_Electric | Single Family_FALSE
Mechanical_00011045 | SITE_01221 | Storage Water Heater | Electric Resistance | 40 |  | Rheem | 71-40d b | No | 2010 |  | RH 1098B13056 | No | No | Electric | 3.5 |  | kW |  | Unknown | N/A | N/A |  | N/A | N/A | N/A | Main House | No | No | N/A | No |  | N/A | No | N/A |  | N/A |  | N/A | No | No | No | No | 1736 | 1135.4 | Manufactured | 1 | 1135.4 | Manufactured_Electric | Manufactured_FALSE
Mechanical_00011046 | SITE_00562 | Storage Water Heater | Electric Resistance | 50 |  | Bradford White | Re350s6 | No | 2016 |  | Nb37304896 | No | No | Electric | 4.5 |  | kW | 0.93 |  | N/A | N/A |  | N/A | N/A | N/A | Garage | No | No | N/A | No |  | N/A | No | N/A |  | N/A |  | N/A | Yes | Yes | Yes | No | 1082 | 1142.3864 | Single Family | 1 | 1142.3864 | Single Family_Electric | Single Family_FALSE
Mechanical_00011047 | SITE_01219 | Storage Water Heater | Electric Resistance | 50 |  | Whirlpool | E1f50rd045v | No | 2008 |  | 0819T425409 | No | No | Electric | 4.5 |  | kW | 0.9 |  | N/A | N/A |  | N/A | N/A | N/A | Main House | Yes | No | N/A | No |  | N/A | No | N/A |  | N/A |  | N/A | No | No | Yes | No | 1734 | 1135.4 | Manufactured | 1 | 1135.4 | Manufactured_Electric | Manufactured_FALSE
Mechanical_00011048 | SITE_01218 | Storage Water Heater | Unknown | 40 |  | Unknown | Unknown | No |  | Unknown | Unknown | Unknown | Unknown | Unknown |  | Unknown | Btuh |  | Unknown | N/A | N/A |  | N/A | N/A | N/A | Main House | Yes | Unknown | N/A | Unknown |  | N/A | Unknown | N/A |  | N/A |  | N/A | No | No | Unknown | No | 1733 | 1135.4 | Manufactured | 1 | 1135.4 | Manufactured_Unknown | Manufactured_FALSE
Mechanical_00011049 | SITE_01220 | Storage Water Heater | Unknown |  | Unknown | Unknown | Unknown | No |  | Unknown | Unknown | Unknown | Unknown | Unknown |  | Unknown | Btuh |  | Unknown | N/A | N/A |  | N/A | N/A | N/A | Unknown | Yes | No | N/A | Unknown |  | N/A | Unknown | N/A |  | N/A |  | N/A | N/A | No | Yes | No | 1735 | 1135.4 | Manufactured | 1 | 1135.4 | Manufactured_Unknown | Manufactured_FALSE
Mechanical_00011050 | SITE_00610 | Storage Water Heater | Electric Resistance | 50 |  | AO Smith | Eeh 52 917 | No | 1998 |  | GL98-4603936-917 | No | No | Electric | 4.5 |  | kW |  | Unknown | N/A | N/A |  | N/A | N/A | N/A | Main House | Yes | No | N/A | No |  | N/A | No | N/A |  | N/A |  | N/A | No | No | Yes | No | 1129 | 1142.3864 | Single Family | 1 | 1142.3864 | Single Family_Electric | Single Family_FALSE
Mechanical_00011051 | SITE_00514 | Storage Water Heater | Electric Resistance |  | Unknown | Unknown | Unknown | No |  | Unknown | Unknown | No | No | Electric |  | Unknown | kW |  | Unknown | N/A | N/A |  | N/A | N/A | N/A | Main House | Yes | No | N/A | Unknown |  | N/A | Unknown | N/A |  | N/A |  | N/A | N/A | No | Unknown | No | 1034 | 1323.42 | Manufactured | 1 | 1323.42 | Manufactured_Electric | Manufactured_FALSE
Mechanical_00011052 | SITE_00631 | Storage Water Heater | Electric Resistance |  | Unknown | Unknown | Unknown | No |  | Unknown | Unknown | No | No | Electric |  | Unknown | kW |  | Unknown | N/A | N/A |  | N/A | N/A | N/A | Main House | Yes | Yes | Plumbed drain | Unknown |  | N/A | Unknown | N/A |  | N/A |  | N/A | Yes | No | No | Unknown | 1150 | 1561.2667 | Single Family | 1 | 1561.2667 | Single Family_Electric | Single Family_FALSE
Mechanical_00011053 | SITE_00596 | Storage Water Heater | Electric Resistance | 50 |  | US Craftmaster | E2f50hd045v | Yes | 2008 |  | N/A | No | No | Electric | 4.5 |  | kW | 0.91 |  | N/A | N/A |  | N/A | N/A | N/A | Crawlspace | Yes | Yes | Floor drain | No |  | N/A | No | N/A |  | N/A |  | N/A | No | No | No | No | 1115 | 1561.2667 | Single Family | 1 | 1561.2667 | Single Family_Electric | Single Family_FALSE
Mechanical_00011054 | SITE_01230 | Storage Water Heater | Electric Resistance | 50 |  | Bradford White | M250T6DS | No | 2007 |  | DC8958899 | No | No | Electric | 4.5 |  | kW | 0.9 |  | N/A | N/A |  | N/A | N/A | N/A | Main House | Yes | No | N/A | No |  | N/A | No | N/A |  | N/A |  | N/A | No | No | No | No | 1745 | 819.89 | Multifamily Residence | 1 | 819.89 | Multifamily Residence_Electric | Multifamily Residence_FALSE
Mechanical_00011055 | SITE_00619 | Storage Water Heater | Indirect Water Heater | 80 |  | Ruud | RSPE-80HE-1 | No | 1999 |  | RU 0599C03523 | No | Yes | Electric | 4.5 |  | kW |  | Unknown | N/A | N/A |  | N/A | N/A | N/A | Crawlspace | Yes | No | N/A | No |  | N/A | Yes | Polyethylene Foam | 50 |  | 0.75 |  | No | Yes | No | No | 1138 | 1656.0588 | Single Family | 2 | 828.0294 | Single Family_Electric | Single Family_FALSE
Mechanical_00011056 | SITE_00619 | Storage Water Heater | Electric Resistance | 50 |  | General Electric | GE50M06AAG | Yes | 2013 |  | N/A | No | Yes | Electric | 4.5 |  | kW | 0.9 |  | N/A | N/A |  | N/A | N/A | N/A | Crawlspace | Yes | No | N/A | No |  | N/A | No | N/A |  | N/A |  | N/A | No | Yes | No | No | 1138 | 1656.0588 | Single Family | 2 | 828.0294 | Single Family_Electric | Single Family_FALSE
Mechanical_00011057 | SITE_00612 | Storage Water Heater | Electric Resistance | 50 |  | AO Smith | ECRT 52 200 | No | 2009 |  | 0928J007286 | No | Yes | Electric | 4.5 |  | kW | 0.93 |  | N/A | N/A |  | N/A | N/A | N/A | Garage | Unknown | No | N/A | No |  | N/A | Yes | Polyethylene Foam | 8 |  | 0.75 |  | Yes | Yes | Yes | No | 1131 | 574.8571 | Single Family | 2 | 287.4286 | Single Family_Electric | Single Family_FALSE
Mechanical_00011058 | SITE_00612 | Storage Water Heater | Indirect Water Heater | 80 |  | Solahart | SHV80HE-1 | Yes | 2009 |  | N/A | No | Yes | Unknown |  | Unknown | Btuh |  | Unknown | N/A | N/A |  | N/A | N/A | N/A | Garage | Yes | No | N/A | No |  | N/A | Yes | Polyethylene Foam | 2 |  | 0.75 |  | Yes | Yes | Yes | No | 1131 | 574.8571 | Single Family | 2 | 287.4286 | Single Family_Unknown | Single Family_FALSE
Mechanical_00011059 | BLDG_00331 | Storage Water Heater | Electric Resistance | 50 |  | Bradford White | RE350T6 | No | 2015 |  | MM37070254 | No | No | Electric | 4.5 |  | kW | 0.95 |  | N/A | N/A |  | N/A | N/A | N/A | Main House | N/A | No | N/A | No |  | N/A | Yes | Polyethylene Foam | 4 |  | 0.5 |  | N/A | N/A | N/A | No | 320 | 82.98 | Multifamily Building | 1 | 82.98 | Multifamily Building_Electric | Multifamily Building_FALSE
Mechanical_00011060 | SITE_00767 | Storage Water Heater | Fossil Fuel Non-Condensing | 40 |  | General Electric | GG40T6A | No | 2001 |  | GENG 1001403046 | No | No | Natural Gas | 34000 |  | Btuh | 0.56 |  | N/A | N/A |  | N/A | N/A | N/A | Basement | Yes | No | N/A | No |  | N/A | No | N/A |  | N/A |  | N/A | Yes | Yes | Yes | No | 1286 | 2880.3393 | Single Family | 1 | 2880.3393 | Single Family_Natural Gas | Single Family_FALSE
Mechanical_00009986 | SITE_00973 | Storage Water Heater | Fossil Fuel Non-Condensing | 50 |  | Lochinvar | Ltl050g-337 | No | 2005 |  | BK6885929 | No | No | Propane | 36000 |  | Btuh | 0.6 |  | N/A | N/A |  | N/A | N/A | N/A | Basement | Yes | Yes | Floor drain | No |  | N/A | Unknown | N/A |  | N/A |  | N/A | No | No | Yes | No | 1490 | 2147.4231 | Single Family | 2 | 1073.7115 | Single Family_Propane | Single Family_FALSE
Mechanical_00009987 | SITE_00973 | Storage Water Heater | Fossil Fuel Non-Condensing | 50 |  | Lochinvar | Ltl050-337 | No | 2003 |  | ZH3477374 | No | No | Propane | 38000 |  | Btuh | 0.6 |  | N/A | N/A |  | N/A | N/A | N/A | Basement | Yes | Yes | Floor drain | No |  | N/A | Unknown | N/A |  | N/A |  | N/A | No | No | Yes | No | 1490 | 2147.4231 | Single Family | 2 | 1073.7115 | Single Family_Propane | Single Family_FALSE
Mechanical_00009988 | SITE_00975 | Storage Water Heater | Fossil Fuel Non-Condensing | 40 |  | General Electric | Gg40t06avg01 | No | 2010 |  | GELN0510V06499 | No | No | Natural Gas | 36000 |  | Btuh | 0.59 |  | N/A | N/A |  | N/A | N/A | N/A | Main House | Yes | Yes | Plumbed drain | No |  | N/A | No | N/A |  | N/A |  | N/A | No | No | Yes | No | 1492 | 1521.68 | Single Family | 1 | 1521.68 | Single Family_Natural Gas | Single Family_FALSE
Mechanical_00009989 | SITE_00976 | Storage Water Heater | Electric Resistance | 50 |  | Reliance | 5 52 20rt973W95 | No | 1999 |  | D99314386 | No | No | Electric | 4.5 |  | kW |  | Unknown | N/A | N/A |  | N/A | N/A | N/A | Main House | Yes | No | N/A | No |  | N/A | No | N/A |  | N/A |  | N/A | No | No | Yes | No | 1493 | 5962.4 | Single Family | 1 | 5962.4 | Single Family_Electric | Single Family_FALSE
Mechanical_00009990 | SITE_00977 | Storage Water Heater | Electric Resistance | 50 |  | Rheem | Unknown | No |  | Unknown | Unknown | No | No | Electric | 4.5 |  | kW |  | Unknown | N/A | N/A |  | N/A | N/A | N/A | Main House | Yes | No | N/A | Yes | 1.5 |  | Yes | Polyethylene Foam | 2 |  | 1 |  | No | No | Yes | No | 1494 | 2480.8 | Single Family | 1 | 2480.8 | Single Family_Electric | Single Family_FALSE
Mechanical_00009991 | SITE_00978 | Storage Water Heater | Fossil Fuel Non-Condensing |  | Unknown | Unknown | Unknown | No |  | Unknown | Unknown | Yes | No | Natural Gas |  | Unknown | Btuh |  | Unknown | N/A | N/A |  | N/A | N/A | N/A | Basement | Yes | Yes | Floor drain | Yes | 1 |  | Yes | Polyethylene Foam | 4 |  | 1 |  | Yes | Yes | Yes | No | 1495 | 1521.68 | Single Family | 1 | 1521.68 | Single Family_Natural Gas | Single Family_FALSE
Mechanical_00009992 | SITE_00979 | Storage Water Heater | Fossil Fuel Non-Condensing | 50 |  | Bradford White | MI5036FBN40MBTU | No |  | Unknown | Unknown | No | No | Natural Gas | 40000 |  | Btuh | 0.58 |  | N/A | N/A |  | N/A | N/A | N/A | Basement | Yes | No | N/A | Yes | 2 |  | Yes | Polyethylene Foam | 6 |  | 1 |  | No | Yes | Yes | No | 1496 | 1521.68 | Single Family | 1 | 1521.68 | Single Family_Natural Gas | Single Family_FALSE
Mechanical_00009993 | SITE_00980 | Storage Water Heater | Fossil Fuel Non-Condensing | 50 |  | Reliance | 650 nortd | No |  | Unknown | Unknown | No | No | Natural Gas | 32000 |  | Btuh |  | Unknown | N/A | N/A |  | N/A | N/A | N/A | Basement | Yes | Unknown | N/A | Yes | 2 |  | Yes | Polyethylene Foam | 3 |  | 1 |  | Yes | Yes | Yes | No | 1497 | 1521.68 | Single Family | 1 | 1521.68 | Single Family_Natural Gas | Single Family_FALSE
Mechanical_00009994 | SITE_00981 | Storage Water Heater | Fossil Fuel Non-Condensing | 50 |  | AO Smith | Gcv50 300 | No | 2014 |  | 1447J005087 | No | No | Natural Gas | 40000 |  | Btuh | 0.58 |  | N/A | N/A |  | N/A | N/A | N/A | Basement | Yes | No | N/A | No |  | N/A | No | N/A |  | N/A |  | N/A | No | No | No | No | 1498 | 1521.68 | Single Family | 1 | 1521.68 | Single Family_Natural Gas | Single Family_FALSE
Mechanical_00009995 | SITE_00982 | Storage Water Heater | Fossil Fuel Non-Condensing | 40 |  | Whirlpool | 40s6-40ng 400 | Yes | 2015 |  | N/A | No | No | Natural Gas | 40000 |  | Btuh |  | Unknown | N/A | N/A |  | N/A | N/A | N/A | Crawlspace | Yes | Yes | Floor drain | No |  | N/A | No | N/A |  | N/A |  | N/A | No | Yes | Yes | No | 1499 | 1521.68 | Single Family | 1 | 1521.68 | Single Family_Natural Gas | Single Family_FALSE
Mechanical_00009996 | SITE_00983 | Storage Water Heater | Electric Resistance | 50 |  | General Electric | Se50112tah | No | 2012 |  | GE M441200612 | No | No | Electric | 5.5 |  | kW | 0.95 |  | N/A | N/A |  | N/A | N/A | N/A | Main House | Yes | Yes | Plumbed drain | No |  | N/A | No | N/A |  | N/A |  | N/A | Yes | No | Yes | No | 1500 | 1521.68 | Single Family | 1 | 1521.68 | Single Family_Electric | Single Family_FALSE
Mechanical_00009997 | SITE_00984 | Storage Water Heater | Electric Resistance |  | Unknown | Unknown | Unknown | No |  | Unknown | Unknown | No | No | Electric |  | Unknown | kW |  | Unknown | N/A | N/A |  | N/A | N/A | N/A | Unknown | Unknown | Unknown | N/A | Unknown |  | N/A | Unknown | N/A |  | N/A |  | N/A | Unknown | Unknown | Unknown | Unknown | 1501 | 765.84 | Manufactured | 1 | 765.84 | Manufactured_Electric | Manufactured_FALSE
Mechanical_00009998 | SITE_00985 | Storage Water Heater | Fossil Fuel Non-Condensing | 50 |  | Bradford White | Rg250t6x | No | 2016 |  | NC375000174 | No | No | Propane | 38000 |  | Btuh | 0.65 |  | N/A | N/A |  | N/A | N/A | N/A | Basement | Yes | Yes | Floor drain | No |  | N/A | No | N/A |  | N/A |  | N/A | Yes | No | No | No | 1502 | 1521.68 | Single Family | 1 | 1521.68 | Single Family_Propane | Single Family_FALSE
Mechanical_00009999 | SITE_00986 | Storage Water Heater | Electric Resistance | 80 |  | Bradford White | M280R6DS-1NCWW | No | 2012 |  | JF16819864 | No | No | Electric | 4.5 |  | kW | 0.88 |  | N/A | N/A |  | N/A | N/A | N/A | Garage | Yes | No | N/A | No |  | N/A | No | N/A |  | N/A |  | N/A | Yes | Yes | Yes | No | 1503 | 5962.4 | Single Family | 1 | 5962.4 | Single Family_Electric | Single Family_FALSE
Mechanical_00010000 | SITE_00987 | Storage Water Heater | Electric Resistance | 50 |  | Rheem | 71-520 | No | 1993 |  | R 1293B47529 | No | No | Electric | 4.5 |  | kW | 0.91 |  | N/A | N/A |  | N/A | N/A | N/A | Main House | Yes | Unknown | N/A | No |  | N/A | No | N/A |  | N/A |  | N/A | No | No | Yes | No | 1504 | 765.84 | Manufactured | 1 | 765.84 | Manufactured_Electric | Manufactured_FALSE
Mechanical_00010001 | SITE_00988 | Storage Water Heater | Fossil Fuel Condensing | 50 |  | Bradford White | MI5036FBN | No | 2014 |  | LJ35037289 | No | No | Natural Gas | 40000 |  | Btuh | 0.58 |  | N/A | N/A |  | N/A | N/A | N/A | Main House | Yes | No | N/A | No |  | N/A | No | N/A |  | N/A |  | N/A | No | Yes | Yes | No | 1505 | 2147.4231 | Single Family | 1 | 2147.4231 | Single Family_Natural Gas | Single Family_FALSE
Mechanical_00010002 | SITE_00990 | Storage Water Heater | Fossil Fuel Non-Condensing | 50 |  | AO Smith | FSG50242 | No |  | Unknown | Unknown | No | No | Natural Gas | 40000 |  | Btuh |  | Unknown | N/A | N/A |  | N/A | N/A | N/A | Basement | Yes | Yes | Floor drain | Yes | 1.5 |  | Yes | Polyethylene Foam | 5 |  | 1 |  | No | No | Yes | Unknown | 1507 | 2147.4231 | Single Family | 1 | 2147.4231 | Single Family_Natural Gas | Single Family_FALSE
Mechanical_00010003 | SITE_00992 | Storage Water Heater | Electric Resistance | 50 |  | Whirlpool | ES50R123-45D | No | 2015 |  | 1515101316124 | No | No | Electric | 4.5 |  | kW | 0.93 |  | N/A | N/A |  | N/A | N/A | N/A | Main House | Yes | Yes | Plumbed drain | No |  | N/A | No | N/A |  | N/A |  | N/A | No | No | Yes | No | 1508 | 1521.68 | Single Family | 1 | 1521.68 | Single Family_Electric | Single Family_FALSE
Mechanical_00010004 | SITE_00993 | Storage Water Heater | Fossil Fuel Non-Condensing | 40 |  | General Electric | PG40T9HA | No | 2002 |  | GENG1102137798 | No | No | Natural Gas | 40000 |  | Btuh | 0.59 |  | N/A | N/A |  | N/A | N/A | N/A | Basement | Yes | No | N/A | No |  | N/A | No | N/A |  | N/A |  | N/A | No | No | No | No | 1509 | 2480.8 | Single Family | 1 | 2480.8 | Single Family_Natural Gas | Single Family_FALSE
Mechanical_00010005 | SITE_00994 | Storage Water Heater | Electric Resistance | 40 |  | Unknown | Unknown | No |  | Unknown | Unknown | No | No | Electric |  | Unknown | kW |  | Unknown | N/A | N/A |  | N/A | N/A | N/A | Crawlspace | Yes | Unknown | N/A | Unknown |  | N/A | Unknown | N/A |  | N/A |  | N/A | Yes | No | No | No | 1510 | 1521.68 | Single Family | 1 | 1521.68 | Single Family_Electric | Single Family_FALSE
Mechanical_00010006 | SITE_00995 | Storage Water Heater | Fossil Fuel Non-Condensing | 40 |  | Amtrol | Wh-41 | No |  | Unknown | 808-09414-92292 | No | No | Natural Gas |  | Unknown | Btuh |  | Unknown | N/A | N/A |  | N/A | N/A | N/A | Crawlspace | Yes | Yes | N/A | No |  | N/A | No | N/A |  | N/A |  | N/A | Yes | Yes | No | No | 1511 | 2480.8 | Single Family | 1 | 2480.8 | Single Family_Natural Gas | Single Family_FALSE
Mechanical_00010007 | SITE_00996 | Storage Water Heater | Electric Resistance |  | Unknown | Bradford White | Unknown | No |  | Unknown | Unknown | No | No | Electric |  | Unknown | kW |  | Unknown | N/A | N/A |  | N/A | N/A | N/A | Basement | No | No | N/A | Yes | 1.5 |  | Yes | Polyethylene Foam | 16 |  | 0.5 |  | No | Yes | Yes | No | 1512 | 1521.68 | Single Family | 2 | 760.84 | Single Family_Electric | Single Family_FALSE
Mechanical_00010008 | SITE_00996 | Storage Water Heater | Electric Resistance | 50 |  | Lochinvar | Lta052kk | Yes | 2004 |  | N/A | No | No | Electric | 4.5 |  | kW | 0.91 |  | N/A | N/A |  | N/A | N/A | N/A | Basement | No | No | N/A | Yes | 1.5 |  | Yes | Polyethylene Foam | 25 |  | 0.5 |  | No | Yes | Yes | No | 1512 | 1521.68 | Single Family | 2 | 760.84 | Single Family_Electric | Single Family_FALSE
Mechanical_00010009 | SITE_00997 | Storage Water Heater | Fossil Fuel Non-Condensing | 40 |  | Bradford White | Mi403s6fbn | No | 2012 |  | JD16507495 | No | No | Natural Gas | 40000 |  | Btuh | 0.59 |  | N/A | N/A |  | N/A | N/A | N/A | Basement | Yes | No | N/A | No |  | N/A | No | N/A |  | N/A |  | N/A | No | Yes | Yes | No | 1513 | 2147.4231 | Single Family | 1 | 2147.4231 | Single Family_Natural Gas | Single Family_FALSE
Mechanical_00010010 | SITE_00998 | Storage Water Heater | Fossil Fuel Non-Condensing | 40 |  | American Standard | GR-40T1-3-6 NAT | No | 2011 |  | M11-000374 | No | No | Natural Gas | 40000 |  | Btuh |  | Unknown | N/A | N/A |  | N/A | N/A | N/A | Main House | Yes | No | N/A | No |  | N/A | No | N/A |  | N/A |  | N/A | No | Yes | Yes | No | 1514 | 1521.68 | Single Family | 1 | 1521.68 | Single Family_Natural Gas | Single Family_FALSE
Mechanical_00010011 | SITE_00999 | Storage Water Heater | Fossil Fuel Non-Condensing |  | Unknown | Unknown | Unknown | No |  | Unknown | Unknown | No | No | Natural Gas |  | Unknown | Btuh |  | Unknown | N/A | N/A |  | N/A | N/A | N/A | Basement | Yes | Yes | Floor drain | Yes | 2.5 |  | No | N/A |  | N/A |  | N/A | Yes | No | No | No | 1515 | 1521.68 | Single Family | 1 | 1521.68 | Single Family_Natural Gas | Single Family_FALSE
Mechanical_00010012 | SITE_01000 | Storage Water Heater | Fossil Fuel Non-Condensing | 40 |  | Rheem | 22V40-36F1 | Yes | 2005 |  | N/A | No | No | Natural Gas | 36000 |  | Btuh | 0.59 |  | N/A | N/A |  | N/A | N/A | N/A | Unknown | Yes | N/A | N/A | No |  | N/A | No | N/A |  | N/A |  | N/A | N/A | No | No | No | 1516 | 331.65 | Manufactured | 1 | 331.65 | Manufactured_Natural Gas | Manufactured_FALSE
Mechanical_00010013 | SITE_01002 | Storage Water Heater | Fossil Fuel Non-Condensing | 40 |  | Unknown | Unknown | No |  | Unknown | Unknown | No | No | Natural Gas |  | Unknown | Btuh |  | Unknown | N/A | N/A |  | N/A | N/A | N/A | Main House | Yes | No | N/A | Yes | 2 |  | No | N/A |  | N/A |  | N/A | No | No | Yes | No | 1518 | 2147.4231 | Single Family | 1 | 2147.4231 | Single Family_Natural Gas | Single Family_FALSE
Mechanical_00010014 | SITE_01004 | Storage Water Heater | Electric Resistance | 40 |  | Lochinvar | Esa040kk | Yes | 2005 |  | N/A | No | No | Electric | 4.5 |  | kW |  | Unknown | N/A | N/A |  | N/A | N/A | N/A | Main House | Yes | No | N/A | Yes | 3 |  | No | N/A |  | N/A |  | N/A | No | No | No | No | 1520 | 2480.8 | Single Family | 1 | 2480.8 | Single Family_Electric | Single Family_FALSE
Mechanical_00010421 | SITE_01685 | Storage Water Heater | Electric Resistance | 50 |  | Hotpoint | He50m01sag | Yes | 2006 |  | N/A | No | No | Electric | 3.8 |  | kW | 0.9 |  | N/A | N/A |  | N/A | N/A | N/A | Unknown | Yes | No | N/A | No |  | N/A | Yes | Polyethylene Foam | 11 |  | 0.5 |  | Yes | No | Yes | No | 2193 | 1982.27 | Manufactured | 1 | 1982.27 | Manufactured_Electric | Manufactured_FALSE
Mechanical_00010422 | SITE_00812 | Storage Water Heater | Electric Resistance | 50 |  | Hotpoint | He50m1b00 | No |  | Unknown | 1001225696 | No | No | Electric | 3.8 |  | kW | 0.86 |  | N/A | N/A |  | N/A | N/A | N/A | Main House | Yes | Unknown | N/A | No |  | N/A | No | N/A |  | N/A |  | N/A | No | Yes | No | No | 1331 | 2000.27 | Multifamily Residence | 1 | 2000.27 | Multifamily Residence_Electric | Multifamily Residence_FALSE
Mechanical_00010423 | SITE_01543 | Storage Water Heater | Electric Resistance | 50 |  | HTP | Evr050c2x045 | Yes | 2014 |  | N/A | No | No | Electric | 4.5 |  | kW | 0.9 |  | N/A | N/A |  | N/A | N/A | N/A | Main House | Yes | Yes | Plumbed drain | No |  | N/A | No | N/A |  | N/A |  | N/A | N/A | Yes | Yes | No | 2052 | 653.4162 | Single Family | 1 | 653.4162 | Single Family_Electric | Single Family_FALSE
Mechanical_00010424 | SITE_01664 | Storage Water Heater | Electric Resistance | 66 |  | Kenmore | 153.3156 | No | 1990 |  | H90224651 | No | No | Electric | 3.8 |  | kW |  | Unknown | N/A | N/A |  | N/A | N/A | N/A | Main House | Yes | No | N/A | No |  | N/A | No | N/A |  | N/A |  | N/A | N/A | Yes | No | No | 2172 | 79.7168 | Single Family | 1 | 79.7168 | Single Family_Electric | Single Family_FALSE
Mechanical_00010425 | SITE_01753 | Storage Water Heater | Electric Resistance | 50 |  | Kenmore | 153.3167 | No | 1997 |  | H97343851 | No | No | Electric | 5.5 |  | kW |  | Unknown | N/A | N/A |  | N/A | N/A | N/A | Main House | Yes | No | N/A | No |  | N/A | Yes | Polyethylene Foam | 4 |  | 0.5 |  | No | No | Yes | No | 2261 | 2000.27 | Multifamily Residence | 1 | 2000.27 | Multifamily Residence_Electric | Multifamily Residence_FALSE
Mechanical_00010427 | SITE_01679 | Storage Water Heater | Electric Resistance | 50 |  | Kenmore | 153.3206 | No | 1999 |  | E99249258 | No | No | Electric | 5.5 |  | kW |  | Unknown | N/A | N/A |  | N/A | N/A | N/A | Basement | Yes | No | N/A | No |  | N/A | Yes | Polyethylene Foam | 5 |  | 0.5 |  | No | No | No | No | 2187 | 79.7168 | Single Family | 1 | 79.7168 | Single Family_Electric | Single Family_FALSE
Mechanical_00010428 | SITE_00135 | Storage Water Heater | Electric Resistance | 50 |  | Kenmore | 153.320592HT | No | 2003 |  | L03409246 | No | No | Electric | 3.8 |  | kW |  | Unknown | N/A | N/A |  | N/A | N/A | N/A | Main House | Yes | No | N/A | No |  | N/A | No | N/A |  | N/A |  | N/A | No | Yes | Yes | No | 657 | 2471.1038 | Single Family | 1 | 2471.1038 | Single Family_Electric | Single Family_FALSE
Mechanical_00010429 | SITE_01665 | Storage Water Heater | Electric Resistance | 55 |  | Kenmore | 153.3215 | No | 2004 |  | J04A128889 | No | No | Electric | 5.5 |  | kW |  | Unknown | N/A | N/A |  | N/A | N/A | N/A | Garage | Yes | No | N/A | No |  | N/A | Yes | Polyethylene Foam | 5 |  | 1 |  | Yes | Yes | Yes | No | 2173 | 79.7168 | Single Family | 1 | 79.7168 | Single Family_Electric | Single Family_FALSE
Mechanical_00010430 | SITE_01553 | Storage Water Heater | Electric Resistance | 66 |  | Kenmore | 153.3216 | No | 2005 |  | K05A154018 | No | No | Electric | 3.8 |  | kW |  | Unknown | N/A | N/A |  | N/A | N/A | N/A | Basement | Yes | No | N/A | No |  | N/A | No | N/A |  | N/A |  | N/A | No | No | No | No | 2062 | 653.4162 | Single Family | 1 | 653.4162 | Single Family_Electric | Single Family_FALSE
Mechanical_00010431 | SITE_00989 | Storage Water Heater | Electric Resistance | 40 |  | Kenmore | 153.3265 | No |  | Unknown | 1312A007060 | No | No | Electric | 3.8 |  | kW | 0.92 |  | N/A | N/A |  | N/A | N/A | N/A | Basement | Yes | No | N/A | No |  | N/A | No | N/A |  | N/A |  | N/A | Yes | Yes | Yes | No | 1506 | 2147.4231 | Single Family | 1 | 2147.4231 | Single Family_Electric | Single Family_FALSE
Mechanical_00010432 | SITE_01561 | Storage Water Heater | Electric Resistance | 40 |  | Kenmore | 153.3268 | No |  | Unknown | 1325A016973 | No | No | Electric | 3.8 |  | kW |  | Unknown | N/A | N/A |  | N/A | N/A | N/A | Garage | Yes | Yes | Plumbed drain | No |  | N/A | Yes | Polyethylene Foam | 4 |  | 0.75 |  | Yes | Yes | Yes | No | 2070 | 79.7168 | Single Family | 1 | 79.7168 | Single Family_Electric | Single Family_FALSE
Mechanical_00010433 | SITE_01674 | Storage Water Heater | Electric Resistance | 50 |  | Kenmore | 153.3276 | No | 2001 |  | A01419112 | No | No | Electric | 5.5 |  | kW |  | Unknown | N/A | N/A |  | N/A | N/A | N/A | Basement | Yes | Unknown | N/A | No |  | N/A | No | N/A |  | N/A |  | N/A | Yes | No | No | No | 2182 | 257.4775 | Single Family | 1 | 257.4775 | Single Family_Electric | Single Family_FALSE
Mechanical_00010434 | SITE_01601 | Storage Water Heater | Electric Resistance | 66 |  | Kenmore | 153.3277 | No |  | Unknown | HC0511103 | No | No | Electric | 5.5 |  | kW |  | Unknown | N/A | N/A |  | N/A | N/A | N/A | Basement | Yes | No | N/A | No |  | N/A | No | N/A |  | N/A |  | N/A | Yes | No | No | Unknown | 2110 | 2471.1038 | Single Family | 1 | 2471.1038 | Single Family_Electric | Single Family_FALSE
Mechanical_00010435 | SITE_01077 | Storage Water Heater | Fossil Fuel Non-Condensing | 40 |  | Kenmore | 153.3318 | Yes | 2014 |  | N/A | No | No | Natural Gas | 40000 |  | Btuh | 0.6 |  | N/A | N/A |  | N/A | N/A | N/A | Garage | Yes | No | N/A | No |  | N/A | No | N/A |  | N/A |  | N/A | Yes | Yes | Yes | No | 1593 | 3955.5333 | Single Family | 1 | 3955.5333 | Single Family_Natural Gas | Single Family_FALSE
Mechanical_00010436 | SITE_01756 | Storage Water Heater | Electric Resistance | 50 |  | Kenmore | 153.5825 | No |  | Unknown | 1546A004483 | No | No | Electric | 4.5 |  | kW |  | Unknown | N/A | N/A |  | N/A | N/A | N/A | Main House | Yes | Yes | Plumbed drain | No |  | N/A | No | N/A |  | N/A |  | N/A | Yes | No | Yes | Unknown | 2264 | 1982.27 | Manufactured | 1 | 1982.27 | Manufactured_Electric | Manufactured_FALSE
Mechanical_00010437 | SITE_01617 | Storage Water Heater | Fossil Fuel Non-Condensing |  | Unknown | Kenmore | Unknown | Yes | 2008 |  | N/A | No | No | Natural Gas |  | Unknown | Btuh |  | Unknown | N/A | N/A |  | N/A | N/A | N/A | Garage | Yes | No | N/A | No |  | N/A | No | N/A |  | N/A |  | N/A | Yes | Yes | No | Unknown | 2126 | 257.4775 | Single Family | 1 | 257.4775 | Single Family_Natural Gas | Single Family_FALSE
Mechanical_00010438 | SITE_01206 | Storage Water Heater | Fossil Fuel Non-Condensing | 50 |  | Lochinvar | Ltn050gef-394 | No |  | Unknown | CF7863335 | No | No | Natural Gas | 40000 |  | Btuh |  | Unknown | N/A | N/A |  | N/A | N/A | N/A | Garage | Yes | No | N/A | No |  | N/A | Yes | Polyethylene Foam | 4 |  | 0.5 |  | Yes | Yes | Yes | No | 1721 | 14922.6667 | Single Family | 1 | 14922.6667 | Single Family_Natural Gas | Single Family_FALSE
Mechanical_00010439 | SITE_00945 | Storage Water Heater | Electric Resistance | 50 |  | Lochinvar | 50 | No |  | Unknown | NK7663259 | No | No | Electric | 4.5 |  | kW |  | Unknown | N/A | N/A |  | N/A | N/A | N/A | Main House | Yes | Yes | Plumbed drain | No |  | N/A | No | N/A |  | N/A |  | N/A | No | No | No | No | 1462 | 214.04 | Multifamily Residence | 1 | 214.04 | Multifamily Residence_Electric | Multifamily Residence_FALSE
Mechanical_00010440 | SITE_01058 | Storage Water Heater | Fossil Fuel Non-Condensing | 75 |  | Lochinvar | ETNO76-337 | No |  | Unknown | AD4591098 | No | No | Natural Gas | 76000 |  | Btuh |  | Unknown | N/A | N/A |  | N/A | N/A | N/A | Garage | Yes | Yes | Plumbed drain | No |  | N/A | No | N/A |  | N/A |  | N/A | Yes | No | Yes | No | 1574 | 2480.8 | Single Family | 1 | 2480.8 | Single Family_Natural Gas | Single Family_FALSE
Mechanical_00010441 | SITE_01041 | Storage Water Heater | Fossil Fuel Non-Condensing | 50 |  | Lochinvar | Lsn041g-337 | No |  | Unknown | CH8083263 | No | No | Natural Gas | 40000 |  | Btuh | 0.59 |  | N/A | N/A |  | N/A | N/A | N/A | Basement | Yes | No | N/A | No |  | N/A | Yes | Polyethylene Foam | 6 |  | 0.5 |  | Yes | No | No | No | 1557 | 2147.4231 | Single Family | 1 | 2147.4231 | Single Family_Natural Gas | Single Family_FALSE
Mechanical_00010442 | SITE_01666 | Storage Water Heater | Fossil Fuel Non-Condensing | 40 |  | Lochinvar | LTN040G-394 | No |  | Unknown | DF9299251 | No | No | Natural Gas | 34000 |  | Btuh | 0.59 |  | N/A | N/A |  | N/A | N/A | N/A | Main House | Yes | Yes | Plumbed drain | No |  | N/A | Yes | Polyethylene Foam | 20 |  | 0.5 |  | Yes | No | Yes | No | 2174 | 257.4775 | Single Family | 1 | 257.4775 | Single Family_Natural Gas | Single Family_FALSE
Mechanical_00010443 | SITE_02041 | Storage Water Heater | Fossil Fuel Non-Condensing | 50 |  | Lochinvar | Ltn050g-394 | No |  | Unknown | BH6575976 | No | No | Natural Gas | 40000 |  | Btuh | 0.58 |  | N/A | N/A |  | N/A | N/A | N/A | Main House | Yes | No | N/A | No |  | N/A | No | N/A |  | N/A |  | N/A | No | No | Yes | No | 2548 | 14922.6667 | Single Family | 1 | 14922.6667 | Single Family_Natural Gas | Single Family_FALSE
Mechanical_00010444 | SITE_01908 | Storage Water Heater | Fossil Fuel Non-Condensing | 50 |  | Lochinvar | LTN050G-EF-394 | No |  | Unknown | FE11951133 | No | No | Natural Gas | 40000 |  | Btuh | 0.62 |  | N/A | N/A |  | N/A | N/A | N/A | Basement | Yes | No | N/A | No |  | N/A | Yes | Polyethylene Foam | 12 |  | 0.5 |  | No | Yes | No | No | 2415 | 2471.1038 | Single Family | 1 | 2471.1038 | Single Family_Natural Gas | Single Family_FALSE
Mechanical_00010445 | SITE_01646 | Storage Water Heater | Electric Resistance | 50 |  | Maytag | He2950t | No |  | Unknown | M02232065 | No | No | Electric | 3.8 |  | kW |  | Unknown | N/A | N/A |  | N/A | N/A | N/A | Basement | Yes | No | N/A | No |  | N/A | Yes | Polyethylene Foam | 12 |  | 0.5 |  | No | Yes | No | No | 2155 | 79.7168 | Single Family | 1 | 79.7168 | Single Family_Electric | Single Family_FALSE
Mechanical_00010446 | SITE_01048 | Instantaneous Water Heater | Fossil Fuel Condensing | 0 |  | Navien | Npe-180a | No |  | Unknown | 7410R1440306082 | No | No | Natural Gas | 150000 |  | Btuh | 0.97 |  | N/A | N/A |  | N/A | N/A | N/A | Basement | Yes | No | N/A | No |  | N/A | No | N/A |  | N/A |  | N/A | No | Yes | No | Unknown | 1564 | 1521.68 | Single Family | 1 | 1521.68 | Single Family_Natural Gas | Single Family_FALSE
Mechanical_00010447 | SITE_01578 | Instantaneous Water Heater | Fossil Fuel Condensing | 0 |  | Navien | Npe-210a | No |  | Unknown | 7412W14Y2431059 | No | No | Natural Gas | 180000 |  | Btuh | 0.97 |  | N/A | N/A |  | N/A | N/A | N/A | Basement | Yes | No | N/A | No |  | N/A | No | N/A |  | N/A |  | N/A | No | No | No | No | 2087 | 2471.1038 | Single Family | 1 | 2471.1038 | Single Family_Natural Gas | Single Family_FALSE
Mechanical_00010448 | SITE_01614 | Instantaneous Water Heater | Fossil Fuel Condensing | 0 |  | Navien | NPE-240 | No |  | Unknown | 7414E1542491651 | No | No | Natural Gas | 199000 |  | Btuh | 0.97 |  | N/A | N/A |  | N/A | N/A | N/A | Basement | Yes | No | N/A | No |  | N/A | No | N/A |  | N/A |  | N/A | No | No | No | No | 2123 | 2471.1038 | Single Family | 1 | 2471.1038 | Single Family_Natural Gas | Single Family_FALSE
Mechanical_00010449 | SITE_00158 | Instantaneous Water Heater | Fossil Fuel Condensing | 0 |  | Navien | NPE-240A | No |  | Unknown | 7414Z15X1241236 | No | No | Natural Gas |  | Unknown | Btuh | 0.97 |  | N/A | N/A |  | N/A | N/A | N/A | Garage | Yes | No | N/A | No |  | N/A | No | N/A |  | N/A |  | N/A | Yes | Yes | Yes | Unknown | 679 | 10381.2619 | Single Family | 1 | 10381.2619 | Single Family_Natural Gas | Single Family_FALSE
Mechanical_00010450 | SITE_01099 | Instantaneous Water Heater | Fossil Fuel Non-Condensing | 0 |  | Noritz | N-0751M-DVC | Yes | 2008 |  | N/A | No | No | Natural Gas | 199900 |  | Btuh | 0.84 |  | N/A | N/A |  | N/A | N/A | N/A | Garage | Yes | Yes | Plumbed drain | No |  | N/A | Yes | Polyethylene Foam | 5 |  | 0.5 |  | Yes | Yes | Yes | Unknown | 1615 | 3955.5333 | Single Family | 1 | 3955.5333 | Single Family_Natural Gas | Single Family_FALSE
Mechanical_00011234 | BLDG_00171 | Storage Water Heater | Electric Resistance | 80 |  | AO Smith | Ect 80 200 | No | 2005 |  | L05J039839 | No | No | Electric | 4.5 |  | kW | 0.86 |  | N/A | N/A |  | N/A | N/A | N/A | Basement | N/A | Yes | Floor drain | No |  | N/A | No | N/A |  | N/A |  | N/A | N/A | N/A | N/A | No | 166 | 40.63 | Multifamily Building | 2 | 20.315 | Multifamily Building_Electric | Multifamily Building_FALSE
Mechanical_00011235 | SITE_00064 | Storage Water Heater | Electric Resistance | 40 |  | Bradford White | M140l6ds-1nctt | No | 2014 |  | LD34338403 | No | No | Electric | 4 |  | kW | 0.92 |  | N/A | N/A |  | N/A | N/A | N/A | Main House | Yes | No | N/A | No |  | N/A | No | N/A |  | N/A |  | N/A | No | No | No | No | 587 | 2002.39 | Multifamily Residence | 1 | 2002.39 | Multifamily Residence_Electric | Multifamily Residence_FALSE
Mechanical_00011236 | SITE_00165 | Storage Water Heater | Fossil Fuel Non-Condensing | 40 |  | General Electric | PG40s09avg00 | Yes | 2004 |  | N/A | No | No | Natural Gas | 40000 |  | Btuh | 0.62 |  | N/A | N/A |  | N/A | N/A | N/A | Main House | Yes | Yes | Plumbed drain | No |  | N/A | No | N/A |  | N/A |  | N/A | Yes | No | Yes | No | 686 | 2471.1038 | Single Family | 1 | 2471.1038 | Single Family_Natural Gas | Single Family_FALSE
Mechanical_00011237 | SITE_00143 | Storage Water Heater | Fossil Fuel Non-Condensing | 65 |  | Bradford White | Dh165t6en10 | No | 2002 |  | YH1925871 | No | No | Natural Gas | 55000 |  | Btuh |  | Unknown | N/A | N/A |  | N/A | N/A | N/A | Garage | Yes | Yes | Plumbed drain | No |  | N/A | No | N/A |  | N/A |  | N/A | Yes | Yes | Yes | No | 665 | 2471.1038 | Single Family | 1 | 2471.1038 | Single Family_Natural Gas | Single Family_FALSE
Mechanical_00011238 | SITE_00012 | Storage Water Heater | Electric Resistance |  | Unknown | Unknown | Unknown | No |  | Unknown | Unknown | No | No | Electric |  | Unknown | kW |  | Unknown | N/A | N/A |  | N/A | N/A | N/A | Unknown | Yes | Unknown | N/A | Unknown |  | N/A | Unknown | N/A |  | N/A |  | N/A | Yes | No | Unknown | No | 535 | 1982.27 | Manufactured | 1 | 1982.27 | Manufactured_Electric | Manufactured_FALSE
Mechanical_00011239 | SITE_01191 | Storage Water Heater | Electric Resistance | 40 |  | AO Smith | Ken 40 | No | 1989 |  | 898-M-79-23136 | No | No | Electric | 4.5 |  | kW |  | Unknown | N/A | N/A |  | N/A | N/A | N/A | Main House | Yes | No | N/A | No |  | N/A | Yes | Polyethylene Foam | 3 |  | 0.5 |  | No | No | Yes | No | 1706 | 2383.66 | Multifamily Residence | 1 | 2383.66 | Multifamily Residence_Electric | Multifamily Residence_FALSE
Mechanical_00011240 | SITE_00405 | Storage Water Heater | Fossil Fuel Non-Condensing | 50 |  | Rheem | PR0G50-38NRH58 | Yes | 2013 |  | N/A | No | No | Natural Gas | 38000 |  | Btuh | 0.58 |  | N/A | N/A |  | N/A | N/A | N/A | Basement | No | No | N/A | No |  | N/A | Yes | Polyethylene Foam | 2 |  | 0.5 |  | N/A | Yes | No | No | 925 | 4255.3636 | Single Family | 1 | 4255.3636 | Single Family_Natural Gas | Single Family_FALSE
Mechanical_00011241 | SITE_00302 | Storage Water Heater | Electric Resistance |  | Unknown | Unknown | Unknown | No |  | Unknown | Unknown | Yes | Unknown | Electric |  | Unknown | kW |  | Unknown | N/A | N/A |  | N/A | N/A | N/A | Main House | Yes | No | N/A | Unknown |  | N/A | Unknown | N/A |  | N/A |  | N/A | Yes | No | Yes | No | 822 | 626.07 | Manufactured | 1 | 626.07 | Manufactured_Electric | Manufactured_FALSE
Mechanical_00011242 | SITE_00197 | Storage Water Heater | Fossil Fuel Non-Condensing | 40 |  | Rheem | 22V40F1 | Yes | 2006 |  | N/A | No | No | Natural Gas | 38000 |  | Btuh | 0.59 |  | N/A | N/A |  | N/A | N/A | N/A | Main House | Yes | No | N/A | No |  | N/A | No | N/A |  | N/A |  | N/A | No | No | No | No | 717 | 773.6 | Multifamily Residence | 1 | 773.6 | Multifamily Residence_Natural Gas | Multifamily Residence_FALSE
Mechanical_00011243 | SITE_00196 | Storage Water Heater | Electric Resistance | 50 |  | General Electric | GE50T06AAG | Yes | 2013 |  | N/A | No | No | Electric | 4.5 |  | kW | 0.91 |  | N/A | N/A |  | N/A | N/A | N/A | Main House | Yes | No | N/A | No |  | N/A | No | N/A |  | N/A |  | N/A | No | No | Yes | No | 716 | 4862.5455 | Single Family | 1 | 4862.5455 | Single Family_Electric | Single Family_FALSE
Mechanical_00011244 | SITE_00199 | Storage Water Heater | Fossil Fuel Non-Condensing | 40 |  | AO Smith | GCB40400 | No | 2016 |  | 1638J008099 | No | No | Natural Gas | 40000 |  | Btuh |  | Unknown | N/A | N/A |  | N/A | N/A | N/A | Main House | Yes | No | N/A | No |  | N/A | No | N/A |  | N/A |  | N/A | No | No | No | No | 719 | 2272.53 | Multifamily Residence | 1 | 2272.53 | Multifamily Residence_Natural Gas | Multifamily Residence_FALSE
Mechanical_00011245 | SITE_00415 | Storage Water Heater | Electric Resistance | 50 |  | Bradford White | M250T6DS-1NCWW | No | 2009 |  | FD11810720 | No | No | Electric | 4.5 |  | kW | 0.9 |  | N/A | N/A |  | N/A | N/A | N/A | Basement | Yes | No | N/A | No |  | N/A | No | N/A |  | N/A |  | N/A | No | Yes | No | No | 935 | 4255.3636 | Single Family | 1 | 4255.3636 | Single Family_Electric | Single Family_FALSE
Mechanical_00011246 | SITE_00201 | Storage Water Heater | Fossil Fuel Non-Condensing | 50 |  | State | A6 50 5265hrrt971 D | No | 1998 |  | L98323286 | No | No | Natural Gas | 52500 |  | Btuh | 0.56 |  | N/A | N/A |  | N/A | N/A | N/A | Main House | Yes | No | N/A | No |  | N/A | No | N/A |  | N/A |  | N/A | N/A | No | No | No | 721 | 2272.53 | Multifamily Residence | 1 | 2272.53 | Multifamily Residence_Natural Gas | Multifamily Residence_FALSE
Mechanical_00011247 | SITE_00203 | Storage Water Heater | Fossil Fuel Non-Condensing | 40 |  | State | A640nrrtld | No | 1999 |  | K99266587 | No | No | Natural Gas | 52500 |  | Btuh | 0.54 |  | N/A | N/A |  | N/A | N/A | N/A | Main House | Yes | No | N/A | No |  | N/A | No | N/A |  | N/A |  | N/A | N/A | No | No | No | 723 | 2272.53 | Multifamily Residence | 1 | 2272.53 | Multifamily Residence_Natural Gas | Multifamily Residence_FALSE
Mechanical_00011248 | SITE_00198 | Storage Water Heater | Fossil Fuel Non-Condensing | 40 |  | Rheem | PROG40-38N RH62 | Yes | 2017 |  | N/A | No | No | Natural Gas | 38000 |  | Btuh | 0.62 |  | N/A | N/A |  | N/A | N/A | N/A | Basement | Yes | Yes | Floor drain | No |  | N/A | No | N/A |  | N/A |  | N/A | N/A | No | No | No | 718 | 7205.25 | Single Family | 1 | 7205.25 | Single Family_Natural Gas | Single Family_FALSE
Mechanical_00011249 | SITE_00218 | Storage Water Heater | Fossil Fuel Non-Condensing | 75 |  | Rheem | 22vr75-70n | Yes | 2006 |  | N/A | No | No | Natural Gas | 70000 |  | Btuh | 0.53 |  | N/A | N/A |  | N/A | N/A | N/A | Basement | Yes | Yes | Floor drain | No |  | N/A | No | N/A |  | N/A |  | N/A | No | Yes | Yes | No | 738 | 4255.3636 | Single Family | 1 | 4255.3636 | Single Family_Natural Gas | Single Family_FALSE
Mechanical_00011250 | SITE_00396 | Storage Water Heater | Fossil Fuel Condensing | 50 |  | AO Smith | Unknown | No |  | Unknown | Unknown | No | No | Natural Gas |  | Unknown | Btuh |  | Unknown | N/A | N/A |  | N/A | N/A | N/A | Basement | Yes | No | N/A | No |  | N/A | No | N/A |  | N/A |  | N/A | No | No | No | No | 916 | 4255.3636 | Single Family | 1 | 4255.3636 | Single Family_Natural Gas | Single Family_FALSE
Mechanical_00011251 | SITE_00733 | Storage Water Heater | Electric Resistance | 80 |  | AO Smith | Ees 80 913 | No | 1992 |  | MB92-0054707-913 | No | No | Electric | 4.5 |  | kW |  | Unknown | N/A | N/A |  | N/A | N/A | N/A | Basement | Yes | No | N/A | No |  | N/A | No | N/A |  | N/A |  | N/A | No | Yes | Yes | No | 1252 | 2880.3393 | Single Family | 1 | 2880.3393 | Single Family_Electric | Single Family_FALSE
Mechanical_00011252 | SITE_00771 | Storage Water Heater | Fossil Fuel Non-Condensing | 50 |  | State | Prv 50 novto fw | No | 1993 |  | M93675165 | No | No | Natural Gas | 40000 |  | Btuh |  | Unknown | N/A | N/A |  | N/A | N/A | N/A | Basement | Yes | No | N/A | No |  | N/A | No | N/A |  | N/A |  | N/A | No | Yes | Yes | No | 1290 | 2880.3393 | Single Family | 1 | 2880.3393 | Single Family_Natural Gas | Single Family_FALSE
Mechanical_00011253 | SITE_00454 | Storage Water Heater | Electric Resistance | 50 |  | American Water Heaters | E61-50r-045d | No | 2011 |  | 1113T473913 | No | No | Electric | 4.5 |  | kW | 0.9 |  | N/A | N/A |  | N/A | N/A | N/A | Main House | Yes | No | N/A | No |  | N/A | No | N/A |  | N/A |  | N/A | N/A | Yes | Yes | No | 974 | 687.85 | Multifamily Residence | 1 | 687.85 | Multifamily Residence_Electric | Multifamily Residence_FALSE
Mechanical_00011254 | SITE_00459 | Storage Water Heater | Electric Resistance | 50 |  | AO Smith | Ect 52 210 | No | 2014 |  | 1435J003566 | No | No | Electric | 4.5 |  | kW | 0.91 |  | N/A | N/A |  | N/A | N/A | N/A | Main House | Yes | No | N/A | No |  | N/A | No | N/A |  | N/A |  | N/A | N/A | Yes | Yes | No | 979 | 687.85 | Multifamily Residence | 1 | 687.85 | Multifamily Residence_Electric | Multifamily Residence_FALSE
Mechanical_00011255 | SITE_00468 | Storage Water Heater | Electric Resistance | 50 |  | Rheem | 81gv52d b | No | 1996 |  | R 0196C02584 | No | No | Electric | 4.5 |  | kW |  | Unknown | N/A | N/A |  | N/A | N/A | N/A | Main House | Yes | No | N/A | No |  | N/A | No | N/A |  | N/A |  | N/A | N/A | No | Yes | No | 988 | 687.85 | Multifamily Residence | 2 | 343.925 | Multifamily Residence_Electric | Multifamily Residence_FALSE
Mechanical_00011256 | SITE_00456 | Storage Water Heater | Electric Resistance | 50 |  | American Water Heaters | E62-50h-045d | Yes | 2008 |  | N/A | No | No | Electric | 4.5 |  | kW | 0.91 |  | N/A | N/A |  | N/A | N/A | N/A | Main House | Yes | No | N/A | No |  | N/A | No | N/A |  | N/A |  | N/A | N/A | Yes | Yes | No | 976 | 687.85 | Multifamily Residence | 1 | 687.85 | Multifamily Residence_Electric | Multifamily Residence_FALSE
Mechanical_00011257 | SITE_00455 | Storage Water Heater | Electric Resistance | 50 |  | American Water Heaters | E62-50h-045dv | No | 2005 |  | 505131693 | No | No | Electric | 4.5 |  | kW | 0.91 |  | N/A | N/A |  | N/A | N/A | N/A | Main House | Yes | No | N/A | No |  | N/A | No | N/A |  | N/A |  | N/A | N/A | Yes | Yes | No | 975 | 687.85 | Multifamily Residence | 2 | 343.925 | Multifamily Residence_Electric | Multifamily Residence_FALSE
Mechanical_00011258 | SITE_00462 | Storage Water Heater | Electric Resistance | 50 |  | Bradford White | m250t6ds-1ncww | No | 2010 |  | GG13680929 | No | No | Electric | 4.5 |  | kW | 0.9 |  | N/A | N/A |  | N/A | N/A | N/A | Main House | Yes | No | N/A | No |  | N/A | No | N/A |  | N/A |  | N/A | Yes | Yes | Yes | No | 982 | 687.85 | Multifamily Residence | 1 | 687.85 | Multifamily Residence_Electric | Multifamily Residence_FALSE
Mechanical_00011259 | SITE_00468 | Storage Water Heater | Electric Resistance |  | Unknown | AO Smith | Unknown | No |  | Unknown | Unknown | No | No | Electric |  | Unknown | kW |  | Unknown | N/A | N/A |  | N/A | N/A | N/A | Main House | Yes | No | N/A | No |  | N/A | No | N/A |  | N/A |  | N/A | No | Yes | Yes | No | 988 | 687.85 | Multifamily Residence | 2 | 343.925 | Multifamily Residence_Electric | Multifamily Residence_FALSE
Mechanical_00011260 | SITE_00455 | Storage Water Heater | Electric Resistance | 50 |  | American Water Heaters | e62 50h 045dv | No | 2005 |  | 505131693 | No | No | Electric | 4.5 |  | kW | 0.91 |  | N/A | N/A |  | N/A | N/A | N/A | Main House | Yes | No | N/A | No |  | N/A | No | N/A |  | N/A |  | N/A | No | Yes | Yes | No | 975 | 687.85 | Multifamily Residence | 2 | 343.925 | Multifamily Residence_Electric | Multifamily Residence_FALSE
Mechanical_00011261 | SITE_00467 | Storage Water Heater | Electric Resistance | 50 |  | American Water Heaters | e63-50h-045dc | Yes | 2008 |  | N/A | No | No | Electric | 4.5 |  | kW | 0.93 |  | N/A | N/A |  | N/A | N/A | N/A | Main House | Yes | Yes | Plumbed drain | No |  | N/A | No | N/A |  | N/A |  | N/A | Unknown | Yes | Yes | No | 987 | 687.85 | Multifamily Residence | 1 | 687.85 | Multifamily Residence_Electric | Multifamily Residence_FALSE
Mechanical_00011262 | SITE_00464 | Storage Water Heater | Electric Resistance | 50 |  | General Electric | se50m12aah | Yes | 2008 |  | N/A | No | No | Electric | 4.5 |  | kW | 0.9 |  | N/A | N/A |  | N/A | N/A | N/A | Main House | Yes | No | N/A | No |  | N/A | No | N/A |  | N/A |  | N/A | No | Yes | Yes | No | 984 | 687.85 | Multifamily Residence | 1 | 687.85 | Multifamily Residence_Electric | Multifamily Residence_FALSE
Mechanical_00011610 | SITE_00858 | Storage Water Heater | Fossil Fuel Non-Condensing | 50 |  | Reliance | Unknown | No |  | Unknown | Unknown | No | No | Natural Gas |  | Unknown | Btuh |  | Unknown | N/A | N/A |  | N/A | N/A | N/A | Basement | Yes | No | N/A | Yes | 1.5 |  | Yes | Polyethylene Foam | 5 |  | 0.5 |  | No | No | Yes | No | 1377 | 2147.4231 | Single Family | 1 | 2147.4231 | Single Family_Natural Gas | Single Family_FALSE
Mechanical_00011611 | SITE_00859 | Storage Water Heater | Electric Resistance | 50 |  | Bradford White | M250S6DS-1NCWW | No | 2007 |  | DL9849813 | No | No | Electric | 4.5 |  | kW | 0.92 |  | N/A | N/A |  | N/A | N/A | N/A | Main House | Yes | No | N/A | No |  | N/A | No | N/A |  | N/A |  | N/A | No | No | Yes | No | 1378 | 2147.4231 | Single Family | 1 | 2147.4231 | Single Family_Electric | Single Family_FALSE
Mechanical_00011612 | SITE_00860 | Storage Water Heater | Electric Resistance | 50 |  | Rheem | PROE50 2 RH91 | No | 2014 |  | RH Q321411194 | No | No | Electric | 4.5 |  | kW | 0.91 |  | N/A | N/A |  | N/A | N/A | N/A | Basement | Yes | No | N/A | No |  | N/A | No | N/A |  | N/A |  | N/A | No | No | Yes | No | 1379 | 2147.4231 | Single Family | 1 | 2147.4231 | Single Family_Electric | Single Family_FALSE
Mechanical_00011613 | SITE_00861 | Storage Water Heater | Fossil Fuel Non-Condensing | 50 |  | AO Smith | FSG 50 248 | No | 2001 |  | N/A | No | No | Natural Gas | 40000 |  | Btuh |  | Unknown | N/A | N/A |  | N/A | N/A | N/A | Garage | Yes | No | N/A | Yes | 1.5 |  | No | N/A |  | N/A |  | N/A | Yes | Yes | Yes | No | 1380 | 2147.4231 | Single Family | 1 | 2147.4231 | Single Family_Natural Gas | Single Family_FALSE
Mechanical_00011614 | SITE_01246 | Storage Water Heater | Electric Resistance | 50 |  | Bradford White | RE350T6 | No | 2015 |  | ME36191027 | No | No | Electric | 4.5 |  | kW | 0.95 |  | N/A | N/A |  | N/A | N/A | N/A | Main House | Yes | No | N/A | No |  | N/A | No | N/A |  | N/A |  | N/A | No | No | Yes | No | 1761 | 751.56 | Multifamily Residence | 1 | 751.56 | Multifamily Residence_Electric | Multifamily Residence_FALSE
Mechanical_00011615 | SITE_01248 | Storage Water Heater | Electric Resistance | 50 |  | Bradford White | Miii50t6ds19 | No | 2001 |  | XM0588607 | No | No | Electric | 4.5 |  | kW |  | Unknown | N/A | N/A |  | N/A | N/A | N/A | Main House | Yes | No | N/A | No |  | N/A | Yes | Polyethylene Foam | 1 |  | 1 |  | N/A | Yes | Yes | No | 1763 | 751.56 | Multifamily Residence | 1 | 751.56 | Multifamily Residence_Electric | Multifamily Residence_FALSE
Mechanical_00011616 | SITE_01254 | Storage Water Heater | Electric Resistance | 50 |  | Bradford White | RE350T6 | No | 1997 |  | PA38908656 | No | No | Electric | 4.5 |  | kW | 0.95 |  | N/A | N/A |  | N/A | N/A | N/A | Main House | Yes | No | N/A | No |  | N/A | No | N/A |  | N/A |  | N/A | No | No | No | No | 1769 | 2267.7917 | Single Family | 1 | 2267.7917 | Single Family_Electric | Single Family_FALSE
Mechanical_00011617 | SITE_01260 | Storage Water Heater | Electric Resistance | 47 |  | Rheem | 82sv50-2 | Yes | 2009 |  | N/A | No | No | Electric | 4.5 |  | kW | 0.91 |  | N/A | N/A |  | N/A | N/A | N/A | Main House | Yes | No | N/A | No |  | N/A | No | N/A |  | N/A |  | N/A | N/A | No | No | No | 1775 | 751.56 | Multifamily Residence | 1 | 751.56 | Multifamily Residence_Electric | Multifamily Residence_FALSE
Mechanical_00011618 | SITE_01261 | Storage Water Heater | Electric Resistance | 47 |  | Bradford White | M150L6DS-1NCWW | No | 2013 |  | KA17620583 | No | No | Electric | 4.5 |  | kW | 0.91 |  | N/A | N/A |  | N/A | N/A | N/A | Main House | Yes | Yes | Plumbed drain | No |  | N/A | No | N/A |  | N/A |  | N/A | No | No | No | No | 1776 | 751.56 | Multifamily Residence | 1 | 751.56 | Multifamily Residence_Electric | Multifamily Residence_FALSE
Mechanical_00011619 | SITE_01264 | Storage Water Heater | Electric Resistance | 50 |  | American Water Heaters | E52-50R-045D | Yes | 1992 |  | N/A | No | No | Electric | 4.5 |  | kW |  | Unknown | N/A | N/A |  | N/A | N/A | N/A | Main House | Yes | No | N/A | No |  | N/A | No | N/A |  | N/A |  | N/A | No | No | No | No | 1779 | 751.56 | Multifamily Residence | 1 | 751.56 | Multifamily Residence_Electric | Multifamily Residence_FALSE
Mechanical_00011620 | SITE_01270 | Storage Water Heater | Electric Resistance | 50 |  | Bradford White | M250s6ds-1ncww | No | 2015 |  | MB35765083 | No | No | Electric | 4.5 |  | kW | 0.92 |  | N/A | N/A |  | N/A | N/A | N/A | Main House | Unknown | Yes | Plumbed drain | No |  | N/A | No | N/A |  | N/A |  | N/A | No | No | No | No | 1785 | 751.56 | Multifamily Residence | 1 | 751.56 | Multifamily Residence_Electric | Multifamily Residence_FALSE
Mechanical_00011621 | BLDG_00363 | Storage Water Heater | Fossil Fuel Non-Condensing | 100 |  | Bradford White | D100L1993N | No | 2014 |  | NB37248186 | No | No | Natural Gas | 199999 |  | Btuh |  | Unknown | N/A | N/A |  | N/A | N/A | N/A | Main House | N/A | Yes | Floor drain | No |  | N/A | No | N/A |  | N/A |  | N/A | N/A | N/A | N/A | No | 352 | 47.3 | Multifamily Building | 1 | 47.3 | Multifamily Building_Natural Gas | Multifamily Building_FALSE
Mechanical_00011622 | SITE_01273 | Storage Water Heater | Electric Resistance | 50 |  | Bradford White | M250s6ds-1ncww | No | 2013 |  | KB17862313 | No | No | Electric | 4.5 |  | kW | 0.9 |  | N/A | N/A |  | N/A | N/A | N/A | Unknown | Yes | Yes | Plumbed drain | No |  | N/A | No | N/A |  | N/A |  | N/A | Yes | Yes | No | No | 1788 | 751.56 | Multifamily Residence | 1 | 751.56 | Multifamily Residence_Electric | Multifamily Residence_FALSE
Mechanical_00011623 | SITE_01274 | Storage Water Heater | Electric Resistance | 50 |  | Richmond | 8MVR52-2 A | No | 1994 |  | 0894D10302 | No | No | Electric | 4.5 |  | kW |  | Unknown | N/A | N/A |  | N/A | N/A | N/A | Main House | Yes | Yes | Plumbed drain | No |  | N/A | No | N/A |  | N/A |  | N/A | Yes | No | No | No | 1789 | 751.56 | Multifamily Residence | 1 | 751.56 | Multifamily Residence_Electric | Multifamily Residence_FALSE
Mechanical_00011624 | SITE_01276 | Storage Water Heater | Electric Resistance | 50 |  | Rheem | 82v52-2 | Yes | 2012 |  | N/A | No | No | Electric | 4.5 |  | kW | 0.91 |  | N/A | N/A |  | N/A | N/A | N/A | Main House | Yes | No | N/A | No |  | N/A | No | N/A |  | N/A |  | N/A | Yes | No | Yes | No | 1791 | 751.56 | Multifamily Residence | 1 | 751.56 | Multifamily Residence_Electric | Multifamily Residence_FALSE
Mechanical_00011625 | SITE_01280 | Storage Water Heater | Electric Resistance | 50 |  | Bradford White | Miii50t6ds19 | No | 2002 |  | YG1703133 | No | No | Electric | 4.2 |  | kW |  | Unknown | N/A | N/A |  | N/A | N/A | N/A | Main House | Yes | No | N/A | No |  | N/A | No | N/A |  | N/A |  | N/A | N/A | No | Yes | No | 1795 | 751.56 | Multifamily Residence | 1 | 751.56 | Multifamily Residence_Electric | Multifamily Residence_FALSE
Mechanical_00011626 | SITE_01282 | Storage Water Heater | Electric Resistance | 50 |  | Reliance | 650DORS | No | 2013 |  | 1313J010790 | No | No | Electric | 4.5 |  | kW | 0.9 |  | N/A | N/A |  | N/A | N/A | N/A | Main House | Yes | No | N/A | No |  | N/A | No | N/A |  | N/A |  | N/A | No | No | No | No | 1797 | 751.56 | Multifamily Residence | 1 | 751.56 | Multifamily Residence_Electric | Multifamily Residence_FALSE
Mechanical_00011627 | SITE_01349 | Storage Water Heater | Electric Resistance |  | Unknown | Unknown | Unknown | No |  | Unknown | Unknown | No | No | Electric |  | Unknown | kW |  | Unknown | N/A | N/A |  | N/A | N/A | N/A | Main House | Yes | No | N/A | Unknown |  | N/A | Unknown | N/A |  | N/A |  | N/A | N/A | No | No | No | 1864 | 894.83 | Manufactured | 1 | 894.83 | Manufactured_Electric | Manufactured_FALSE
Mechanical_00011628 | SITE_01351 | Storage Water Heater | Electric Resistance | 50 |  | AO Smith | EEH 52 920 | No | 2001 |  | GH01-0132355-920 | No | No | Electric | 4.5 |  | kW |  | Unknown | N/A | N/A |  | N/A | N/A | N/A | Main House | Yes | Unknown | N/A | No |  | N/A | No | N/A |  | N/A |  | N/A | No | No | No | No | 1866 | 2267.7917 | Single Family | 1 | 2267.7917 | Single Family_Electric | Single Family_FALSE
Mechanical_00011629 | SITE_01354 | Storage Water Heater | Electric Resistance | 50 |  | US Craftmaster | E1f50rd045v | No | 2007 |  | 739137618 | No | No | Electric | 4.5 |  | kW | 0.9 |  | N/A | N/A |  | N/A | N/A | N/A | Main House | Yes | Yes | Plumbed drain | No |  | N/A | No | N/A |  | N/A |  | N/A | No | Yes | No | No | 1869 | 894.83 | Manufactured | 1 | 894.83 | Manufactured_Electric | Manufactured_FALSE
Mechanical_00011630 | SITE_01517 | Storage Water Heater | Fossil Fuel Non-Condensing | 50 |  | Kenmore | 153.3396 | Yes | 2007 |  | N/A | No | No | Natural Gas | 40000 |  | Btuh |  | Unknown | N/A | N/A |  | N/A | N/A | N/A | Garage | Yes | No | N/A | No |  | N/A | No | N/A |  | N/A |  | N/A | Yes | Yes | Yes | No | 2027 | 9989.0714 | Single Family | 1 | 9989.0714 | Single Family_Natural Gas | Single Family_FALSE
Mechanical_00011631 | SITE_01520 | Storage Water Heater | Electric Resistance | 50 |  | Bradford White | MII50S6DS21 | No | 1999 |  | TC5102286 | Unknown | No | Electric | 4.5 |  | kW | 0.93 |  | N/A | N/A |  | N/A | N/A | N/A | Garage | Yes | No | N/A | No |  | N/A | No | N/A |  | N/A |  | N/A | Yes | Yes | Yes | No | 2030 | 2346.7937 | Single Family | 1 | 2346.7937 | Single Family_Electric | Single Family_FALSE
Mechanical_00011632 | SITE_01521 | Storage Water Heater | Fossil Fuel Non-Condensing | 62 |  | AO Smith | FSGL 40 240 | No |  | Unknown | Unknown | Yes | No | Natural Gas | 40000 |  | Btuh |  | Unknown | N/A | N/A |  | N/A | N/A | N/A | Garage | Yes | No | N/A | No |  | N/A | No | N/A |  | N/A |  | N/A | Yes | Yes | Yes | No | 2031 | 5733.1429 | Single Family | 1 | 5733.1429 | Single Family_Natural Gas | Single Family_FALSE
Mechanical_00011633 | SITE_01524 | Storage Water Heater | Electric Resistance | 50 |  | US Craftmaster | E1f50rd045 | Yes | 2013 |  | N/A | No | No | Electric | 4.5 |  | kW | 0.9 |  | N/A | N/A |  | N/A | N/A | N/A | Garage | Yes | No | N/A | No |  | N/A | No | N/A |  | N/A |  | N/A | Yes | No | Yes | No | 2034 | 5733.1429 | Single Family | 1 | 5733.1429 | Single Family_Electric | Single Family_FALSE
Mechanical_00011634 | SITE_01530 | Instantaneous Water Heater | Fossil Fuel Condensing | 0 |  | Bosch | Gwh2400eng | No |  | Unknown | Unknown | No | No | Natural Gas | 175000 |  | Btuh |  | Unknown | N/A | N/A |  | N/A | N/A | N/A | Basement | Yes | No | N/A | No |  | N/A | No | N/A |  | N/A |  | N/A | No | No | No | No | 2040 | 5733.1429 | Single Family | 2 | 2866.5714 | Single Family_Natural Gas | Single Family_FALSE
Mechanical_00011635 | SITE_01530 | Storage Water Heater | Electric Resistance | 5 |  | AO Smith | Unknown | No |  | Unknown | Unknown | No | No | Electric |  | Unknown | kW |  | Unknown | N/A | N/A |  | N/A | N/A | N/A | Basement | Yes | No | N/A | No |  | N/A | No | N/A |  | N/A |  | N/A | N/A | Unknown | Unknown | Unknown | 2040 | 5733.1429 | Single Family | 2 | 2866.5714 | Single Family_Electric | Single Family_FALSE
Mechanical_00011636 | SITE_01536 | Storage Water Heater | Fossil Fuel Non-Condensing | 50 |  | Bradford White | DS150S6BN12 | No |  | Unknown | Unknown | No | No | Natural Gas | 42000 |  | Btuh | 0.58 |  | N/A | N/A |  | N/A | N/A | N/A | Basement | Yes | No | N/A | No |  | N/A | No | N/A |  | N/A |  | N/A | No | No | Yes | No | 2045 | 5733.1429 | Single Family | 1 | 5733.1429 | Single Family_Natural Gas | Single Family_FALSE
Mechanical_00011637 | SITE_00294 | Storage Water Heater | Fossil Fuel Non-Condensing | 40 |  | Apollo | A5 40 40. On dos d | Yes | 1994 |  | N/A | No | No | Natural Gas | 40000 |  | Btuh |  | Unknown | N/A | N/A |  | N/A | N/A | N/A | Exterior | Yes | No | N/A | No |  | N/A | No | N/A |  | N/A |  | N/A | No | No | Yes | No | 814 | 2272.53 | Multifamily Residence | 1 | 2272.53 | Multifamily Residence_Natural Gas | Multifamily Residence_FALSE
Mechanical_00011638 | SITE_00353 | Storage Water Heater | Electric Resistance | 50 |  | Bradford White | Mi50t6ds13 | No | 2003 |  | ZJ3707705 | No | No | Electric | 4.5 |  | kW | 0.91 |  | N/A | N/A |  | N/A | N/A | N/A | Garage | Yes | No | N/A | Yes | 2 |  | Yes | Polyethylene Foam | 2 |  | 1 |  | Yes | Yes | Yes | No | 873 | 4219.8431 | Single Family | 1 | 4219.8431 | Single Family_Electric | Single Family_FALSE
Mechanical_00010219 | SITE_01144 | Storage Water Heater | Electric Resistance | 50 |  | American Appliance | E61-50R-045D | No | 2006 |  | 610123689 | No | No | Electric | 4.5 |  | kW | 0.9 |  | N/A | N/A |  | N/A | N/A | N/A | Main House | Yes | No | N/A | No |  | N/A | No | N/A |  | N/A |  | N/A | No | No | Yes | No | 1659 | 2002.11 | Multifamily Residence | 1 | 2002.11 | Multifamily Residence_Electric | Multifamily Residence_FALSE
Mechanical_00010220 | SITE_00170 | Storage Water Heater | Electric Resistance | 50 |  | American Appliance | E61-50R-045D | No | 2008 |  | 824267 | No | No | Electric | 4.5 |  | kW | 0.9 |  | N/A | N/A |  | N/A | N/A | N/A | Main House | Yes | No | N/A | No |  | N/A | No | N/A |  | N/A |  | N/A | No | No | No | No | 691 | 3955.5333 | Single Family | 1 | 3955.5333 | Single Family_Electric | Single Family_FALSE
Mechanical_00010221 | SITE_02058 | Storage Water Heater | Electric Resistance | 50 |  | American Water Heaters | E61-50r-045d | No |  | Unknown | 1304T470770 | No | No | Electric | 4.5 |  | kW | 0.9 |  | N/A | N/A |  | N/A | N/A | N/A | Basement | Yes | No | N/A | No |  | N/A | No | N/A |  | N/A |  | N/A | No | Yes | No | No | 2565 | 653.4162 | Single Family | 1 | 653.4162 | Single Family_Electric | Single Family_FALSE
Mechanical_00010222 | SITE_00067 | Storage Water Heater | Electric Resistance | 50 |  | American Water Heaters | E61-50R-045D | No |  | Unknown | 0913T420956 | No | No | Electric | 4.5 |  | kW | 0.9 |  | N/A | N/A |  | N/A | N/A | N/A | Basement | Yes | Yes | Plumbed drain | No |  | N/A | No | N/A |  | N/A |  | N/A | Yes | No | No | No | 590 | 653.4162 | Single Family | 1 | 653.4162 | Single Family_Electric | Single Family_FALSE
Mechanical_00010223 | SITE_01752 | Storage Water Heater | Electric Resistance | 50 |  | American Water Heaters | E61-50r-045d | No |  | Unknown | 1316T460654 | No | No | Electric | 4.5 |  | kW | 0.9 |  | N/A | N/A |  | N/A | N/A | N/A | Main House | Yes | Unknown | N/A | No |  | N/A | No | N/A |  | N/A |  | N/A | N/A | No | No | No | 2260 | 2002.11 | Multifamily Residence | 1 | 2002.11 | Multifamily Residence_Electric | Multifamily Residence_FALSE
Mechanical_00010224 | SITE_01742 | Storage Water Heater | Electric Resistance | 50 |  | American Appliance | E62-50h-045d | Yes | 2002 |  | N/A | No | No | Electric | 4.5 |  | kW | 0.91 |  | N/A | N/A |  | N/A | N/A | N/A | Main House | Yes | No | N/A | No |  | N/A | No | N/A |  | N/A |  | N/A | No | Yes | No | No | 2250 | 2002.39 | Multifamily Residence | 1 | 2002.39 | Multifamily Residence_Electric | Multifamily Residence_FALSE
Mechanical_00010225 | SITE_01119 | Storage Water Heater | Electric Resistance | 50 |  | American Appliance | E62-50H-045D | No | 2006 |  | 617116858 | No | No | Electric | 4.5 |  | kW | 0.91 |  | N/A | N/A |  | N/A | N/A | N/A | Main House | Yes | No | N/A | No |  | N/A | No | N/A |  | N/A |  | N/A | N/A | Yes | Yes | No | 1634 | 2383.66 | Multifamily Residence | 1 | 2383.66 | Multifamily Residence_Electric | Multifamily Residence_FALSE
Mechanical_00010226 | SITE_01562 | Storage Water Heater | Electric Resistance | 66 |  | American Water Heaters | E62-65h-045d | No |  | Unknown | 1509101056655 | No | No | Electric | 4.5 |  | kW | 0.9 |  | N/A | N/A |  | N/A | N/A | N/A | Basement | Yes | No | N/A | No |  | N/A | No | N/A |  | N/A |  | N/A | Yes | Yes | No | No | 2071 | 653.4162 | Single Family | 1 | 653.4162 | Single Family_Electric | Single Family_FALSE
Mechanical_00010227 | SITE_01104 | Storage Water Heater | Electric Resistance | 52 |  | American Appliance | Efr52dl | No | 1989 |  | 8950110859 | No | No | Electric | 3 |  | kW |  | Unknown | N/A | N/A |  | N/A | N/A | N/A | Main House | Yes | No | N/A | No |  | N/A | Yes | Polyethylene Foam | 4 |  | 0.5 |  | No | No | No | No | 1620 | 2383.66 | Multifamily Residence | 1 | 2383.66 | Multifamily Residence_Electric | Multifamily Residence_FALSE
Mechanical_00010228 | SITE_01084 | Storage Water Heater | Fossil Fuel Non-Condensing | 50 |  | American Appliance | G61-50t40-3n | No | 2002 |  | 212119310 | No | No | Natural Gas | 40000 |  | Btuh | 0.61 |  | N/A | N/A |  | N/A | N/A | N/A | Garage | Yes | No | N/A | No |  | N/A | No | N/A |  | N/A |  | N/A | Yes | Yes | No | No | 1600 | 3955.5333 | Single Family | 1 | 3955.5333 | Single Family_Natural Gas | Single Family_FALSE
Mechanical_00010229 | SITE_02047 | Storage Water Heater | Fossil Fuel Non-Condensing | 50 |  | American Water Heaters | G62-50T63-4NV | Yes | 2007 |  | N/A | No | No | Natural Gas | 63000 |  | Btuh | 0.53 |  | N/A | N/A |  | N/A | N/A | N/A | Garage | Yes | No | N/A | No |  | N/A | Yes | Polyethylene Foam | 1.5 |  | 0.5 |  | Yes | Yes | No | No | 2554 | 10381.2619 | Single Family | 1 | 10381.2619 | Single Family_Natural Gas | Single Family_FALSE
Mechanical_00010230 | SITE_01070 | Storage Water Heater | Fossil Fuel Non-Condensing | 40 |  | American Standard | GR40T1-3-6 | No |  | Unknown | F09-000120 | No | No | Natural Gas | 40000 |  | Btuh | 0.6 |  | N/A | N/A |  | N/A | N/A | N/A | Main House | Yes | No | N/A | No |  | N/A | No | N/A |  | N/A |  | N/A | No | Yes | No | No | 1586 | 1521.68 | Single Family | 1 | 1521.68 | Single Family_Natural Gas | Single Family_FALSE
Mechanical_00010231 | SITE_01005 | Storage Water Heater | Indirect Water Heater | 26 |  | Amtrol | Wh9zdw | No |  | Unknown | S20800D4000000042 | Yes | No | Unknown |  | Unknown | Btuh |  | Unknown | N/A | N/A |  | N/A | N/A | N/A | Main House | Yes | Yes | Plumbed drain | No |  | N/A | No | N/A |  | N/A |  | N/A | No | No | No | No | 1521 | 331.65 | Manufactured | 1 | 331.65 | Manufactured_Unknown | Manufactured_FALSE
Mechanical_00010232 | SITE_01683 | Storage Water Heater | Electric Resistance | 50 |  | AO Smith | Unknown | No |  | Unknown | Unknown | No | No | Electric |  | Unknown | kW |  | Unknown | N/A | N/A |  | N/A | N/A | N/A | Main House | Yes | No | N/A | No |  | N/A | No | N/A |  | N/A |  | N/A | No | No | Yes | No | 2191 | 1982.27 | Manufactured | 1 | 1982.27 | Manufactured_Electric | Manufactured_FALSE
Mechanical_00010233 | SITE_01751 | Storage Water Heater | Electric Resistance | 50 |  | AO Smith | Ecrt 52 200 | No | 2008 |  | 0807J010332 | No | No | Electric | 4.5 |  | kW | 0.93 |  | N/A | N/A |  | N/A | N/A | N/A | Main House | Yes | No | N/A | No |  | N/A | No | N/A |  | N/A |  | N/A | No | No | No | No | 2259 | 2002.39 | Multifamily Residence | 1 | 2002.39 | Multifamily Residence_Electric | Multifamily Residence_FALSE
Mechanical_00010234 | SITE_01173 | Storage Water Heater | Electric Resistance | 50 |  | AO Smith | Ecrt 52 200 | No | 2014 |  | 1415J014921 | No | No | Electric | 4.5 |  | kW | 0.93 |  | N/A | N/A |  | N/A | N/A | N/A | Main House | Yes | No | N/A | No |  | N/A | No | N/A |  | N/A |  | N/A | No | Yes | No | No | 1688 | 2383.66 | Multifamily Residence | 1 | 2383.66 | Multifamily Residence_Electric | Multifamily Residence_FALSE
Mechanical_00010235 | SITE_01684 | Storage Water Heater | Electric Resistance | 50 |  | AO Smith | ECT 52 200 | No | 2009 |  | 0912A024931 | No | No | Electric | 4.5 |  | kW | 0.91 |  | N/A | N/A |  | N/A | N/A | N/A | Main House | Yes | No | N/A | No |  | N/A | Yes | Polyethylene Foam | 12 |  | 0.5 |  | No | Yes | No | No | 2192 | 921.5 | Manufactured | 1 | 921.5 | Manufactured_Electric | Manufactured_FALSE
Mechanical_00010236 | SITE_01667 | Storage Water Heater | Electric Resistance | 50 |  | AO Smith | Ect 52 200 | No | 2009 |  | 0909A009464 | No | No | Electric | 3.5 |  | kW | 0.91 |  | N/A | N/A |  | N/A | N/A | N/A | Basement | Yes | No | N/A | No |  | N/A | No | N/A |  | N/A |  | N/A | No | Yes | No | No | 2175 | 257.4775 | Single Family | 1 | 257.4775 | Single Family_Electric | Single Family_FALSE
Mechanical_00010237 | SITE_01546 | Storage Water Heater | Electric Resistance | 50 |  | AO Smith | ECT 52 210 | No | 2011 |  | 1108J008703 | No | No | Electric | 4.5 |  | kW | 0.91 |  | N/A | N/A |  | N/A | N/A | N/A | Basement | Yes | No | N/A | No |  | N/A | Yes | Polyethylene Foam | 5 |  | 0.5 |  | Yes | Yes | Yes | No | 2055 | 653.4162 | Single Family | 1 | 653.4162 | Single Family_Electric | Single Family_FALSE
Mechanical_00010238 | SITE_01673 | Storage Water Heater | Electric Resistance | 50 |  | AO Smith | ECT 52 210 | No | 2014 |  | 1404J010563 | No | No | Electric | 4.5 |  | kW | 0.91 |  | N/A | N/A |  | N/A | N/A | N/A | Main House | Yes | No | N/A | No |  | N/A | No | N/A |  | N/A |  | N/A | No | No | No | Unknown | 2181 | 79.7168 | Single Family | 1 | 79.7168 | Single Family_Electric | Single Family_FALSE
Mechanical_00010239 | SITE_01589 | Storage Water Heater | Electric Resistance | 50 |  | AO Smith | ECT52210 | No | 2012 |  | 1202J009307 | No | No | Electric | 4.5 |  | kW | 0.91 |  | N/A | N/A |  | N/A | N/A | N/A | Garage | Yes | No | N/A | No |  | N/A | No | N/A |  | N/A |  | N/A | No | Yes | Yes | No | 2098 | 653.4162 | Single Family | 1 | 653.4162 | Single Family_Electric | Single Family_FALSE
Mechanical_00010240 | SITE_01583 | Storage Water Heater | Electric Resistance | 50 |  | AO Smith | EES 52 917 | No | 1998 |  | GK98-4489708-917 | No | No | Electric | 4.5 |  | kW |  | Unknown | N/A | N/A |  | N/A | N/A | N/A | Main House | Yes | No | N/A | No |  | N/A | No | N/A |  | N/A |  | N/A | No | No | Yes | No | 2092 | 653.4162 | Single Family | 1 | 653.4162 | Single Family_Electric | Single Family_FALSE
Mechanical_00010241 | SITE_01121 | Storage Water Heater | Electric Resistance | 50 |  | AO Smith | Ees 52 917 | No |  | Unknown | Unknown | No | No | Electric |  | Unknown | kW |  | Unknown | N/A | N/A |  | N/A | N/A | N/A | Unknown | Yes | No | N/A | No |  | N/A | Yes | Polyethylene Foam | 6 |  | 1.25 |  | Yes | No | No | No | 1636 | 2383.66 | Multifamily Residence | 1 | 2383.66 | Multifamily Residence_Electric | Multifamily Residence_FALSE
Mechanical_00010242 | SITE_01189 | Storage Water Heater | Electric Resistance | 50 |  | AO Smith | Ees52913 | No | 1995 |  | GA95-2185809-913 | No | No | Electric | 4.5 |  | kW |  | Unknown | N/A | N/A |  | N/A | N/A | N/A | Main House | Yes | No | N/A | No |  | N/A | No | N/A |  | N/A |  | N/A | No | No | Yes | No | 1704 | 2804.94 | Multifamily Residence | 1 | 2804.94 | Multifamily Residence_Electric | Multifamily Residence_FALSE
Mechanical_00010243 | SITE_00914 | Storage Water Heater | Electric Resistance | 50 |  | AO Smith | Elj 50 912 | No | 1986 |  | ME86-51776-Z99 | No | No | Electric | 4.5 |  | kW |  | Unknown | N/A | N/A |  | N/A | N/A | N/A | Main House | Yes | No | N/A | Yes | 1 |  | No | N/A |  | N/A |  | N/A | No | Yes | No | No | 1431 | 331.65 | Manufactured | 1 | 331.65 | Manufactured_Electric | Manufactured_FALSE
Mechanical_00010244 | SITE_01587 | Storage Water Heater | Electric Resistance | 40 |  | AO Smith | Elj40912 | No | 1986 |  | MC86-08796-912 | No | No | Electric | 4.5 |  | kW |  | Unknown | N/A | N/A |  | N/A | N/A | N/A | Main House | No | No | N/A | No |  | N/A | No | N/A |  | N/A |  | N/A | N/A | No | No | No | 2096 | 2002.39 | Multifamily Residence | 1 | 2002.39 | Multifamily Residence_Electric | Multifamily Residence_FALSE
Mechanical_00010245 | SITE_01593 | Storage Water Heater | Electric Resistance | 50 |  | AO Smith | Ens 50 100 | No | 2015 |  | 1548J013219 | No | No | Electric | 4.5 |  | kW |  | Unknown | N/A | N/A |  | N/A | N/A | N/A | Basement | Yes | No | N/A | No |  | N/A | No | N/A |  | N/A |  | N/A | No | No | No | No | 2102 | 653.4162 | Single Family | 1 | 653.4162 | Single Family_Electric | Single Family_FALSE
Mechanical_00010246 | SITE_00811 | Storage Water Heater | Electric Resistance | 30 |  | AO Smith | Ent 30 100 | No | 2016 |  | 1617J013088 | No | No | Electric | 4.5 |  | kW | 0.95 |  | N/A | N/A |  | N/A | N/A | N/A | Main House | Yes | No | N/A | No |  | N/A | No | N/A |  | N/A |  | N/A | No | Yes | No | No | 1330 | 2000.27 | Multifamily Residence | 1 | 2000.27 | Multifamily Residence_Electric | Multifamily Residence_FALSE
Mechanical_00010247 | SITE_01576 | Storage Water Heater | Electric Resistance | 50 |  | AO Smith | Ent 50 100 | No | 2016 |  | 1610J010611 | No | No | Electric | 4.5 |  | kW | 0.95 |  | N/A | N/A |  | N/A | N/A | N/A | Basement | Yes | Unknown | N/A | No |  | N/A | No | N/A |  | N/A |  | N/A | No | No | No | No | 2085 | 2471.1038 | Single Family | 1 | 2471.1038 | Single Family_Electric | Single Family_FALSE
Mechanical_00015577 | SITE_00592 | Storage Water Heater | Unknown |  | Unknown | Unknown | Unknown | Unknown |  | Unknown | Unknown | Unknown | Unknown | Unknown |  | Unknown | N/A |  | Unknown | N/A | N/A |  | N/A | N/A | N/A | Main House | Yes | Unknown | N/A | Unknown |  | N/A | Unknown | N/A |  | N/A |  | N/A | Unknown | Unknown | Unknown | Unknown | 1111 | 1142.3864 | Single Family | 1 | 1142.3864 | Single Family_Unknown | Single Family_FALSE
Mechanical_00011437 | SITE_01330 | Storage Water Heater | Electric Heat Pump (Packaged) | 50 |  | General Electric | GEH50DFEJSRA | Yes | 2015 |  | N/A | No | No | Electric | 4.5 |  | kW | 3.25 |  | No | Unknown |  | Unknown | Unknown | N/A | Garage | Yes | No | N/A | No |  | N/A | Yes | Polyethylene Foam | 4 |  | 1 |  | Yes | Yes | Yes | No | 1845 | 13333.6667 | Single Family | 1 | 13333.6667 | Single Family_Electric | Single Family_TRUE
Mechanical_00011438 | SITE_01860 | Storage Water Heater | Electric Resistance | 40 |  | Rheem | XE40M06ST45U1 | Yes | 2017 |  | N/A | No | No | Electric | 4.5 |  | kW | 0.92 |  | N/A | N/A |  | N/A | N/A | N/A | Main House | Yes | No | N/A | No |  | N/A | No | N/A |  | N/A |  | N/A | No | No | Yes | No | 2368 | 1745.15 | Manufactured | 1 | 1745.15 | Manufactured_Electric | Manufactured_FALSE
Mechanical_00011439 | SITE_01859 | Storage Water Heater | Electric Resistance | 50 |  | General Electric | PE50T09AAH | Yes | 2013 |  | N/A | No | No | Electric | 4.5 |  | kW | 0.91 |  | N/A | N/A |  | N/A | N/A | N/A | Main House | Yes | No | N/A | No |  | N/A | No | N/A |  | N/A |  | N/A | No | No | No | No | 2367 | 1745.15 | Manufactured | 1 | 1745.15 | Manufactured_Electric | Manufactured_FALSE
Mechanical_00011440 | SITE_01304 | Storage Water Heater | Electric Resistance | 55 |  | Kenmore | 153.3266 | No | 2010 |  | 1002A020210 | No | No | Electric | 5.5 |  | kW |  | Unknown | N/A | N/A |  | N/A | N/A | N/A | Garage | Yes | No | N/A | No |  | N/A | No | N/A |  | N/A |  | N/A | Yes | Yes | Yes | No | 1819 | 2267.7917 | Single Family | 1 | 2267.7917 | Single Family_Electric | Single Family_FALSE
Mechanical_00011441 | SITE_01306 | Storage Water Heater | Electric Resistance | 80 |  | Bradford White | M2he80r10ds3 | No | 2004 |  | AB4253909 | No | No | Electric | 4.5 |  | kW | 0.91 |  | N/A | N/A |  | N/A | N/A | N/A | Main House | Yes | No | N/A | No |  | N/A | No | N/A |  | N/A |  | N/A | N/A | No | No | No | 1821 | 2267.7917 | Single Family | 1 | 2267.7917 | Single Family_Electric | Single Family_FALSE
Mechanical_00011442 | SITE_01311 | Storage Water Heater | Electric Resistance | 40 |  | Rheem | Mr40245 | No | 2002 |  | 0702 W 37014 | No | No | Electric | 4.5 |  | kW | 0.94 |  | N/A | N/A |  | N/A | N/A | N/A | Basement | Yes | Yes | Floor drain | No |  | N/A | No | N/A |  | N/A |  | N/A | No | Yes | Yes | No | 1826 | 2267.7917 | Single Family | 2 | 1133.8958 | Single Family_Electric | Single Family_FALSE
Mechanical_00011443 | SITE_01311 | Storage Water Heater | Electric Resistance | 75 |  | Rheem | Mr75245 b | No | 2001 |  | 0701 W 35987 | No | No | Electric | 4.5 |  | kW | 0.92 |  | N/A | N/A |  | N/A | N/A | N/A | Basement | Yes | Yes | Floor drain | No |  | N/A | No | N/A |  | N/A |  | N/A | No | Yes | Yes | No | 1826 | 2267.7917 | Single Family | 2 | 1133.8958 | Single Family_Electric | Single Family_FALSE
Mechanical_00011444 | SITE_01265 | Storage Water Heater | Electric Resistance | 50 |  | Bradford White | Mii50s6ds21 | No | 2003 |  | ZE3149166 | No | No | Electric | 4.5 |  | kW | 0.91 |  | N/A | N/A |  | N/A | N/A | N/A | Main House | Yes | No | N/A | No |  | N/A | No | N/A |  | N/A |  | N/A | No | No | No | No | 1780 | 751.56 | Multifamily Residence | 1 | 751.56 | Multifamily Residence_Electric | Multifamily Residence_FALSE
Mechanical_00011445 | SITE_01862 | Storage Water Heater | Electric Resistance | 50 |  | Richmond | 8mv50-2 b | No | 1998 |  | Rm0198157836 | No | No | Electric | 4.5 |  | kW |  | Unknown | N/A | N/A |  | N/A | N/A | N/A | Exterior | Yes | No | N/A | Yes | 1.5 |  | No | N/A |  | N/A |  | N/A | N/A | No | No | No | 2370 | 1745.15 | Manufactured | 1 | 1745.15 | Manufactured_Electric | Manufactured_FALSE
Mechanical_00011446 | SITE_01865 | Storage Water Heater | Electric Resistance | 40 |  | Whirlpool | E2f40rd045v | No | 2006 |  | 604107164 | No | No | Electric | 4.5 |  | kW | 0.92 |  | N/A | N/A |  | N/A | N/A | N/A | Main House | No | No | N/A | No |  | N/A | No | N/A |  | N/A |  | N/A | N/A | No | No | No | 2373 | 1745.15 | Manufactured | 1 | 1745.15 | Manufactured_Electric | Manufactured_FALSE
Mechanical_00011447 | SITE_01312 | Storage Water Heater | Electric Resistance | 40 |  | General Electric | Ge40s6a | No | 2001 |  | GE 0201276000 | No | No | Electric | 4.5 |  | kW | 0.88 |  | N/A | N/A |  | N/A | N/A | N/A | Main House | Yes | No | N/A | No |  | N/A | No | N/A |  | N/A |  | N/A | Yes | No | No | No | 1827 | 2267.7917 | Single Family | 1 | 2267.7917 | Single Family_Electric | Single Family_FALSE
Mechanical_00011448 | SITE_01279 | Storage Water Heater | Electric Resistance | 50 |  | US Craftmaster | E1f50rd045v | No | 2009 |  | 0935T410025 | No | No | Electric | 4.5 |  | kW | 0.9 |  | N/A | N/A |  | N/A | N/A | N/A | Main House | Yes | No | N/A | No |  | N/A | No | N/A |  | N/A |  | N/A | N/A | No | No | No | 1794 | 751.56 | Multifamily Residence | 1 | 751.56 | Multifamily Residence_Electric | Multifamily Residence_FALSE
Mechanical_00011449 | SITE_01262 | Storage Water Heater | Electric Resistance | 50 |  | AO Smith | Ecl 50 200 | No | 2013 |  | 1310J003012 | No | No | Electric | 4.5 |  | kW | 0.91 |  | N/A | N/A |  | N/A | N/A | N/A | Main House | Yes | No | N/A | No |  | N/A | No | N/A |  | N/A |  | N/A | N/A | No | No | No | 1777 | 751.56 | Multifamily Residence | 1 | 751.56 | Multifamily Residence_Electric | Multifamily Residence_FALSE
Mechanical_00011450 | SITE_01241 | Storage Water Heater | Electric Resistance | 50 |  | Rheem | PROE50 T2 RH95 | Yes | 2017 |  | N/A | No | No | Electric | 4.5 |  | kW | 0.95 |  | N/A | N/A |  | N/A | N/A | N/A | Main House | Yes | No | N/A | No |  | N/A | No | N/A |  | N/A |  | N/A | No | No | No | No | 1756 | 751.56 | Multifamily Residence | 1 | 751.56 | Multifamily Residence_Electric | Multifamily Residence_FALSE
Mechanical_00011451 | SITE_01337 | Instantaneous Water Heater | Fossil Fuel Condensing | 0 |  | Navien | NCB-180 | No |  | Unknown | Unknown | Yes | No | Natural Gas | 150000 |  | Btuh | 0.95 |  | N/A | N/A |  | N/A | N/A | N/A | Main House | Yes | No | N/A | No |  | N/A | No | N/A |  | N/A |  | N/A | No | No | Yes | No | 1852 | 2474.375 | Single Family | 1 | 2474.375 | Single Family_Natural Gas | Single Family_FALSE
Mechanical_00011452 | SITE_01360 | Storage Water Heater | Fossil Fuel Non-Condensing | 40 |  | Ruud | P2-40F1 | Yes | 2008 |  | N/A | No | No | Natural Gas | 38000 |  | Btuh |  | Unknown | N/A | N/A |  | N/A | N/A | N/A | Garage | Yes | No | N/A | No |  | N/A | Yes | Polyethylene Foam | 3 |  | 1 |  | Yes | Yes | Yes | No | 1875 | 2267.7917 | Single Family | 1 | 2267.7917 | Single Family_Natural Gas | Single Family_FALSE
Mechanical_00011453 | SITE_01287 | Storage Water Heater | Electric Resistance | 52 |  | Reliance | 55220RS4 | No | 1988 |  | L88195179 | No | No | Electric | 4.5 |  | kW |  | Unknown | N/A | N/A |  | N/A | N/A | N/A | Unknown | Unknown | Unknown | N/A | Unknown |  | N/A | Unknown | N/A |  | N/A |  | N/A | Unknown | Unknown | Unknown | Unknown | 1802 | 751.56 | Multifamily Residence | 1 | 751.56 | Multifamily Residence_Electric | Multifamily Residence_FALSE
Mechanical_00011454 | SITE_01256 | Storage Water Heater | Electric Resistance | 50 |  | Unknown | Unknown | No |  | Unknown | Unknown | No | No | Electric |  | Unknown | kW |  | Unknown | N/A | N/A |  | N/A | N/A | N/A | Basement | Yes | No | N/A | No |  | N/A | No | N/A |  | N/A |  | N/A | No | No | No | No | 1771 | 751.56 | Multifamily Residence | 1 | 751.56 | Multifamily Residence_Electric | Multifamily Residence_FALSE
Mechanical_00011455 | SITE_00607 | Storage Water Heater | Electric Resistance | 50 |  | Whirlpool | EE3J50RD045V | No | 2010 |  | 1043T430558 | No | No | Electric | 4.5 |  | kW | 0.93 |  | N/A | N/A |  | N/A | N/A | N/A | Main House | No | No | N/A | No |  | N/A | No | N/A |  | N/A |  | N/A | No | No | No | No | 1126 | 1142.3864 | Single Family | 1 | 1142.3864 | Single Family_Electric | Single Family_FALSE
Mechanical_00011456 | SITE_00515 | Storage Water Heater | Electric Resistance | 40 |  | Unknown | Unknown | No |  | Unknown | Unknown | No | No | Electric | 4.5 |  | kW |  | Unknown | N/A | N/A |  | N/A | N/A | N/A | Main House | Yes | No | N/A | Unknown |  | N/A | Unknown | N/A |  | N/A |  | N/A | No | No | Yes | No | 1035 | 1135.4 | Manufactured | 1 | 1135.4 | Manufactured_Electric | Manufactured_FALSE
Mechanical_00011457 | SITE_00605 | Storage Water Heater | Electric Resistance | 55 |  | Kenmore | 153.3215 | No | 2005 |  | J05A018127 | No | No | Electric | 3.8 |  | kW |  | Unknown | N/A | N/A |  | N/A | N/A | N/A | Main House | Yes | Yes | Plumbed drain | No |  | N/A | No | N/A |  | N/A |  | N/A | No | No | Yes | No | 1124 | 1142.3864 | Single Family | 1 | 1142.3864 | Single Family_Electric | Single Family_FALSE
Mechanical_00011458 | SITE_00528 | Storage Water Heater | Fossil Fuel Non-Condensing | 50 |  | Whirlpool | 50T6-40NG 400 | No | 2016 |  | 1632103309958 | No | No | Natural Gas | 40000 |  | Btuh | 0.61 |  | N/A | N/A |  | N/A | N/A | N/A | Garage | Yes | No | N/A | No |  | N/A | No | N/A |  | N/A |  | N/A | Yes | Yes | Yes | No | 1048 | 1142.3864 | Single Family | 1 | 1142.3864 | Single Family_Natural Gas | Single Family_FALSE
Mechanical_00011459 | BLDG_00336 | Storage Water Heater | Electric Resistance | 50 |  | Rheem | RHEPRo52-2-A | Yes | 2010 |  | N/A | No | No | Electric | 4.5 |  | kW | 0.95 |  | N/A | N/A |  | N/A | N/A | N/A | Main House | N/A | Yes | Plumbed drain | No |  | N/A | No | N/A |  | N/A |  | N/A | N/A | N/A | N/A | No | 325 | 94.6 | Multifamily Building | 1 | 94.6 | Multifamily Building_Electric | Multifamily Building_FALSE
Mechanical_00011460 | SITE_01317 | Instantaneous Water Heater | Electric Resistance | 0 |  | EcoSmart | ECO 27 | No |  | Unknown | 27-1004-0517 | No | No | Electric | 27 |  | kW |  | Unknown | N/A | N/A |  | N/A | N/A | N/A | Main House | Yes | Yes | Floor drain | No |  | N/A | No | N/A |  | N/A |  | N/A | Yes | No | Yes | Unknown | 1832 | 2267.7917 | Single Family | 2 | 1133.8958 | Single Family_Electric | Single Family_FALSE
Mechanical_00011461 | SITE_01317 | Storage Water Heater | Electric Resistance | 75 |  | Marathon | MR75245 A | No | 1999 |  | 0799 W 73504 | No | No | Electric | 4.5 |  | kW | 0.92 |  | N/A | N/A |  | N/A | N/A | N/A | Main House | No | Yes | Floor drain | No |  | N/A | No | N/A |  | N/A |  | N/A | Yes | No | Yes | No | 1832 | 2267.7917 | Single Family | 2 | 1133.8958 | Single Family_Electric | Single Family_FALSE
Mechanical_00011462 | SITE_01308 | Storage Water Heater | Electric Heat Pump (Packaged) | 50 |  | Ruud | JPYA-A050J11 | Yes | 2009 |  | N/A | No | No | Electric | 2 |  | kW |  | Unknown | No | Unknown |  | Unknown | Unknown | N/A | Crawlspace | Yes | No | N/A | No |  | N/A | No | N/A |  | N/A |  | N/A | Yes | Yes | No | No | 1823 | 2267.7917 | Single Family | 1 | 2267.7917 | Single Family_Electric | Single Family_TRUE
Mechanical_00011463 | SITE_01309 | Storage Water Heater | Fossil Fuel Non-Condensing | 40 |  | Bradford White | MI403S6EN12 | No | 2003 |  | ZF3389876 | No | No | Natural Gas | 40000 |  | Btuh |  | Unknown | N/A | N/A |  | N/A | N/A | N/A | Garage | Yes | Unknown | N/A | No |  | N/A | No | N/A |  | N/A |  | N/A | Yes | Yes | Yes | No | 1824 | 2267.7917 | Single Family | 1 | 2267.7917 | Single Family_Natural Gas | Single Family_FALSE
Mechanical_00011464 | SITE_01328 | Storage Water Heater | Electric Resistance | 50 |  | Bradford White | M250T6DS-1NCWW | No | 2011 |  | HD14805776 | No | No | Electric | 4.5 |  | kW | 0.9 |  | N/A | N/A |  | N/A | N/A | N/A | Main House | Yes | Yes | Plumbed drain | No |  | N/A | No | N/A |  | N/A |  | N/A | No | No | No | No | 1843 | 2267.7917 | Single Family | 1 | 2267.7917 | Single Family_Electric | Single Family_FALSE
Mechanical_00011465 | SITE_01298 | Storage Water Heater | Electric Resistance | 50 |  | AO Smith | EEH 52 916 | No | 1995 |  | GM95-2610760-S19 | No | No | Electric | 4.5 |  | kW | 0.94 |  | N/A | N/A |  | N/A | N/A | N/A | Garage | Yes | Yes | Plumbed drain | No |  | N/A | No | N/A |  | N/A |  | N/A | Yes | Yes | Yes | No | 1813 | 2267.7917 | Single Family | 1 | 2267.7917 | Single Family_Electric | Single Family_FALSE
Mechanical_00009785 | SITE_00246 | Storage Water Heater | Electric Resistance | 50 |  | Rheem | 71-52d | No | 1994 |  | 794307243 | No | No | Electric | 4.5 |  | kW | 0.91 |  | N/A | N/A |  | N/A | N/A | N/A | Main House | Yes | No | N/A | No |  | N/A | No | N/A |  | N/A |  | N/A | No | No | No | No | 766 | 626.07 | Manufactured | 1 | 626.07 | Manufactured_Electric | Manufactured_FALSE
Mechanical_00009786 | SITE_00247 | Storage Water Heater | Unknown |  | Unknown | Unknown | Unknown | No |  | Unknown | Unknown | Unknown | Unknown | Unknown |  | Unknown | Btuh |  | Unknown | N/A | N/A |  | N/A | N/A | N/A | Unknown | Unknown | Unknown | N/A | Unknown |  | N/A | Unknown | N/A |  | N/A |  | N/A | Unknown | Unknown | Unknown | Unknown | 767 | 626.07 | Manufactured | 1 | 626.07 | Manufactured_Unknown | Manufactured_FALSE
Mechanical_00009787 | SITE_00248 | Storage Water Heater | Electric Resistance | 50 |  | Intertherm | In152dhmte3 | No |  | Unknown | K04A06538 | No | No | Electric | 3.8 |  | kW |  | Unknown | N/A | N/A |  | N/A | N/A | N/A | Main House | Yes | No | N/A | No |  | N/A | No | N/A |  | N/A |  | N/A | No | Yes | No | No | 768 | 626.07 | Manufactured | 1 | 626.07 | Manufactured_Electric | Manufactured_FALSE
Mechanical_00009788 | SITE_00249 | Storage Water Heater | Electric Resistance | 50 |  | Rheem | 1207r06388 | Yes | 2007 |  | N/A | No | No | Electric | 4.5 |  | kW |  | Unknown | N/A | N/A |  | N/A | N/A | N/A | Main House | Yes | No | N/A | No |  | N/A | No | N/A |  | N/A |  | N/A | No | No | No | No | 769 | 626.07 | Manufactured | 1 | 626.07 | Manufactured_Electric | Manufactured_FALSE
Mechanical_00009789 | SITE_00250 | Storage Water Heater | Electric Resistance |  | Unknown | US Craftmaster | Unknown | No |  | Unknown | Unknown | No | No | Electric |  | Unknown | kW |  | Unknown | N/A | N/A |  | N/A | N/A | N/A | Main House | Yes | Unknown | N/A | No |  | N/A | No | N/A |  | N/A |  | N/A | No | Yes | Unknown | Unknown | 770 | 1097.77 | Manufactured | 1 | 1097.77 | Manufactured_Electric | Manufactured_FALSE
Mechanical_00009790 | SITE_00251 | Storage Water Heater | Electric Resistance | 50 |  | Bradford White | MI50T6DS13 | No | 2003 |  | ZK3775098 | No | No | Electric | 4.5 |  | kW | 0.91 |  | N/A | N/A |  | N/A | N/A | N/A | Unknown | Yes | No | N/A | No |  | N/A | No | N/A |  | N/A |  | N/A | No | No | No | No | 771 | 626.07 | Manufactured | 1 | 626.07 | Manufactured_Electric | Manufactured_FALSE
Mechanical_00009791 | SITE_00252 | Storage Water Heater | Electric Resistance | 40 |  | Reliance | 940dkrt | No | 2010 |  | 1020J004148 | No | No | Electric | 4.5 |  | kW | 0.93 |  | N/A | N/A |  | N/A | N/A | N/A | Main House | Yes | No | N/A | No |  | N/A | No | N/A |  | N/A |  | N/A | No | No | No | No | 772 | 626.07 | Manufactured | 1 | 626.07 | Manufactured_Electric | Manufactured_FALSE
Mechanical_00009792 | SITE_00253 | Storage Water Heater | Electric Resistance | 50 |  | Whirlpool | E1f50rd045v | No | 2002 |  | 226103702 | No | No | Electric | 4.5 |  | kW | 0.9 |  | N/A | N/A |  | N/A | N/A | N/A | Main House | Yes | No | N/A | No |  | N/A | No | N/A |  | N/A |  | N/A | No | No | Yes | No | 773 | 626.07 | Manufactured | 1 | 626.07 | Manufactured_Electric | Manufactured_FALSE
Mechanical_00009793 | SITE_00254 | Storage Water Heater | Unknown | 2.5 |  | Reliance | Unknown | No |  | Unknown | Unknown | No | No | Unknown |  | Unknown | Btuh |  | Unknown | N/A | N/A |  | N/A | N/A | N/A | Main House | No | No | N/A | No |  | N/A | No | N/A |  | N/A |  | N/A | No | Yes | No | No | 774 | 626.07 | Manufactured | 2 | 313.035 | Manufactured_Unknown | Manufactured_FALSE
Mechanical_00009794 | SITE_00254 | Instantaneous Water Heater | Unknown | 0 |  | Atmor | Unknown | No |  | Unknown | Unknown | No | No | Unknown |  | Unknown | Btuh |  | Unknown | N/A | N/A |  | N/A | N/A | N/A | Exterior | No | No | N/A | No |  | N/A | Yes | Polyethylene Foam | 4.5 |  | 1 |  | No | Yes | No | No | 774 | 626.07 | Manufactured | 2 | 313.035 | Manufactured_Unknown | Manufactured_FALSE
Mechanical_00009795 | SITE_00255 | Storage Water Heater | Electric Resistance | 20 |  | Unknown | Unknown | No |  | Unknown | Unknown | No | No | Electric |  | Unknown | kW |  | Unknown | N/A | N/A |  | N/A | N/A | N/A | Main House | No | No | N/A | No |  | N/A | No | N/A |  | N/A |  | N/A | No | No | No | No | 775 | 626.07 | Manufactured | 1 | 626.07 | Manufactured_Electric | Manufactured_FALSE
Mechanical_00009796 | SITE_00256 | Storage Water Heater | Fossil Fuel Condensing | 40 |  | General Electric | Gg40t06avg01 | Yes | 2007 |  | N/A | No | No | Natural Gas | 36000 |  | Btuh | 0.59 |  | N/A | N/A |  | N/A | N/A | N/A | Exterior | Yes | No | N/A | No |  | N/A | No | N/A |  | N/A |  | N/A | No | No | No | No | 776 | 626.07 | Manufactured | 1 | 626.07 | Manufactured_Natural Gas | Manufactured_FALSE
Mechanical_00009797 | SITE_00257 | Storage Water Heater | Fossil Fuel Non-Condensing | 40 |  | Rheem | 21vr40t | Yes | 2005 |  | N/A | No | No | Natural Gas | 34000 |  | Btuh | 0.59 |  | N/A | N/A |  | N/A | N/A | N/A | Main House | Yes | No | N/A | No |  | N/A | No | N/A |  | N/A |  | N/A | No | No | No | No | 777 | 626.07 | Manufactured | 1 | 626.07 | Manufactured_Natural Gas | Manufactured_FALSE
Mechanical_00009798 | SITE_00258 | Storage Water Heater | Electric Resistance | 50 |  | General Electric | Ge50m06aag | Yes | 2005 |  | N/A | No | No | Electric | 4.5 |  | kW | 0.9 |  | N/A | N/A |  | N/A | N/A | N/A | Main House | Yes | No | N/A | Yes | 2 |  | No | N/A |  | N/A |  | N/A | No | No | Yes | No | 778 | 626.07 | Manufactured | 1 | 626.07 | Manufactured_Electric | Manufactured_FALSE
Mechanical_00009799 | SITE_00259 | Storage Water Heater | Electric Resistance | 40 |  | Whirlpool | E2h40rd045v | No | 2009 |  | 0953T404603 | No | No | Electric | 4.5 |  | kW | 0.92 |  | N/A | N/A |  | N/A | N/A | N/A | Main House | Yes | Yes | Unknown | Yes | 3 |  | Yes | Armaflex | 2 |  | 1.5 |  | No | No | No | No | 779 | 626.07 | Manufactured | 1 | 626.07 | Manufactured_Electric | Manufactured_FALSE
Mechanical_00009800 | SITE_00260 | Storage Water Heater | Electric Resistance | 40 |  | Rheem | Xe40m06st40ufo | Yes | 2015 |  | N/A | No | No | Electric | 4.5 |  | kW | 0.92 |  | N/A | N/A |  | N/A | N/A | N/A | Garage | No | No | N/A | No |  | N/A | No | N/A |  | N/A |  | N/A | Yes | No | Yes | No | 780 | 1097.77 | Manufactured | 2 | 548.885 | Manufactured_Electric | Manufactured_FALSE
Mechanical_00009801 | SITE_00260 | Storage Water Heater | Electric Resistance | 50 |  | AO Smith | Ect 52 200 | No | 2000 |  | J05J009339 | No | No | Electric | 4.5 |  | kW | 0.91 |  | N/A | N/A |  | N/A | N/A | N/A | Main House | Yes | No | N/A | No |  | N/A | No | N/A |  | N/A |  | N/A | No | No | Yes | No | 780 | 1097.77 | Manufactured | 2 | 548.885 | Manufactured_Electric | Manufactured_FALSE
Mechanical_00009802 | SITE_00261 | Storage Water Heater | Electric Resistance | 50 |  | State | P65220rt2 | No | 2001 |  | F01337766 | No | No | Electric | 4.5 |  | kW |  | Unknown | N/A | N/A |  | N/A | N/A | N/A | Main House | Yes | No | N/A | No |  | N/A | No | N/A |  | N/A |  | N/A | No | Yes | No | No | 781 | 1097.77 | Manufactured | 1 | 1097.77 | Manufactured_Electric | Manufactured_FALSE
Mechanical_00009803 | SITE_00262 | Storage Water Heater | Fossil Fuel Non-Condensing | 30 |  | Rheem | 21130dv | No | 1999 |  | RHNG1099501359 | No | No | Natural Gas | 30000 |  | Btuh | 0.61 |  | N/A | N/A |  | N/A | N/A | N/A | Main House | Yes | No | N/A | No |  | N/A | No | N/A |  | N/A |  | N/A | No | No | Yes | No | 782 | 626.07 | Manufactured | 1 | 626.07 | Manufactured_Natural Gas | Manufactured_FALSE
Mechanical_00009804 | SITE_00263 | Storage Water Heater | Electric Resistance | 50 |  | Rheem | 82v52-2 | No | 2012 |  | RH M301206147 | No | No | Electric | 4.5 |  | kW | 0.91 |  | N/A | N/A |  | N/A | N/A | N/A | Basement | Yes | Yes | Plumbed drain | No |  | N/A | No | N/A |  | N/A |  | N/A | No | Yes | Yes | No | 783 | 5927.3 | Single Family | 1 | 5927.3 | Single Family_Electric | Single Family_FALSE
Mechanical_00009805 | SITE_00264 | Storage Water Heater | Electric Resistance | 50 |  | Whirlpool | Ee2h50rd045v | No | 2009 |  | 0950T49676 | No | No | Electric | 4.5 |  | kW | 0.91 |  | N/A | N/A |  | N/A | N/A | N/A | Main House | Yes | No | N/A | No |  | N/A | No | N/A |  | N/A |  | N/A | No | Yes | No | No | 784 | 626.07 | Manufactured | 1 | 626.07 | Manufactured_Electric | Manufactured_FALSE
Mechanical_00009806 | SITE_00265 | Storage Water Heater | Electric Resistance | 50 |  | Whirlpool | E1f50rd045v | No | 2008 |  | 0834T406994 | Yes | No | Electric | 4.5 |  | kW | 0.9 |  | N/A | N/A |  | N/A | N/A | N/A | Main House | Yes | No | N/A | No |  | N/A | No | N/A |  | N/A |  | N/A | No | Yes | No | No | 785 | 1097.77 | Manufactured | 1 | 1097.77 | Manufactured_Electric | Manufactured_FALSE
Mechanical_00009807 | SITE_00266 | Storage Water Heater | Electric Resistance | 50 |  | AO Smith | Ect 52 210 | No | 2014 |  | 1416 J002566 | No | No | Electric | 4.5 |  | kW | 0.91 |  | N/A | N/A |  | N/A | N/A | N/A | Main House | Yes | No | N/A | No |  | N/A | No | N/A |  | N/A |  | N/A | No | No | Yes | No | 786 | 626.07 | Manufactured | 1 | 626.07 | Manufactured_Electric | Manufactured_FALSE
Mechanical_00009808 | SITE_00267 | Instantaneous Water Heater | Fossil Fuel Non-Condensing |  | Unknown | Rinnai | V65i | No | 2014 |  | GM. CA-130711 | No | No | Natural Gas | 10300 |  | Btuh | 0.82 |  | N/A | N/A |  | N/A | N/A | N/A | Main House | Yes | No | N/A | No |  | N/A | No | N/A |  | N/A |  | N/A | No | Yes | No | No | 787 | 626.07 | Manufactured | 1 | 626.07 | Manufactured_Natural Gas | Manufactured_FALSE
Mechanical_00009809 | SITE_00268 | Storage Water Heater | Electric Resistance | 50 |  | Rheem | 82v52-2 | Yes | 2013 |  | N/A | No | No | Electric | 4.5 |  | kW | 0.91 |  | N/A | N/A |  | N/A | N/A | N/A | Unknown | Yes | Unknown | N/A | Yes | 3 |  | Yes | Fiberglass | 10 |  | 0.5 |  | No | No | Yes | No | 788 | 626.07 | Manufactured | 1 | 626.07 | Manufactured_Electric | Manufactured_FALSE
Mechanical_00009810 | SITE_00269 | Storage Water Heater | Unknown |  | Unknown | Unknown | Unknown | No |  | Unknown | Unknown | No | No | Natural Gas |  | Unknown | Btuh |  | Unknown | N/A | N/A |  | N/A | N/A | N/A | Main House | Yes | Unknown | N/A | Unknown |  | N/A | Unknown | N/A |  | N/A |  | N/A | No | No | No | No | 789 | 626.07 | Manufactured | 1 | 626.07 | Manufactured_Natural Gas | Manufactured_FALSE
Mechanical_00009811 | SITE_00270 | Storage Water Heater | Electric Resistance | 50 |  | AO Smith | Unknown | No | 2000 |  | 0091-8836127-P72 | No | No | Electric | 4.5 |  | kW |  | Unknown | N/A | N/A |  | N/A | N/A | N/A | Main House | Yes | No | N/A | No |  | N/A | No | N/A |  | N/A |  | N/A | No | No | Yes | No | 790 | 1097.77 | Manufactured | 1 | 1097.77 | Manufactured_Electric | Manufactured_FALSE
Mechanical_00009812 | SITE_00271 | Storage Water Heater | Fossil Fuel Non-Condensing | 40 |  | US Craftmaster | Mfg1f4040t3pv 7k | No | 2009 |  | 0902T407400 | No | No | Propane | 36000 |  | Btuh | 0.59 |  | N/A | N/A |  | N/A | N/A | N/A | Main House | Unknown | No | N/A | No |  | N/A | No | N/A |  | N/A |  | N/A | No | No | No | No | 791 | 1097.77 | Manufactured | 2 | 548.885 | Manufactured_Propane | Manufactured_FALSE
Mechanical_00009813 | SITE_00271 | Storage Water Heater | Fossil Fuel Non-Condensing | 50 |  | General Electric | Gp50t06avf00 | Yes | 2003 |  | N/A | No | No | Propane | 36000 |  | Btuh | 0.58 |  | N/A | N/A |  | N/A | N/A | N/A | Main House | No | No | N/A | Yes | 1 |  | Yes | Armaflex | 4 |  | 0.5 |  | No | No | No | No | 791 | 1097.77 | Manufactured | 2 | 548.885 | Manufactured_Propane | Manufactured_FALSE
Mechanical_00010858 | SITE_01836 | Storage Water Heater | Electric Resistance | 50 |  | Unknown | Unknown | No |  | Unknown | Unknown | No | No | Electric | 4.5 |  | kW |  | Unknown | N/A | N/A |  | N/A | N/A | N/A | Unknown | No | No | N/A | Unknown |  | N/A | Unknown | N/A |  | N/A |  | N/A | N/A | No | No | No | 2344 | 894.83 | Manufactured | 1 | 894.83 | Manufactured_Electric | Manufactured_FALSE
Mechanical_00010859 | SITE_01837 | Storage Water Heater | Electric Resistance | 40 |  | Reliance | 640d0rs | No | 2011 |  | 1111J003625 | No | No | Electric | 4.5 |  | kW | 0.92 |  | N/A | N/A |  | N/A | N/A | N/A | Main House | Yes | Yes | Plumbed drain | No |  | N/A | No | N/A |  | N/A |  | N/A | No | Yes | No | No | 2345 | 1745.15 | Manufactured | 1 | 1745.15 | Manufactured_Electric | Manufactured_FALSE
Mechanical_00010860 | SITE_01839 | Storage Water Heater | Electric Resistance | 50 |  | Ruud | Per52-2 | No | 1994 |  | 0294B45034 | No | No | Electric | 4.5 |  | kW |  | Unknown | N/A | N/A |  | N/A | N/A | N/A | Unknown | Yes | No | N/A | No |  | N/A | No | N/A |  | N/A |  | N/A | Yes | No | No | No | 2347 | 1745.15 | Manufactured | 1 | 1745.15 | Manufactured_Electric | Manufactured_FALSE
Mechanical_00010861 | SITE_01840 | Storage Water Heater | Unknown |  | Unknown | Unknown | Unknown | No |  | Unknown | Unknown | Unknown | Unknown | Unknown |  | Unknown | Btuh |  | Unknown | N/A | N/A |  | N/A | N/A | N/A | Main House | Yes | No | N/A | Unknown |  | N/A | Unknown | N/A |  | N/A |  | N/A | N/A | No | No | Unknown | 2348 | 894.83 | Manufactured | 1 | 894.83 | Manufactured_Unknown | Manufactured_FALSE
Mechanical_00010862 | SITE_01842 | Storage Water Heater | Fossil Fuel Non-Condensing | 40 |  | Rheem | 21I40DV | Yes | 2003 |  | N/A | No | No | Natural Gas | 30000 |  | Btuh |  | Unknown | N/A | N/A |  | N/A | N/A | N/A | Main House | Yes | No | N/A | No |  | N/A | No | N/A |  | N/A |  | N/A | Yes | No | Yes | No | 2350 | 1745.15 | Manufactured | 1 | 1745.15 | Manufactured_Natural Gas | Manufactured_FALSE
Mechanical_00010863 | SITE_01843 | Storage Water Heater | Electric Resistance | 40 |  | Rheem | 82-40-2 | Yes | 2014 |  | N/A | No | No | Electric | 4.2 |  | kW |  | Unknown | N/A | N/A |  | N/A | N/A | N/A | Main House | Yes | Unknown | N/A | No |  | N/A | Yes | Polyethylene Foam | 4 |  | 1 |  | No | No | No | No | 2351 | 1745.15 | Manufactured | 1 | 1745.15 | Manufactured_Electric | Manufactured_FALSE
Mechanical_00010864 | SITE_01845 | Storage Water Heater | Electric Resistance | 50 |  | AO Smith | Ees 52 917 | No | 2001 |  | GAO1-6210886-917 | No | No | Electric | 4.5 |  | kW | 0.87 |  | N/A | N/A |  | N/A | N/A | N/A | Unknown | Yes | No | N/A | Yes | 1 |  | Yes | Polyethylene Foam | 15 |  | 0.5 |  | Yes | No | No | No | 2353 | 894.83 | Manufactured | 1 | 894.83 | Manufactured_Electric | Manufactured_FALSE
Mechanical_00010865 | SITE_01846 | Storage Water Heater | Electric Resistance | 50 |  | American Appliance | E61-50r-045d | No | 2008 |  | 0821T413064 | No | No | Electric | 4.5 |  | kW | 0.9 |  | N/A | N/A |  | N/A | N/A | N/A | Main House | Yes | Unknown | N/A | No |  | N/A | No | N/A |  | N/A |  | N/A | Yes | No | No | No | 2354 | 1745.15 | Manufactured | 1 | 1745.15 | Manufactured_Electric | Manufactured_FALSE
Mechanical_00010866 | SITE_01847 | Storage Water Heater | Electric Resistance |  | Unknown | Unknown | Unknown | No |  | Unknown | Unknown | No | No | Electric |  | Unknown | kW |  | Unknown | N/A | N/A |  | N/A | N/A | N/A | Main House | Yes | Yes | Plumbed drain | Unknown |  | N/A | Unknown | N/A |  | N/A |  | N/A | Yes | No | No | No | 2355 | 1745.15 | Manufactured | 1 | 1745.15 | Manufactured_Electric | Manufactured_FALSE
Mechanical_00010867 | SITE_01848 | Storage Water Heater | Electric Resistance | 50 |  | Bradford White | M250t6ds5 | No | 2005 |  | BC5998970 | No | No | Electric | 4.5 |  | kW | 0.9 |  | N/A | N/A |  | N/A | N/A | N/A | Main House | Yes | No | N/A | No |  | N/A | Yes | Polyethylene Foam | 20 |  | 0.5 |  | Yes | No | No | No | 2356 | 894.83 | Manufactured | 1 | 894.83 | Manufactured_Electric | Manufactured_FALSE
Mechanical_00010868 | SITE_01852 | Storage Water Heater | Electric Resistance | 50 |  | Unknown | Unknown | No |  | Unknown | Unknown | No | No | Electric |  | Unknown | kW |  | Unknown | N/A | N/A |  | N/A | N/A | N/A | Main House | Yes | Yes | Plumbed drain | Yes | 1 |  | No | N/A |  | N/A |  | N/A | Yes | No | No | No | 2360 | 1745.15 | Manufactured | 1 | 1745.15 | Manufactured_Electric | Manufactured_FALSE
Mechanical_00010869 | SITE_01853 | Storage Water Heater | Electric Resistance | 50 |  | General Electric | Pe50t09aah | Yes | 2010 |  | N/A | No | No | Electric | 4.5 |  | kW | 0.91 |  | N/A | N/A |  | N/A | N/A | N/A | Main House | Yes | No | N/A | No |  | N/A | No | N/A |  | N/A |  | N/A | Yes | No | No | No | 2361 | 1745.15 | Manufactured | 1 | 1745.15 | Manufactured_Electric | Manufactured_FALSE
Mechanical_00010870 | SITE_01854 | Storage Water Heater | Fossil Fuel Non-Condensing | 40 |  | State | Gs640ybrtg 300 | Yes | 2013 |  | N/A | No | No | Natural Gas | 40000 |  | Btuh | 0.59 |  | N/A | N/A |  | N/A | N/A | N/A | Main House | Yes | No | N/A | No |  | N/A | No | N/A |  | N/A |  | N/A | Yes | No | No | No | 2362 | 1745.15 | Manufactured | 1 | 1745.15 | Manufactured_Natural Gas | Manufactured_FALSE
Mechanical_00010871 | SITE_01855 | Storage Water Heater | Electric Resistance | 50 |  | Rheem | 71-52d b | No | 1997 |  | 197104950 | No | No | Electric | 4.5 |  | kW |  | Unknown | N/A | N/A |  | N/A | N/A | N/A | Main House | Yes | No | N/A | No |  | N/A | No | N/A |  | N/A |  | N/A | No | No | No | No | 2363 | 894.83 | Manufactured | 1 | 894.83 | Manufactured_Electric | Manufactured_FALSE
Mechanical_00010872 | SITE_01856 | Storage Water Heater | Unknown |  | Unknown | Unknown | Unknown | No |  | Unknown | Unknown | Unknown | Unknown | Unknown |  | Unknown | Btuh |  | Unknown | N/A | N/A |  | N/A | N/A | N/A | Main House | Yes | Unknown | N/A | Unknown |  | N/A | Unknown | N/A |  | N/A |  | N/A | Yes | No | No | Unknown | 2364 | 1745.15 | Manufactured | 1 | 1745.15 | Manufactured_Unknown | Manufactured_FALSE
Mechanical_00010873 | SITE_01869 | Storage Water Heater | Electric Resistance | 50 |  | Bradford White | Mi50t6ds13 | No | 2001 |  | XM0564091 | No | No | Electric | 4.5 |  | kW |  | Unknown | N/A | N/A |  | N/A | N/A | N/A | Exterior | Yes | No | N/A | No |  | N/A | No | N/A |  | N/A |  | N/A | N/A | No | No | No | 2377 | 894.83 | Manufactured | 1 | 894.83 | Manufactured_Electric | Manufactured_FALSE
Mechanical_00010874 | SITE_01874 | Storage Water Heater | Fossil Fuel Non-Condensing | 40 |  | Ruud | P2-40F1 | Yes | 2010 |  | N/A | No | No | Natural Gas | 38000 |  | Btuh |  | Unknown | N/A | N/A |  | N/A | N/A | N/A | Main House | Yes | No | N/A | No |  | N/A | No | N/A |  | N/A |  | N/A | No | No | No | No | 2381 | 4053.65 | Multifamily Residence | 1 | 4053.65 | Multifamily Residence_Natural Gas | Multifamily Residence_FALSE
Mechanical_00010875 | SITE_01876 | Storage Water Heater | Electric Resistance | 40 |  | Rheem | 82V40-2 | No | 2011 |  | RH 0711R09462 | No | No | Electric | 4.5 |  | kW |  | Unknown | N/A | N/A |  | N/A | N/A | N/A | Main House | Yes | No | N/A | No |  | N/A | No | N/A |  | N/A |  | N/A | Yes | No | No | No | 2383 | 4053.65 | Multifamily Residence | 1 | 4053.65 | Multifamily Residence_Electric | Multifamily Residence_FALSE
Mechanical_00010876 | SITE_01878 | Storage Water Heater | Electric Resistance | 50 |  | Rheem | 82MV52-2 | Yes | 2005 |  | N/A | No | No | Electric | 4.5 |  | kW | 0.9 |  | N/A | N/A |  | N/A | N/A | N/A | Main House | Yes | No | N/A | No |  | N/A | No | N/A |  | N/A |  | N/A | Yes | No | No | No | 2385 | 4053.65 | Multifamily Residence | 1 | 4053.65 | Multifamily Residence_Electric | Multifamily Residence_FALSE
Mechanical_00010877 | SITE_01880 | Storage Water Heater | Electric Resistance | 50 |  | General Electric | Ge50t06aag | Yes | 2007 |  | N/A | No | No | Electric | 4.5 |  | kW | 0.95 |  | N/A | N/A |  | N/A | N/A | N/A | Main House | Yes | No | N/A | No |  | N/A | No | N/A |  | N/A |  | N/A | Yes | Yes | No | No | 2387 | 4053.65 | Multifamily Residence | 1 | 4053.65 | Multifamily Residence_Electric | Multifamily Residence_FALSE
Mechanical_00010878 | SITE_01881 | Storage Water Heater | Electric Resistance | 50 |  | General Electric | Ge50t06aag | Yes | 2007 |  | N/A | No | No | Electric | 4.5 |  | kW | 0.95 |  | N/A | N/A |  | N/A | N/A | N/A | Unknown | Yes | No | N/A | No |  | N/A | No | N/A |  | N/A |  | N/A | Yes | No | Yes | No | 2388 | 4053.65 | Multifamily Residence | 1 | 4053.65 | Multifamily Residence_Electric | Multifamily Residence_FALSE
Mechanical_00010879 | SITE_01882 | Storage Water Heater | Electric Resistance | 50 |  | AO Smith | Unknown | No |  | Unknown | Unknown | No | No | Electric | 4.5 |  | kW |  | Unknown | N/A | N/A |  | N/A | N/A | N/A | Main House | Yes | Unknown | N/A | No |  | N/A | No | N/A |  | N/A |  | N/A | Yes | No | No | No | 2389 | 4053.65 | Multifamily Residence | 1 | 4053.65 | Multifamily Residence_Electric | Multifamily Residence_FALSE
Mechanical_00010880 | SITE_01883 | Storage Water Heater | Electric Resistance | 50 |  | Rheem | 82v52-2 | Yes | 2011 |  | N/A | No | No | Electric | 4.5 |  | kW | 0.91 |  | N/A | N/A |  | N/A | N/A | N/A | Main House | Yes | No | N/A | No |  | N/A | No | N/A |  | N/A |  | N/A | N/A | No | No | No | 2390 | 4053.65 | Multifamily Residence | 1 | 4053.65 | Multifamily Residence_Electric | Multifamily Residence_FALSE
Mechanical_00010881 | SITE_01885 | Storage Water Heater | Electric Resistance | 50 |  | Bradford White | M250S6DS-1NCRR | No | 2012 |  | JC16352805 | No | No | Electric | 3.5 |  | kW | 0.92 |  | N/A | N/A |  | N/A | N/A | N/A | Main House | Yes | Yes | Plumbed drain | No |  | N/A | Yes | Polyethylene Foam | 6 |  | 1 |  | N/A | No | Yes | No | 2392 | 751.56 | Multifamily Residence | 1 | 751.56 | Multifamily Residence_Electric | Multifamily Residence_FALSE
Mechanical_00010882 | SITE_01887 | Storage Water Heater | Electric Resistance | 65 |  | Richmond | 8VR66-2T | No | 1993 |  | 0893B36790 | No | No | Electric | 4.5 |  | kW |  | Unknown | N/A | N/A |  | N/A | N/A | N/A | Basement | Yes | No | N/A | No |  | N/A | No | N/A |  | N/A |  | N/A | No | Yes | Yes | No | 2394 | 751.56 | Multifamily Residence | 1 | 751.56 | Multifamily Residence_Electric | Multifamily Residence_FALSE
Mechanical_00010883 | SITE_01889 | Storage Water Heater | Electric Resistance |  | Unknown | Unknown | Unknown | No |  | Unknown | Unknown | Unknown | Unknown | Electric |  | Unknown | kW |  | Unknown | N/A | N/A |  | N/A | N/A | N/A | Main House | Yes | No | N/A | Unknown |  | N/A | Unknown | N/A |  | N/A |  | N/A | N/A | No | No | Unknown | 2396 | 751.56 | Multifamily Residence | 1 | 751.56 | Multifamily Residence_Electric | Multifamily Residence_FALSE
Mechanical_00010884 | SITE_01890 | Storage Water Heater | Electric Resistance | 40 |  | Bradford White | Mi40l6ds13 | No | 2001 |  | XA3046700 | No | No | Electric | 4.5 |  | kW |  | Unknown | N/A | N/A |  | N/A | N/A | N/A | Main House | Yes | No | N/A | No |  | N/A | No | N/A |  | N/A |  | N/A | Yes | No | No | No | 2397 | 751.56 | Multifamily Residence | 1 | 751.56 | Multifamily Residence_Electric | Multifamily Residence_FALSE
Mechanical_00010885 | SITE_01931 | Instantaneous Water Heater | Fossil Fuel Condensing | 0 |  | Ruud | RUTGH-95DVN | No | 2012 |  | RULN1211J04515 | No | No | Natural Gas | 199900 |  | Btuh | 0.94 |  | N/A | N/A |  | N/A | N/A | N/A | Garage | Yes | No | N/A | No |  | N/A | Yes | Fiberglass | 4 |  | 0.6 |  | Yes | Yes | Yes | Unknown | 2438 | 2346.7937 | Single Family | 1 | 2346.7937 | Single Family_Natural Gas | Single Family_FALSE
Mechanical_00010886 | SITE_01932 | Storage Water Heater | Electric Resistance | 50 |  | Bradford White | M250S6DS1NCWW | No | 2012 |  | GG13721488 | No | Unknown | Electric | 4.5 |  | kW | 0.92 |  | N/A | N/A |  | N/A | N/A | N/A | Garage | Yes | No | N/A | No |  | N/A | No | N/A |  | N/A |  | N/A | Yes | Yes | Yes | No | 2439 | 3434 | Single Family | 1 | 3434 | Single Family_Electric | Single Family_FALSE
Mechanical_00010654 | SITE_01629 | Storage Water Heater | Electric Resistance | 50 |  | US Craftmaster | E1f50rd045v | No | 2007 |  | 749106832 | No | No | Electric | 4.5 |  | kW | 0.9 |  | N/A | N/A |  | N/A | N/A | N/A | Main House | Yes | No | N/A | No |  | N/A | Yes | Polyethylene Foam | 5 |  | 1.5 |  | Yes | Yes | Yes | No | 2138 | 79.7168 | Single Family | 1 | 79.7168 | Single Family_Electric | Single Family_FALSE
Mechanical_00010655 | SITE_01176 | Storage Water Heater | Electric Resistance | 50 |  | US Craftmaster | E1f50rd045v | No | 2013 |  | 1350T461408 | No | No | Electric | 3.375 |  | kW | 0.9 |  | N/A | N/A |  | N/A | N/A | N/A | Main House | Yes | No | N/A | No |  | N/A | No | N/A |  | N/A |  | N/A | No | Yes | No | No | 1691 | 2383.66 | Multifamily Residence | 1 | 2383.66 | Multifamily Residence_Electric | Multifamily Residence_FALSE
Mechanical_00010656 | SITE_01067 | Storage Water Heater | Fossil Fuel Non-Condensing | 40 |  | Vanguard | VGN 0196D04609 | Yes | 1991 |  | N/A | No | No | Natural Gas | 40000 |  | Btuh |  | Unknown | N/A | N/A |  | N/A | N/A | N/A | Basement | Yes | Yes | Unknown | Yes | 2 |  | Yes | Polyethylene Foam | 3 |  | 0.75 |  | No | No | Yes | No | 1583 | 2147.4231 | Single Family | 1 | 2147.4231 | Single Family_Natural Gas | Single Family_FALSE
Mechanical_00010657 | SITE_01796 | Storage Water Heater | Electric Resistance | 50 |  | Whirlpool | E1F50RD045V | No | 2012 |  | 123T462087 | No | No | Electric | 4.5 |  | kW | 0.9 |  | N/A | N/A |  | N/A | N/A | N/A | Garage | Yes | No | N/A | No |  | N/A | Yes | Polyethylene Foam | 8 |  | 0.5 |  | Yes | Yes | Yes | No | 2304 | 3955.5333 | Single Family | 1 | 3955.5333 | Single Family_Electric | Single Family_FALSE
Mechanical_00010658 | SITE_01724 | Storage Water Heater | Electric Resistance | 50 |  | Whirlpool | E1F50RD045V | No | 2009 |  | 0923T419247 | No | No | Electric | 4.5 |  | kW | 0.9 |  | N/A | N/A |  | N/A | N/A | N/A | Main House | Yes | No | N/A | No |  | N/A | Yes | Polyethylene Foam | 8 |  | 0.75 |  | No | No | No | No | 2232 | 1982.27 | Manufactured | 1 | 1982.27 | Manufactured_Electric | Manufactured_FALSE
Mechanical_00010659 | SITE_01585 | Storage Water Heater | Electric Resistance | 50 |  | Whirlpool | E1F50RD045V | No | 2006 |  | 621102281 | No | No | Electric | 4.5 |  | kW | 0.9 |  | N/A | N/A |  | N/A | N/A | N/A | Main House | Yes | Yes | Plumbed drain | No |  | N/A | Yes | Polyethylene Foam | 8 |  | 0.5 |  | No | No | Yes | No | 2094 | 653.4162 | Single Family | 1 | 653.4162 | Single Family_Electric | Single Family_FALSE
Mechanical_00010660 | SITE_01643 | Storage Water Heater | Electric Resistance | 50 |  | Whirlpool | E1F50RD045V | No | 2008 |  | 0822T400103 | No | No | Electric | 4.5 |  | kW | 0.9 |  | N/A | N/A |  | N/A | N/A | N/A | Main House | Yes | Yes | Plumbed drain | No |  | N/A | No | N/A |  | N/A |  | N/A | N/A | Yes | Yes | No | 2152 | 257.4775 | Single Family | 1 | 257.4775 | Single Family_Electric | Single Family_FALSE
Mechanical_00010661 | SITE_01620 | Storage Water Heater | Electric Resistance | 50 |  | Whirlpool | E1f50rd045v | No | 2004 |  | 411114680 | No | No | Electric | 4.5 |  | kW | 0.9 |  | N/A | N/A |  | N/A | N/A | N/A | Basement | Yes | No | N/A | No |  | N/A | Yes | Polyethylene Foam | 6 |  | 1 |  | N/A | Yes | No | No | 2129 | 257.4775 | Single Family | 1 | 257.4775 | Single Family_Electric | Single Family_FALSE
Mechanical_00010662 | SITE_01691 | Storage Water Heater | Electric Resistance | 40 |  | US Craftmaster | E2E40rd045v | Yes | 1992 |  | N/A | No | No | Electric | 4.5 |  | kW | 0.92 |  | N/A | N/A |  | N/A | N/A | N/A | Main House | Yes | Unknown | N/A | No |  | N/A | No | N/A |  | N/A |  | N/A | Yes | No | Yes | No | 2199 | 1982.27 | Manufactured | 1 | 1982.27 | Manufactured_Electric | Manufactured_FALSE
Mechanical_00010663 | SITE_01636 | Storage Water Heater | Electric Resistance | 50 |  | US Craftmaster | E2e50rd045v | No |  | Unknown | 9811356110 | No | No | Electric |  | Unknown | kW |  | Unknown | N/A | N/A |  | N/A | N/A | N/A | Main House | Yes | Unknown | N/A | No |  | N/A | No | N/A |  | N/A |  | N/A | No | Yes | No | No | 2145 | 79.7168 | Single Family | 1 | 79.7168 | Single Family_Electric | Single Family_FALSE
Mechanical_00010664 | SITE_01780 | Storage Water Heater | Electric Resistance | 40 |  | Whirlpool | E2F40RD045V | No | 2008 |  | 826329 | No | No | Electric | 4.5 |  | kW | 0.92 |  | N/A | N/A |  | N/A | N/A | N/A | Main House | Yes | No | N/A | No |  | N/A | No | N/A |  | N/A |  | N/A | No | No | Yes | No | 2288 | 2804.94 | Multifamily Residence | 1 | 2804.94 | Multifamily Residence_Electric | Multifamily Residence_FALSE
Mechanical_00010665 | SITE_01924 | Storage Water Heater | Electric Resistance | 40 |  | Whirlpool | E2f40rd045v | No | 2008 |  | 826329 | No | No | Electric | 3.38 |  | kW | 0.92 |  | N/A | N/A |  | N/A | N/A | N/A | Main House | Yes | No | N/A | No |  | N/A | No | N/A |  | N/A |  | N/A | No | No | No | No | 2431 | 10381.2619 | Single Family | 1 | 10381.2619 | Single Family_Electric | Single Family_FALSE
Mechanical_00010666 | SITE_01186 | Storage Water Heater | Electric Resistance | 40 |  | Whirlpool | E2f40rd045v | No | 2010 |  | 1004T433468 | No | No | Electric | 4.5 |  | kW | 0.92 |  | N/A | N/A |  | N/A | N/A | N/A | Main House | Yes | No | N/A | No |  | N/A | No | N/A |  | N/A |  | N/A | No | Yes | Yes | No | 1701 | 2383.66 | Multifamily Residence | 1 | 2383.66 | Multifamily Residence_Electric | Multifamily Residence_FALSE
Mechanical_00010667 | SITE_01592 | Storage Water Heater | Electric Resistance | 46.5 |  | Whirlpool | E2F50LD045V | No | 2001 |  | 142131059 | No | No | Electric | 3.38 |  | kW | 0.91 |  | N/A | N/A |  | N/A | N/A | N/A | Main House | Yes | No | N/A | No |  | N/A | No | N/A |  | N/A |  | N/A | No | Yes | No | No | 2101 | 653.4162 | Single Family | 1 | 653.4162 | Single Family_Electric | Single Family_FALSE
Mechanical_00010668 | SITE_01989 | Storage Water Heater | Electric Resistance | 80 |  | Whirlpool | E2f80hd045v | No | 2005 |  | 545130000 | No | No | Electric | 4.5 |  | kW | 0.87 |  | N/A | N/A |  | N/A | N/A | N/A | Basement | No | No | N/A | No |  | N/A | No | N/A |  | N/A |  | N/A | N/A | Yes | Yes | No | 2496 | 2471.1038 | Single Family | 1 | 2471.1038 | Single Family_Electric | Single Family_FALSE
Mechanical_00010669 | SITE_01642 | Storage Water Heater | Electric Resistance | 50 |  | US Craftmaster | E2J80HD045V | No | 2008 |  | 820351 | No | No | Electric | 4.5 |  | kW | 0.87 |  | N/A | N/A |  | N/A | N/A | N/A | Basement | Yes | No | N/A | No |  | N/A | No | N/A |  | N/A |  | N/A | No | Yes | Yes | No | 2151 | 257.4775 | Single Family | 1 | 257.4775 | Single Family_Electric | Single Family_FALSE
Mechanical_00010670 | SITE_01794 | Storage Water Heater | Electric Resistance | 50 |  | US Craftmaster | E3E52RD045V | Yes | 1995 |  | N/A | No | No | Electric | 4.5 |  | kW |  | Unknown | N/A | N/A |  | N/A | N/A | N/A | Main House | Yes | No | N/A | No |  | N/A | No | N/A |  | N/A |  | N/A | N/A | No | Yes | No | 2302 | 2000.27 | Multifamily Residence | 1 | 2000.27 | Multifamily Residence_Electric | Multifamily Residence_FALSE
Mechanical_00010671 | SITE_01680 | Storage Water Heater | Electric Resistance | 50 |  | US Craftmaster | E3F50RD045CV | No | 2001 |  | 130100998 | No | No | Electric | 4.5 |  | kW | 0.93 |  | N/A | N/A |  | N/A | N/A | N/A | Basement | Yes | No | N/A | No |  | N/A | No | N/A |  | N/A |  | N/A | Yes | No | Yes | No | 2188 | 257.4775 | Single Family | 1 | 257.4775 | Single Family_Electric | Single Family_FALSE
Mechanical_00010672 | SITE_01107 | Storage Water Heater | Electric Resistance | 40 |  | Whirlpool | E40h6-45 100 | No | 2015 |  | 1551102360972 | No | No | Electric | 4.5 |  | kW | 0.95 |  | N/A | N/A |  | N/A | N/A | N/A | Main House | Yes | No | N/A | No |  | N/A | No | N/A |  | N/A |  | N/A | No | Yes | No | No | 1623 | 2383.66 | Multifamily Residence | 1 | 2383.66 | Multifamily Residence_Electric | Multifamily Residence_FALSE
Mechanical_00010673 | SITE_01761 | Storage Water Heater | Electric Resistance | 50 |  | Whirlpool | E50H6-45 | No | 2015 |  | 1548102284422 | No | No | Electric | 4.5 |  | kW | 0.95 |  | N/A | N/A |  | N/A | N/A | N/A | Main House | Yes | No | N/A | No |  | N/A | Yes | Polyethylene Foam | 4 |  | 0.5 |  | No | No | No | No | 2269 | 1982.27 | Manufactured | 1 | 1982.27 | Manufactured_Electric | Manufactured_FALSE
Mechanical_00010674 | SITE_01160 | Storage Water Heater | Electric Resistance | 50 |  | Whirlpool | E50R6 | No | 2015 |  | 1522101570591 | No | No | Electric | 4.5 |  | kW | 0.95 |  | N/A | N/A |  | N/A | N/A | N/A | Main House | Yes | No | N/A | No |  | N/A | No | N/A |  | N/A |  | N/A | No | No | No | No | 1675 | 2002.39 | Multifamily Residence | 1 | 2002.39 | Multifamily Residence_Electric | Multifamily Residence_FALSE
Mechanical_00010675 | SITE_00008 | Storage Water Heater | Electric Resistance | 50 |  | Whirlpool | E50r6-45 110 | No | 2016 |  | 1632103305607 | No | No | Electric | 4.5 |  | kW | 0.95 |  | N/A | N/A |  | N/A | N/A | N/A | Garage | Yes | No | N/A | No |  | N/A | No | N/A |  | N/A |  | N/A | Yes | Yes | Yes | No | 531 | 3955.5333 | Single Family | 1 | 3955.5333 | Single Family_Electric | Single Family_FALSE
Mechanical_00010676 | SITE_01584 | Storage Water Heater | Electric Resistance | 40 |  | Whirlpool | EE2H40RD045V | No | 2009 |  | 0909T406057 | No | No | Electric | 4.5 |  | kW | 0.92 |  | N/A | N/A |  | N/A | N/A | N/A | Main House | Yes | No | N/A | No |  | N/A | Yes | Polyethylene Foam | 8.5 |  | 1 |  | No | No | No | No | 2093 | 79.7168 | Single Family | 1 | 79.7168 | Single Family_Electric | Single Family_FALSE
Mechanical_00010677 | SITE_01743 | Storage Water Heater | Electric Resistance | 50 |  | Whirlpool | EE2H50RD045V | No | 2006 |  | 643111475 | No | No | Electric | 4.5 |  | kW | 0.92 |  | N/A | N/A |  | N/A | N/A | N/A | Main House | Yes | No | N/A | No |  | N/A | No | N/A |  | N/A |  | N/A | No | No | Yes | No | 2251 | 2383.66 | Multifamily Residence | 1 | 2383.66 | Multifamily Residence_Electric | Multifamily Residence_FALSE
Mechanical_00010678 | SITE_01541 | Storage Water Heater | Electric Resistance | 50 |  | Whirlpool | Ee3j50rd045v | No | 2006 |  | 448114054 | No | No | Electric | 4.5 |  | kW | 0.93 |  | N/A | N/A |  | N/A | N/A | N/A | Basement | Yes | No | N/A | No |  | N/A | No | N/A |  | N/A |  | N/A | No | Yes | No | No | 2050 | 653.4162 | Single Family | 1 | 653.4162 | Single Family_Electric | Single Family_FALSE
Mechanical_00010679 | SITE_01622 | Storage Water Heater | Electric Resistance | 50 |  | Whirlpool | EE3J50RD045V | No | 2007 |  | 720112626 | No | No | Electric | 4.5 |  | kW | 0.93 |  | N/A | N/A |  | N/A | N/A | N/A | Basement | Yes | Yes | Plumbed drain | No |  | N/A | No | N/A |  | N/A |  | N/A | No | Yes | No | No | 2131 | 257.4775 | Single Family | 1 | 257.4775 | Single Family_Electric | Single Family_FALSE
Mechanical_00010680 | SITE_01558 | Storage Water Heater | Electric Resistance | 50 |  | Whirlpool | ES50R92-45D | No | 2014 |  | 1439100245059 | No | No | Electric | 4.5 |  | kW | 0.92 |  | N/A | N/A |  | N/A | N/A | N/A | Main House | Yes | No | N/A | No |  | N/A | Yes | Polyethylene Foam | 1.75 |  | 1 |  | Yes | No | No | Unknown | 2067 | 653.4162 | Single Family | 1 | 653.4162 | Single Family_Electric | Single Family_FALSE
Mechanical_00010681 | SITE_01105 | Storage Water Heater | Electric Resistance | 50 |  | Whirlpool | ES50R92-45D | No | 2012 |  | 1241T456598 | No | No | Electric | 4.5 |  | kW | 0.92 |  | N/A | N/A |  | N/A | N/A | N/A | Basement | Yes | No | N/A | No |  | N/A | No | N/A |  | N/A |  | N/A | Yes | No | Yes | No | 1621 | 2383.66 | Multifamily Residence | 1 | 2383.66 | Multifamily Residence_Electric | Multifamily Residence_FALSE
Mechanical_00010682 | SITE_01194 | Storage Water Heater | Electric Resistance | 50 |  | Whirlpool | Es50r92-45d | No | 2014 |  | 1413T469485 | No | No | Electric | 4.5 |  | kW | 0.92 |  | N/A | N/A |  | N/A | N/A | N/A | Main House | Yes | No | N/A | No |  | N/A | Yes | Polyethylene Foam | 3 |  | 1 |  | No | Yes | No | No | 1709 | 10381.2619 | Single Family | 1 | 10381.2619 | Single Family_Electric | Single Family_FALSE
Mechanical_00011061 | SITE_00747 | Storage Water Heater | Fossil Fuel Non-Condensing | 50 |  | Ruud | PH50N | No | 2006 |  | RULN 0601108627 | No | No | Natural Gas | 40000 |  | Btuh | 0.54 |  | N/A | N/A |  | N/A | N/A | N/A | Basement | Yes | No | N/A | No |  | N/A | No | N/A |  | N/A |  | N/A | Yes | Yes | Yes | No | 1266 | 2880.3393 | Single Family | 1 | 2880.3393 | Single Family_Natural Gas | Single Family_FALSE
Mechanical_00011062 | SITE_00725 | Storage Water Heater | Electric Resistance | 50 |  | Kenmore | 153.3166 | No | 1989 |  | 898487500 | No | No | Electric | 3.8 |  | kW | 0.88 |  | N/A | N/A |  | N/A | N/A | N/A | Basement | Yes | No | N/A | No |  | N/A | No | N/A |  | N/A |  | N/A | No | Yes | Yes | No | 1244 | 2880.3393 | Single Family | 1 | 2880.3393 | Single Family_Electric | Single Family_FALSE
Mechanical_00011063 | SITE_00724 | Storage Water Heater | Fossil Fuel Non-Condensing | 50 |  | Bradford White | MI5036FBN | No | 1995 |  | DC8981774 | No | No | Natural Gas | 40000 |  | Btuh | 0.58 |  | N/A | N/A |  | N/A | N/A | N/A | Basement | Yes | Yes | Floor drain | No |  | N/A | No | N/A |  | N/A |  | N/A | Yes | Yes | Yes | No | 1243 | 2880.3393 | Single Family | 1 | 2880.3393 | Single Family_Natural Gas | Single Family_FALSE
Mechanical_00011064 | SITE_00772 | Storage Water Heater | Fossil Fuel Non-Condensing | 40 |  | American Appliance | G52-40S33-3N | No | 1993 |  | 9345301780 | No | No | Natural Gas | 33000 |  | Btuh |  | Unknown | N/A | N/A |  | N/A | N/A | N/A | Crawlspace | Yes | Yes | Dirt | No |  | N/A | No | N/A |  | N/A |  | N/A | No | Unknown | Yes | No | 1291 | 2880.3393 | Single Family | 1 | 2880.3393 | Single Family_Natural Gas | Single Family_FALSE
Mechanical_00011065 | SITE_00788 | Storage Water Heater | Fossil Fuel Non-Condensing | 50 |  | General Electric | GG50T06AVH00 | Yes | 2009 |  | N/A | No | No | Natural Gas | 38000 |  | Btuh | 0.58 |  | N/A | N/A |  | N/A | N/A | N/A | Basement | Yes | Yes | Floor drain | No |  | N/A | No | N/A |  | N/A |  | N/A | Yes | No | Yes | No | 1307 | 2880.3393 | Single Family | 1 | 2880.3393 | Single Family_Natural Gas | Single Family_FALSE
Mechanical_00011066 | SITE_00763 | Storage Water Heater | Fossil Fuel Non-Condensing | 50 |  | American Appliance | GV2F90-533T | No | 1992 |  | 9226301767 | No | No | Natural Gas | 38000 |  | Btuh |  | Unknown | N/A | N/A |  | N/A | N/A | N/A | Basement | Yes | No | N/A | No |  | N/A | No | N/A |  | N/A |  | N/A | No | Yes | No | No | 1282 | 2880.3393 | Single Family | 1 | 2880.3393 | Single Family_Natural Gas | Single Family_FALSE
Mechanical_00011067 | SITE_00768 | Storage Water Heater | Electric Resistance | 50 |  | Bradford White | M250S6DS-1NCWW | No | 2010 |  | GM14229046 | No | No | Electric | 4.5 |  | kW | 0.92 |  | N/A | N/A |  | N/A | N/A | N/A | Basement | Yes | Yes | Floor drain | No |  | N/A | No | N/A |  | N/A |  | N/A | No | No | No | No | 1287 | 2880.3393 | Single Family | 1 | 2880.3393 | Single Family_Electric | Single Family_FALSE
Mechanical_00011068 | SITE_00651 | Storage Water Heater | Electric Resistance |  | Unknown | Unknown | Unknown | No |  | Unknown | Unknown | No | No | Electric |  | Unknown | kW |  | Unknown | N/A | N/A |  | N/A | N/A | N/A | Unknown | Yes | No | N/A | Yes | 2 |  | No | N/A |  | N/A |  | N/A | Yes | No | No | No | 1170 | 1628.92 | Manufactured | 1 | 1628.92 | Manufactured_Electric | Manufactured_FALSE
Mechanical_00011069 | SITE_00764 | Storage Water Heater | Electric Resistance | 50 |  | General Electric | SE50M12AAH | Yes | 2011 |  | N/A | No | No | Electric | 4.5 |  | kW | 0.9 |  | N/A | N/A |  | N/A | N/A | N/A | Basement | Yes | No | N/A | No |  | N/A | Yes | Polyethylene Foam | 6 |  | 1 |  | Yes | No | Yes | No | 1283 | 2880.3393 | Single Family | 1 | 2880.3393 | Single Family_Electric | Single Family_FALSE
Mechanical_00011070 | SITE_00650 | Storage Water Heater | Electric Resistance |  | Unknown | Unknown | Unknown | No |  | Unknown | Unknown | No | No | Electric |  | Unknown | kW |  | Unknown | N/A | N/A |  | N/A | N/A | N/A | Main House | Yes | No | N/A | Unknown |  | N/A | Unknown | N/A |  | N/A |  | N/A | Yes | No | No | No | 1169 | 1824.63 | Manufactured | 1 | 1824.63 | Manufactured_Electric | Manufactured_FALSE
Mechanical_00011071 | SITE_00723 | Storage Water Heater | Electric Resistance | 50 |  | General Electric | GE50M06AAG | Yes | 2009 |  | N/A | No | No | Electric | 4.5 |  | kW | 0.9 |  | N/A | N/A |  | N/A | N/A | N/A | Crawlspace | Yes | No | N/A | No |  | N/A | Yes | Fiberglass | 4 |  | 1 |  | No | Yes | No | No | 1242 | 2880.3393 | Single Family | 1 | 2880.3393 | Single Family_Electric | Single Family_FALSE
Mechanical_00011072 | SITE_00675 | Storage Water Heater | Electric Resistance | 50 |  | Rheem | 82V52-2 | No | 2012 |  | RH M161212529 | No | No | Electric | 4.5 |  | kW | 0.91 |  | N/A | N/A |  | N/A | N/A | N/A | Main House | Yes | Yes | Plumbed drain | No |  | N/A | No | N/A |  | N/A |  | N/A | No | No | Yes | No | 1194 | 7381.5 | Single Family | 1 | 7381.5 | Single Family_Electric | Single Family_FALSE
Mechanical_00011073 | SITE_00715 | Storage Water Heater | Fossil Fuel Non-Condensing | 50 |  | Rheem | XG50T09HE40U0 | No | 2016 |  | M381609405 | No | No | Natural Gas | 40000 |  | Btuh | 0.62 |  | N/A | N/A |  | N/A | N/A | N/A | Basement | Yes | Yes | Floor drain | No |  | N/A | No | N/A |  | N/A |  | N/A | No | No | Yes | No | 1234 | 2880.3393 | Single Family | 1 | 2880.3393 | Single Family_Natural Gas | Single Family_FALSE
Mechanical_00011074 | SITE_00780 | Storage Water Heater | Fossil Fuel Non-Condensing | 50 |  | AO Smith | FPD50234 | No | 1996 |  | MG960038970S19 | No | No | Natural Gas | 42000 |  | Btuh |  | Unknown | N/A | N/A |  | N/A | N/A | N/A | Garage | Yes | No | N/A | No |  | N/A | No | N/A |  | N/A |  | N/A | Yes | Yes | No | No | 1299 | 2880.3393 | Single Family | 1 | 2880.3393 | Single Family_Natural Gas | Single Family_FALSE
Mechanical_00011075 | SITE_00659 | Storage Water Heater | Electric Resistance | 50 |  | Bradford White | Re350t6 | No | 2016 |  | NH38053168 | No | No | Electric | 4.5 |  | kW | 0.95 |  | N/A | N/A |  | N/A | N/A | N/A | Garage | Yes | Yes | Plumbed drain | No |  | N/A | Yes | Polyethylene Foam | 3 |  | 0.5 |  | Yes | Yes | Yes | No | 1178 | 2639.8857 | Single Family | 1 | 2639.8857 | Single Family_Electric | Single Family_FALSE
Mechanical_00011076 | SITE_00769 | Storage Water Heater | Electric Resistance | 50 |  | Richmond | 8v50-2 | No | 1999 |  | 299119999 | No | No | Electric | 4.5 |  | kW |  | Unknown | N/A | N/A |  | N/A | N/A | N/A | Main House | Yes | No | N/A | No |  | N/A | No | N/A |  | N/A |  | N/A | Yes | No | Yes | No | 1288 | 1824.63 | Manufactured | 1 | 1824.63 | Manufactured_Electric | Manufactured_FALSE
Mechanical_00011077 | SITE_00752 | Storage Water Heater | Electric Resistance | 50 |  | Bradford White | M250t6ds-1ncww | No | 2008 |  | EE10565136 | No | No | Electric | 4.5 |  | kW | 0.9 |  | N/A | N/A |  | N/A | N/A | N/A | Basement | Yes | Yes | Plumbed drain | No |  | N/A | Yes | Polyethylene Foam | 2 |  | 0.5 |  | No | Yes | Yes | No | 1271 | 2639.8857 | Single Family | 1 | 2639.8857 | Single Family_Electric | Single Family_FALSE
Mechanical_00011078 | SITE_00669 | Storage Water Heater | Electric Resistance | 50 |  | Whirlpool | E1F50RD045V | No | 2011 |  | 1110T454895 | No | No | Electric | 4.5 |  | kW | 0.9 |  | N/A | N/A |  | N/A | N/A | N/A | Main House | Yes | Yes | Plumbed drain | No |  | N/A | No | N/A |  | N/A |  | N/A | No | No | Yes | No | 1188 | 7147.4444 | Single Family | 1 | 7147.4444 | Single Family_Electric | Single Family_FALSE
Mechanical_00011079 | SITE_00786 | Storage Water Heater | Electric Resistance | 50 |  | General Electric | GE50T06TAG | No | 2013 |  | GE M381313344 | No | No | Electric | 4.5 |  | kW | 0.95 |  | N/A | N/A |  | N/A | N/A | N/A | Garage | Yes | Unknown | N/A | No |  | N/A | Yes | Polyethylene Foam | 2 |  | 1 |  | Yes | Yes | Yes | No | 1305 | 7147.4444 | Single Family | 1 | 7147.4444 | Single Family_Electric | Single Family_FALSE
Mechanical_00011080 | SITE_00655 | Storage Water Heater | Electric Resistance |  | Unknown | Unknown | Unknown | No |  | Unknown | Unknown | Unknown | No | Electric |  | Unknown | kW |  | Unknown | N/A | N/A |  | N/A | N/A | N/A | Main House | Yes | No | N/A | Unknown |  | N/A | Unknown | N/A |  | N/A |  | N/A | Yes | No | No | Unknown | 1174 | 1628.92 | Manufactured | 1 | 1628.92 | Manufactured_Electric | Manufactured_FALSE
Mechanical_00011081 | SITE_00758 | Storage Water Heater | Fossil Fuel Non-Condensing | 50 |  | AO Smith | fgr 50 224d | No | 1993 |  | MK93-0073255-224D | Yes | No | Natural Gas | 40000 |  | Btuh | 0.6 |  | N/A | N/A |  | N/A | N/A | N/A | Basement | Yes | No | N/A | No |  | N/A | No | N/A |  | N/A |  | N/A | No | Yes | No | No | 1277 | 2880.3393 | Single Family | 1 | 2880.3393 | Single Family_Natural Gas | Single Family_FALSE
Mechanical_00011082 | SITE_00491 | Storage Water Heater | Fossil Fuel Non-Condensing | 50 |  | Whirlpool | fg1h5040t3nov | No | 2007 |  | 730419 | No | No | Natural Gas | 40000 |  | Btuh |  | Unknown | N/A | N/A |  | N/A | N/A | N/A | Basement | Yes | No | N/A | No |  | N/A | Yes | Polyethylene Foam | 6 |  | 0.5 |  | No | Yes | Yes | No | 1011 | 2880.3393 | Single Family | 1 | 2880.3393 | Single Family_Natural Gas | Single Family_FALSE
Mechanical_00011083 | SITE_00709 | Storage Water Heater | Electric Resistance | 50 |  | Ruud | pe52-2 | No | 1995 |  | 0595B01705 | No | No | Electric | 4.5 |  | kW | 0.91 |  | N/A | N/A |  | N/A | N/A | N/A | Basement | Yes | No | N/A | No |  | N/A | No | N/A |  | N/A |  | N/A | No | Yes | Yes | No | 1228 | 2880.3393 | Single Family | 1 | 2880.3393 | Single Family_Electric | Single Family_FALSE
Mechanical_00011084 | SITE_00685 | Storage Water Heater | Electric Resistance | 50 |  | Rheem | 82mv52-2 | Yes | 2011 |  | N/A | No | No | Electric | 4.5 |  | kW | 0.9 |  | N/A | N/A |  | N/A | N/A | N/A | Main House | Yes | No | N/A | No |  | N/A | No | N/A |  | N/A |  | N/A | No | No | Yes | No | 1204 | 1819.67 | Multifamily Residence | 1 | 1819.67 | Multifamily Residence_Electric | Multifamily Residence_FALSE
Mechanical_00011085 | SITE_00697 | Storage Water Heater | Electric Resistance | 50 |  | Ruud | pe3r-52-2 | Yes | 2004 |  | N/A | No | No | Electric | 4.5 |  | kW | 0.95 |  | N/A | N/A |  | N/A | N/A | N/A | Basement | Yes | No | N/A | No |  | N/A | No | N/A |  | N/A |  | N/A | No | No | No | No | 1216 | 2880.3393 | Single Family | 1 | 2880.3393 | Single Family_Electric | Single Family_FALSE
Mechanical_00011086 | SITE_00492 | Storage Water Heater | Electric Resistance | 80 |  | Rheem | PROE80 2 RH86 | Yes | 2014 |  | N/A | No | No | Electric | 4.5 |  | kW | 0.86 |  | N/A | N/A |  | N/A | N/A | N/A | Garage | Yes | No | N/A | No |  | N/A | Yes | Polyethylene Foam | 5 |  | 0.5 |  | Yes | No | Yes | No | 1012 | 9106.6154 | Single Family | 1 | 9106.6154 | Single Family_Electric | Single Family_FALSE
Mechanical_00011087 | SITE_00678 | Storage Water Heater | Electric Resistance | 50 |  | AO Smith | Ees 52 917 | No | 2000 |  | GH00-5932380-917 | No | No | Electric | 4.5 |  | kW | 0.87 |  | N/A | N/A |  | N/A | N/A | N/A | Main House | Yes | No | N/A | No |  | N/A | No | N/A |  | N/A |  | N/A | No | No | Yes | No | 1197 | 1819.67 | Multifamily Residence | 1 | 1819.67 | Multifamily Residence_Electric | Multifamily Residence_FALSE
Mechanical_00011088 | SITE_00781 | Storage Water Heater | Fossil Fuel Non-Condensing | 50 |  | Bradford White | M1TW50S6FBN | No | 1993 |  | KF18461422 | No | No | Natural Gas | 40000 |  | Btuh | 0.63 |  | N/A | N/A |  | N/A | N/A | N/A | Basement | Yes | Unknown | N/A | No |  | N/A | No | N/A |  | N/A |  | N/A | Yes | Yes | No | No | 1300 | 9106.6154 | Single Family | 1 | 9106.6154 | Single Family_Natural Gas | Single Family_FALSE
Mechanical_00010015 | SITE_01006 | Storage Water Heater | Electric Resistance | 50 |  | Rheem | 82mv52-2 | Yes | 2013 |  | N/A | No | No | Electric | 4.5 |  | kW | 0.9 |  | N/A | N/A |  | N/A | N/A | N/A | Crawlspace | Yes | Yes | Floor drain | No |  | N/A | No | N/A |  | N/A |  | N/A | No | Yes | No | No | 1522 | 2147.4231 | Single Family | 1 | 2147.4231 | Single Family_Electric | Single Family_FALSE
Mechanical_00010016 | SITE_01009 | Storage Water Heater | Fossil Fuel Non-Condensing | 40 |  | American Water Heaters | Mfg6140t403pv | No | 2008 |  | 0818T430136 | No | No | Natural Gas | 36000 |  | Btuh | 0.59 |  | N/A | N/A |  | N/A | N/A | N/A | Unknown | Yes | No | N/A | Yes | 2 |  | No | N/A |  | N/A |  | N/A | Yes | No | Yes | No | 1525 | 331.65 | Manufactured | 1 | 331.65 | Manufactured_Natural Gas | Manufactured_FALSE
Mechanical_00010017 | SITE_01010 | Storage Water Heater | Electric Resistance | 50 |  | Bradford White | M250t6ds-1ncww | No | 2007 |  | DD9010242 | No | No | Electric | 3.5 |  | kW | 0.9 |  | N/A | N/A |  | N/A | N/A | N/A | Main House | Yes | No | N/A | No |  | N/A | No | N/A |  | N/A |  | N/A | Yes | No | Yes | No | 1526 | 2480.8 | Single Family | 1 | 2480.8 | Single Family_Electric | Single Family_FALSE
Mechanical_00010018 | SITE_01011 | Storage Water Heater | Electric Resistance | 50 |  | Rheem | Xe50m06st45u1 | No | 2015 |  | M531514469 | No | No | Electric | 4.5 |  | kW | 0.9 |  | N/A | N/A |  | N/A | N/A | N/A | Basement | Yes | Yes | Floor drain | No |  | N/A | No | N/A |  | N/A |  | N/A | No | No | Yes | No | 1527 | 2480.8 | Single Family | 1 | 2480.8 | Single Family_Electric | Single Family_FALSE
Mechanical_00010019 | SITE_01012 | Storage Water Heater | Electric Resistance | 50 |  | Bradford White | M250T6DS-1NCWW | No | 2015 |  | MA35519295 | No | No | Electric | 4.5 |  | kW | 0.9 |  | N/A | N/A |  | N/A | N/A | N/A | Main House | Yes | Yes | Plumbed drain | No |  | N/A | Yes | Polyethylene Foam | 3 |  | 0.5 |  | Yes | No | Yes | No | 1528 | 2147.4231 | Single Family | 1 | 2147.4231 | Single Family_Electric | Single Family_FALSE
Mechanical_00010020 | SITE_01013 | Storage Water Heater | Fossil Fuel Non-Condensing | 48 |  | Bradford White | Mi50l6fbn7 | Yes | 2006 |  | N/A | No | No | Natural Gas | 40000 |  | Btuh | 0.58 |  | N/A | N/A |  | N/A | N/A | N/A | Crawlspace | Yes | No | N/A | Yes | 1.5 |  | Yes | Polyethylene Foam | 10 |  | 0.75 |  | No | No | No | No | 1529 | 2147.4231 | Single Family | 1 | 2147.4231 | Single Family_Natural Gas | Single Family_FALSE
Mechanical_00010021 | SITE_01014 | Storage Water Heater | Electric Resistance |  | Unknown | Unknown | Unknown | No |  | Unknown | Unknown | No | No | Electric |  | Unknown | kW |  | Unknown | N/A | N/A |  | N/A | N/A | N/A | Basement | Yes | Yes | Plumbed drain | Yes | 2 |  | Yes | Fiberglass | 3 |  | 1 |  | Yes | Yes | No | No | 1530 | 2480.8 | Single Family | 1 | 2480.8 | Single Family_Electric | Single Family_FALSE
Mechanical_00010022 | SITE_01016 | Storage Water Heater | Fossil Fuel Non-Condensing |  | Unknown | Unknown | Unknown | No |  | Unknown | Unknown | Unknown | Unknown | Natural Gas |  | Unknown | Btuh |  | Unknown | N/A | N/A |  | N/A | N/A | N/A | Basement | Yes | No | N/A | Yes | 2 |  | No | N/A |  | N/A |  | N/A | No | Yes | Yes | No | 1532 | 1521.68 | Single Family | 1 | 1521.68 | Single Family_Natural Gas | Single Family_FALSE
Mechanical_00010023 | SITE_01018 | Storage Water Heater | Fossil Fuel Non-Condensing | 40 |  | Kenmore | 153.333100 ha | Yes | 1994 |  | N/A | No | No | Natural Gas | 32000 |  | Btuh | 0.59 |  | N/A | N/A |  | N/A | N/A | N/A | Crawlspace | Yes | No | N/A | No |  | N/A | Yes | Polyethylene Foam | 15 |  | 1 |  | No | Yes | No | No | 1534 | 3706.5714 | Single Family | 1 | 3706.5714 | Single Family_Natural Gas | Single Family_FALSE
Mechanical_00010024 | SITE_01019 | Storage Water Heater | Fossil Fuel Non-Condensing | 40 |  | Craftmaster | Unknown | Yes | 1998 |  | N/A | No | No | Natural Gas | 34000 |  | Btuh |  | Unknown | N/A | N/A |  | N/A | N/A | N/A | Basement | Yes | No | N/A | Yes | 2.5 |  | No | N/A |  | N/A |  | N/A | No | No | No | No | 1535 | 1521.68 | Single Family | 1 | 1521.68 | Single Family_Natural Gas | Single Family_FALSE
Mechanical_00010025 | SITE_01020 | Storage Water Heater | Fossil Fuel Non-Condensing | 40 |  | General Electric | Gg40t06avg01 | Yes | 2004 |  | N/A | No | No | Natural Gas | 36000 |  | Btuh | 0.59 |  | N/A | N/A |  | N/A | N/A | N/A | Garage | Yes | No | N/A | Yes | 1.5 |  | No | N/A |  | N/A |  | N/A | Yes | Yes | Yes | No | 1536 | 2480.8 | Single Family | 1 | 2480.8 | Single Family_Natural Gas | Single Family_FALSE
Mechanical_00010026 | SITE_01021 | Storage Water Heater | Indirect Water Heater | 36 |  | Triangle Tube | Smart 40 | No |  | Unknown | Q2391 | Yes | No | Unknown | 112000 |  | Btuh |  | Unknown | N/A | N/A |  | N/A | N/A | N/A | Garage | Yes | No | N/A | No |  | N/A | No | N/A |  | N/A |  | N/A | Yes | Yes | Yes | No | 1537 | 1521.68 | Single Family | 1 | 1521.68 | Single Family_Unknown | Single Family_FALSE
Mechanical_00010027 | SITE_01022 | Storage Water Heater | Fossil Fuel Non-Condensing | 40 |  | Rheem | 21v4d5-2 | No |  | Unknown | Unknown | No | No | Natural Gas | 28000 |  | Btuh | 0.59 |  | N/A | N/A |  | N/A | N/A | N/A | Crawlspace | Yes | Yes | Floor drain | Yes | 1.5 |  | Yes | Polyethylene Foam | 15 |  | 1 |  | No | Yes | No | No | 1538 | 2480.8 | Single Family | 1 | 2480.8 | Single Family_Natural Gas | Single Family_FALSE
Mechanical_00010028 | SITE_01023 | Storage Water Heater | Fossil Fuel Condensing | 50 |  | Bradford White | M1tw50s6fbn | No | 2014 |  | LJ35067288 | No | No | Natural Gas | 40000 |  | Btuh | 0.59 |  | N/A | N/A |  | N/A | N/A | N/A | Main House | Yes | Unknown | N/A | No |  | N/A | No | N/A |  | N/A |  | N/A | Yes | Yes | Yes | No | 1539 | 2147.4231 | Single Family | 1 | 2147.4231 | Single Family_Natural Gas | Single Family_FALSE
Mechanical_00010029 | SITE_01024 | Storage Water Heater | Indirect Water Heater | 41 |  | Amtrol | WH-7L | No | 2005 |  | BM 154530 BZ | Yes | No | Unknown |  | Unknown | Btuh |  | Unknown | N/A | N/A |  | N/A | N/A | N/A | Basement | Yes | No | N/A | No |  | N/A | No | N/A |  | N/A |  | N/A | No | Yes | Yes | No | 1540 | 2480.8 | Single Family | 1 | 2480.8 | Single Family_Unknown | Single Family_FALSE
Mechanical_00010030 | SITE_01026 | Storage Water Heater | Fossil Fuel Non-Condensing | 30 |  | Rheem | 21130DV | No | 1993 |  | 893012756 | No | No | Natural Gas | 30000 |  | Btuh | 0.61 |  | N/A | N/A |  | N/A | N/A | N/A | Main House | Yes | No | N/A | Yes | 2 |  | No | N/A |  | N/A |  | N/A | No | No | No | No | 1542 | 331.65 | Manufactured | 1 | 331.65 | Manufactured_Natural Gas | Manufactured_FALSE
Mechanical_00010031 | SITE_01029 | Storage Water Heater | Electric Resistance | 40 |  | Rheem | XE40M06ST45U1 | No | 2016 |  | M051606509 | No | No | Electric | 4.5 |  | kW | 0.92 |  | N/A | N/A |  | N/A | N/A | N/A | Main House | Yes | Yes | Floor drain | No |  | N/A | Yes | Polyethylene Foam | 4 |  | 0.5 |  | N/A | Yes | Yes | No | 1545 | 2147.4231 | Single Family | 1 | 2147.4231 | Single Family_Electric | Single Family_FALSE
Mechanical_00010032 | SITE_01030 | Storage Water Heater | Fossil Fuel Non-Condensing | 40 |  | Reliance | 5 40 port950 D | Yes | 1994 |  | N/A | No | No | Propane | 32000 |  | Btuh |  | Unknown | N/A | N/A |  | N/A | N/A | N/A | Crawlspace | Yes | Yes | Plumbed drain | No |  | N/A | Yes | Polyethylene Foam | 3 |  | 0.5 |  | No | Yes | No | No | 1546 | 2147.4231 | Single Family | 1 | 2147.4231 | Single Family_Propane | Single Family_FALSE
Mechanical_00010033 | SITE_01031 | Storage Water Heater | Fossil Fuel Non-Condensing | 40 |  | General Electric | GG40T06AVG01 | Yes | 2010 |  | N/A | No | No | Natural Gas | 36000 |  | Btuh | 0.59 |  | N/A | N/A |  | N/A | N/A | N/A | Main House | Yes | No | N/A | No |  | N/A | No | N/A |  | N/A |  | N/A | No | No | No | No | 1547 | 331.65 | Manufactured | 1 | 331.65 | Manufactured_Natural Gas | Manufactured_FALSE
Mechanical_00010034 | SITE_01032 | Storage Water Heater | Electric Resistance | 50 |  | Richmond | RMEMVR50 | No | 1999 |  | RM 1099403277 | No | No | Electric | 4.5 |  | kW |  | Unknown | N/A | N/A |  | N/A | N/A | N/A | Basement | Yes | No | N/A | No |  | N/A | Yes | Polyethylene Foam | 3 |  | 0.5 |  | No | Yes | Yes | No | 1548 | 1521.68 | Single Family | 1 | 1521.68 | Single Family_Electric | Single Family_FALSE
Mechanical_00010035 | SITE_01035 | Storage Water Heater | Fossil Fuel Non-Condensing | 40 |  | ProLine | G61-40t34-3n | No |  | Unknown | Unknown | No | No | Natural Gas | 34000 |  | Btuh | 0.59 |  | N/A | N/A |  | N/A | N/A | N/A | Crawlspace | Yes | No | N/A | Yes | 2 |  | Yes | Polyethylene Foam | 10 |  | 0.5 |  | No | Yes | No | No | 1551 | 1521.68 | Single Family | 1 | 1521.68 | Single Family_Natural Gas | Single Family_FALSE
Mechanical_00010036 | SITE_01036 | Storage Water Heater | Electric Resistance | 50 |  | AO Smith | EES52 917 | No |  | Unknown | EES-52-F202172000 | No | No | Electric | 4.5 |  | kW |  | Unknown | N/A | N/A |  | N/A | N/A | N/A | Basement | Yes | No | N/A | No |  | N/A | Yes | Polyethylene Foam | 15 |  | 0.5 |  | Yes | Yes | No | No | 1552 | 1521.68 | Single Family | 1 | 1521.68 | Single Family_Electric | Single Family_FALSE
Mechanical_00010037 | SITE_01037 | Storage Water Heater | Fossil Fuel Non-Condensing | 40 |  | Rheem | PR0G40-36P RH62 | Yes | 2015 |  | N/A | No | No | Propane | 36000 |  | Btuh | 0.62 |  | N/A | N/A |  | N/A | N/A | N/A | Basement | No | Yes | Plumbed drain | No |  | N/A | No | N/A |  | N/A |  | N/A | No | No | Yes | No | 1553 | 3706.5714 | Single Family | 2 | 1853.2857 | Single Family_Propane | Single Family_FALSE
Mechanical_00010038 | SITE_01037 | Storage Water Heater | Fossil Fuel Non-Condensing | 40 |  | Rheem | 42VP40PFW | Yes | 2010 |  | N/A | No | No | Propane | 40000 |  | Btuh | 0.67 |  | N/A | N/A |  | N/A | N/A | N/A | Basement | Yes | No | N/A | No |  | N/A | No | N/A |  | N/A |  | N/A | No | No | No | No | 1553 | 3706.5714 | Single Family | 2 | 1853.2857 | Single Family_Propane | Single Family_FALSE
Mechanical_00010039 | SITE_01038 | Storage Water Heater | Fossil Fuel Non-Condensing | 30 |  | Unknown | Unknown | No |  | Unknown | Unknown | No | Yes | Natural Gas |  | Unknown | Btuh |  | Unknown | N/A | N/A |  | N/A | N/A | N/A | Main House | Yes | Yes | Floor drain | Yes | 1.5 |  | No | N/A |  | N/A |  | N/A | Yes | No | Yes | No | 1554 | 1521.68 | Single Family | 1 | 1521.68 | Single Family_Natural Gas | Single Family_FALSE
Mechanical_00010040 | SITE_01039 | Storage Water Heater | Fossil Fuel Non-Condensing | 40 |  | American Standard | GR-40T1-3-6 NAT | Yes | 2014 |  | N/A | No | No | Natural Gas | 40000 |  | Btuh |  | Unknown | N/A | N/A |  | N/A | N/A | N/A | Main House | Yes | No | N/A | No |  | N/A | No | N/A |  | N/A |  | N/A | No | No | Yes | No | 1555 | 1521.68 | Single Family | 1 | 1521.68 | Single Family_Natural Gas | Single Family_FALSE
Mechanical_00010041 | SITE_01040 | Storage Water Heater | Electric Heat Pump (Packaged) | 50 |  | General Electric | GEH50DNSRA | Yes | 2009 |  | N/A | No | No | Electric | 4.5 |  | kW | 2.35 |  | Yes | Other | 1972 |  | None of the above | N/A | Basement | Yes | No | N/A | No |  | N/A | No | N/A |  | N/A |  | N/A | N/A | Yes | Yes | No | 1556 | 765.84 | Manufactured | 1 | 765.84 | Manufactured_Electric | Manufactured_TRUE
Mechanical_00010042 | SITE_01042 | Storage Water Heater | Fossil Fuel Non-Condensing | 40 |  | Rheem | Prog40-36n rh59 | Yes | 2015 |  | N/A | No | No | Natural Gas | 36000 |  | Btuh | 0.59 |  | N/A | N/A |  | N/A | N/A | N/A | Basement | Yes | No | N/A | No |  | N/A | No | N/A |  | N/A |  | N/A | No | No | Yes | No | 1558 | 1521.68 | Single Family | 1 | 1521.68 | Single Family_Natural Gas | Single Family_FALSE
Mechanical_00010043 | SITE_01045 | Storage Water Heater | Fossil Fuel Non-Condensing | 50 |  | American Appliance | G61-50T40-3N | Yes | 2001 |  | N/A | No | No | Natural Gas | 40000 |  | Btuh | 0.58 |  | N/A | N/A |  | N/A | N/A | N/A | Main House | Yes | Yes | Plumbed drain | Yes | 1.5 |  | Yes | Polyethylene Foam | 6 |  | 1 |  | Yes | Yes | Yes | No | 1561 | 5962.4 | Single Family | 1 | 5962.4 | Single Family_Natural Gas | Single Family_FALSE

## RBSA_Shower
RBSA DATA
[25 empty] | SHOWERS | [14 empty] | RTF ANALYSIS - SHOWERS
PK_WaterDetail_ID | CK_SiteID | CK_RoomID | Room Name | Room Type | Fixture Type | Rated GPM | Assumed Rating | Rated GPM_Notes | Measured GPM | Measured GPM_Notes | Primary Shower | Secondary Shower Usage | Notes | Measurement Device | Calibration Factor | Calibration Factor_Notes | Calibrated Flow Rate (GPM) | Calibrated Flow Rate (GPM)_Notes | State | Home Type | Fixture | Site Index | Site Weight | Site Type | Is shower? | Is combo? | HasRatedGPM? | HasCalibratedGPM? | HasMeasuredAndRated | RatedFlow x SiteWeight | CalibratedFlow x SiteWeight | IsShower_Site | IsCombo_Site | HasRated_Site | HasMeasured_Site | HasRatedAndMeasured_site | measured flow rate | measured category | rated gpm category for showers | Statistics
Water_00002539 | SITE_00945 | Room_00015086 | Kitchen_1 | Kitchen | Kitchen Faucet | 1.5 | 1.3267 | 1.5 | 1.5 |  | N/A | N/A | N/A | Bag | 0.796 |  | 1.194 |  | MT | Multifamily Residence | Kitchen Faucet | 1462 | 214.04 | Multifamily Residence | FALSE | FALSE |  |  |  | 321.06 | 255.5638 | Multifamily Residence_FALSE | Multifamily Residence_FALSE | Multifamily Residence_ | Multifamily Residence_ | Multifamily Residence_ | unknown | unknownMultifamily Residence_ | unknownMultifamily Residence_FALSE |  | Number of Homes | Number of Showers (including combos) | Number of Combos
Water_00002540 | SITE_00945 | Room_00015088 | Bathroom_1 | Bathroom | Shower / Bathtub combo with diverter valve | 3.3022 | 3.3022 |  | 3.5 |  | Primary | Daily / Almost Daily | N/A | Bag | 0.8492 |  | 2.972 |  | MT | Multifamily Residence | Shower | 1462 | 214.04 | Multifamily Residence | TRUE | TRUE | TRUE | TRUE | TRUE | 706.8076 | 636.1269 | Multifamily Residence_TRUE | Multifamily Residence_TRUE | Multifamily Residence_TRUE | Multifamily Residence_TRUE | Multifamily Residence_TRUE | gt2.5gpm | gt2.5gpmMultifamily Residence_TRUE | gt2.5gpmMultifamily Residence_TRUE | Single Family | 4254405.47 | 7743911.35 | 4048106.68
Water_00002541 | SITE_00945 | Room_00015088 | Bathroom_1 | Bathroom | Bathroom Faucet | 2 | 1.9456 | 2 | 2.2 |  | N/A | N/A | N/A | Bag | 0.796 |  | 1.751 |  | MT | Multifamily Residence | Bathroom Faucet | 1462 | 214.04 | Multifamily Residence | FALSE | FALSE |  |  |  | 428.08 | 374.784 | Multifamily Residence_FALSE | Multifamily Residence_FALSE | Multifamily Residence_ | Multifamily Residence_ | Multifamily Residence_ | unknown | unknownMultifamily Residence_ | unknownMultifamily Residence_FALSE | Manufactured | 440356.45 | 765217.75 | 488500.2
Water_00002542 | SITE_00972 | Room_00015184 | Bathroom_6 | Bathroom | Bathroom Faucet | 4.4222 | 4.4222 |  | 5 |  | N/A | N/A | Flow rate greater than 5 | Bag | 0.796 |  | 3.98 |  | MT | Single Family | Bathroom Faucet | 1489 | 2661.5 | Single Family | FALSE | FALSE |  |  |  | 11769.7444 | 10592.77 | Single Family_FALSE | Single Family_FALSE | Single Family_ | Single Family_ | Single Family_ | unknown | unknownSingle Family_ | unknownSingle Family_FALSE | Multifamily Residence | 912008.98 | 1044789.32 | 806231.26
Water_00002543 | SITE_00972 | Room_00015184 | Bathroom_6 | Bathroom | Shower / Bathtub combo with diverter valve | 2.5 | 3.3022 | 2.5 | 3.5 |  | Secondary | Daily / Almost Daily | N/A | Bag | 0.8492 |  | 2.972 |  | MT | Single Family | Shower | 1489 | 2661.5 | Single Family | TRUE | TRUE | TRUE | TRUE | TRUE | 6653.75 | 7909.978 | Single Family_TRUE | Single Family_TRUE | Single Family_TRUE | Single Family_TRUE | Single Family_TRUE | 2.5gpm | 2.5gpmSingle Family_TRUE | 2.5gpmSingle Family_TRUE | Total | 5606770.9 | 9553918.42 | 5342838.14
Water_00002544 | SITE_01007 | Room_00015255 | Kitchen_1 | Kitchen | Kitchen Faucet | 2.2 | 2.3878 | 2.2 | 2.7 |  | N/A | N/A | N/A | Bag | 0.796 |  | 2.149 |  | MT | Single Family | Kitchen Faucet | 1523 | 1882.4 | Single Family | FALSE | FALSE |  |  |  | 4141.28 | 4045.2776 | Single Family_FALSE | Single Family_FALSE | Single Family_ | Single Family_ | Single Family_ | unknown | unknownSingle Family_ | unknownSingle Family_FALSE
Water_00002545 | SITE_01007 | Room_00015263 | Bathroom_1 | Bathroom | Bathroom Faucet | 2.2111 | 2.2111 |  | 2.5 |  | N/A | N/A | N/A | Bag | 0.796 |  | 1.99 |  | MT | Single Family | Bathroom Faucet | 1523 | 1882.4 | Single Family | FALSE | FALSE |  |  |  | 4162.1956 | 3745.976 | Single Family_FALSE | Single Family_FALSE | Single Family_ | Single Family_ | Single Family_ | unknown | unknownSingle Family_ | unknownSingle Family_FALSE | For UEC Weights
Water_00002546 | SITE_01007 | Room_00015264 | Bathroom_2 | Bathroom | Bathroom Faucet | 1.2 | 2.3878 | 1.2 | 2.7 |  | N/A | N/A | N/A | Bag | 0.796 |  | 2.149 |  | MT | Single Family | Bathroom Faucet | 1523 | 1882.4 | Single Family | FALSE | FALSE |  |  |  | 2258.88 | 4045.2776 | Single Family_FALSE | Single Family_FALSE | Single Family_ | Single Family_ | Single Family_ | unknown | unknownSingle Family_ | unknownSingle Family_FALSE | Home Type | gt2.5gpm | 2.5gpm | 2.0gpm | 1.8gpm | 1.5gpm | unknown | check
Water_00002547 | SITE_01007 | Room_00015264 | Bathroom_2 | Bathroom | Shower | 2.5 | 3.2078 | 2.5 | 3.4 |  | Never / rarely used | A few times per year | N/A | Bag | 0.8492 |  | 2.887 |  | MT | Single Family | Shower | 1523 | 1882.4 | Single Family | TRUE | FALSE | TRUE | TRUE | TRUE | 4706 | 5434.4888 | Single Family_TRUE | Single Family_FALSE | Single Family_TRUE | Single Family_TRUE | Single Family_TRUE | 2.5gpm | 2.5gpmSingle Family_TRUE | 2.5gpmSingle Family_TRUE | Any | 19.66% | 46.03% | 18.38% | 6.118% | 4.556% | 51.55% | 94.74% | Sites may not be included on the RBSA_Shower worksheet the appear on the RBSA_SiteDetail worksheet.
Water_00002548 | SITE_01007 | Room_00015268 | Bathroom_3 | Bathroom | Bathroom Faucet | unknown |  |  |  | Unknown | N/A | N/A | No basin for sink | Bag | 0.796 |  |  | Unknown | MT | Single Family | Bathroom Faucet | 1523 | 1882.4 | Single Family | FALSE | FALSE |  |  |  | 0 | 0 | Single Family_FALSE | Single Family_FALSE | Single Family_ | Single Family_ | Single Family_ | unknown | unknownSingle Family_ | unknownSingle Family_FALSE | SF | 21.01% | 46.06% | 18.08% | 6.104% | 3.771% | 53.62% | 95.03% | During calibration process, some site did not have data available to do the calibration.
Water_00002549 | SITE_01007 | Room_00015268 | Bathroom_3 | Bathroom | Shower / Bathtub combo with diverter valve | 2.3589 | 2.3589 |  | 2.5 |  | Secondary | A few times per month | A significant amount of water still comes out of the tub faucet in shower mode | Bag | 0.8492 |  | 2.123 |  | MT | Single Family | Shower | 1523 | 1882.4 | Single Family | TRUE | TRUE | TRUE | TRUE | TRUE | 4440.3724 | 3996.3352 | Single Family_TRUE | Single Family_TRUE | Single Family_TRUE | Single Family_TRUE | Single Family_TRUE | 2.5gpm | 2.5gpmSingle Family_TRUE | 2.5gpmSingle Family_TRUE | MF | 14.43% | 42.91% | 19.21% | 5.699% | 12.41% | 42.54% | 94.65% | The percentage in the "check" column is netted out of the flow rate for cells AW20:AW23
Water_00002550 | SITE_01015 | Room_00015292 | Kitchen_1 | Kitchen | Kitchen Faucet | 1.9456 | 1.9456 |  | 2.2 |  | N/A | N/A | N/A | Bag | 0.796 |  | 1.751 |  | MT | Single Family | Kitchen Faucet | 1531 | 1882.4 | Single Family | FALSE | FALSE |  |  |  | 3662.3138 | 3296.0824 | Single Family_FALSE | Single Family_FALSE | Single Family_ | Single Family_ | Single Family_ | unknown | unknownSingle Family_ | unknownSingle Family_FALSE | MH | 13.09% | 49.98% | 20.23% | 6.828% | 1.775% | 42.87% | 91.9%
Water_00002551 | SITE_01015 | Room_00015292 | Kitchen_1 | Kitchen | Kitchen Faucet | 0.88444 | 0.88444 |  | 1 |  | N/A | N/A | Hot water faucet | Bag | 0.796 |  | 0.796 |  | MT | Single Family | Kitchen Faucet | 1531 | 1882.4 | Single Family | FALSE | FALSE |  |  |  | 1664.8782 | 1498.3904 | Single Family_FALSE | Single Family_FALSE | Single Family_ | Single Family_ | Single Family_ | unknown | unknownSingle Family_ | unknownSingle Family_FALSE
Water_00002552 | SITE_01015 | Room_00015298 | Bathroom_1 | Bathroom | Bathtub | unknown |  |  |  | N/A | N/A | N/A | N/A | Unknown |  | N/A |  | N/A | MT | Single Family | Bathtub | 1531 | 1882.4 | Single Family | FALSE | FALSE |  |  |  | 0 | 0 | Single Family_FALSE | Single Family_FALSE | Single Family_ | Single Family_ | Single Family_ | unknown | unknownSingle Family_ | unknownSingle Family_FALSE | For measured flow | gt2.5gpm | 2.5gpm | 2.0gpm | 1.8gpm | 1.5gpm | unknown | all
Water_00002553 | SITE_01015 | Room_00015298 | Bathroom_1 | Bathroom | Bathroom Faucet | 2.2 | 2.2111 | 2.2 | 2.5 |  | N/A | N/A | N/A | Bag | 0.796 |  | 1.99 |  | MT | Single Family | Bathroom Faucet | 1531 | 1882.4 | Single Family | FALSE | FALSE |  |  |  | 4141.28 | 3745.976 | Single Family_FALSE | Single Family_FALSE | Single Family_ | Single Family_ | Single Family_ | unknown | unknownSingle Family_ | unknownSingle Family_FALSE | Any | 2.7567 | 2.1429 | 1.8513 | 1.5989 | 1.542 |  | 2.1496
Water_00002554 | SITE_01015 | Room_00015298 | Bathroom_1 | Bathroom | Bathroom Faucet | 2.2 | 2.2111 | 2.2 | 2.5 |  | N/A | N/A | N/A | Bag | 0.796 |  | 1.99 |  | MT | Single Family | Bathroom Faucet | 1531 | 1882.4 | Single Family | FALSE | FALSE |  |  |  | 4141.28 | 3745.976 | Single Family_FALSE | Single Family_FALSE | Single Family_ | Single Family_ | Single Family_ | unknown | unknownSingle Family_ | unknownSingle Family_FALSE | SF | 2.766 | 2.166 | 1.8597 | 1.6103 | 1.5455 |  | 2.1801
Water_00002555 | SITE_01015 | Room_00015298 | Bathroom_1 | Bathroom | Shower | 1.6 | 1.4156 | 1.6 | 1.5 |  | Primary | Daily / Almost Daily | N/A | Bag | 0.8492 |  | 1.274 |  | MT | Single Family | Shower | 1531 | 1882.4 | Single Family | TRUE | FALSE | TRUE | TRUE | TRUE | 3011.84 | 2398.1776 | Single Family_TRUE | Single Family_FALSE | Single Family_TRUE | Single Family_TRUE | Single Family_TRUE | 1.8gpm | 1.8gpmSingle Family_TRUE | 1.8gpmSingle Family_TRUE | MF | 2.7163 | 2.0676 | 1.767 | 1.4318 | 1.5137 |  | 1.9946
Water_00002556 | SITE_01015 | Room_00015301 | Bathroom_2 | Bathroom | Bathroom Faucet | 2.2 | 2.2111 | 2.2 | 2.5 |  | N/A | N/A | N/A | Bag | 0.796 |  | 1.99 |  | MT | Single Family | Bathroom Faucet | 1531 | 1882.4 | Single Family | FALSE | FALSE |  |  |  | 4141.28 | 3745.976 | Single Family_FALSE | Single Family_FALSE | Single Family_ | Single Family_ | Single Family_ | unknown | unknownSingle Family_ | unknownSingle Family_FALSE | MH | 2.7179 | 2.0116 | 1.8813 | 1.7126 | 1.5454 |  | 2.0523
Water_00002557 | SITE_01015 | Room_00015301 | Bathroom_2 | Bathroom | Shower / Bathtub combo with diverter valve | 1.6 | 1.8867 | 1.6 | 2 |  | Secondary | A few times per year | N/A | Bag | 0.8492 |  | 1.698 |  | MT | Single Family | Shower | 1531 | 1882.4 | Single Family | TRUE | TRUE | TRUE | TRUE | TRUE | 3011.84 | 3196.3152 | Single Family_TRUE | Single Family_TRUE | Single Family_TRUE | Single Family_TRUE | Single Family_TRUE | 1.8gpm | 1.8gpmSingle Family_TRUE | 1.8gpmSingle Family_TRUE
Water_00002558 | SITE_01015 | Room_00015304 | Kitchen_3 | Kitchen | Kitchen Faucet | 6.1911 | 6.1911 |  | 7 |  | N/A | N/A | Measured somewhere above 5 gpm | Bag | 0.796 |  | 5.572 |  | MT | Single Family | Kitchen Faucet | 1531 | 1882.4 | Single Family | FALSE | FALSE |  |  |  | 11654.1476 | 10488.7328 | Single Family_FALSE | Single Family_FALSE | Single Family_ | Single Family_ | Single Family_ | unknown | unknownSingle Family_ | unknownSingle Family_FALSE
Water_00002559 | SITE_01744 | Room_00021436 | Bathroom_6 | Bathroom | Bathroom Faucet | unknown |  |  | 2.2 |  | N/A | N/A | N/A | Unknown |  | N/A |  | N/A | WA | Multifamily Residence | Bathroom Faucet | 2252 | 2002.39 | Multifamily Residence | FALSE | FALSE |  |  |  | 0 | 0 | Multifamily Residence_FALSE | Multifamily Residence_FALSE | Multifamily Residence_ | Multifamily Residence_ | Multifamily Residence_ | unknown | unknownMultifamily Residence_ | unknownMultifamily Residence_FALSE
Water_00002560 | SITE_01744 | Room_00021436 | Bathroom_6 | Bathroom | Shower / Bathtub combo with diverter valve | 1.8 |  | 1.8 | 1.5 |  | Primary | Daily / Almost Daily | N/A | Unknown |  | N/A |  | N/A | WA | Multifamily Residence | Shower | 2252 | 2002.39 | Multifamily Residence | TRUE | TRUE | TRUE | FALSE | FALSE | 3604.302 | 0 | Multifamily Residence_TRUE | Multifamily Residence_TRUE | Multifamily Residence_TRUE | Multifamily Residence_FALSE | Multifamily Residence_FALSE | unknown | unknownMultifamily Residence_FALSE | unknownMultifamily Residence_TRUE
Water_00002561 | SITE_01721 | Room_00021220 | Bathroom_6 | Bathroom | Shower / Bathtub combo with diverter valve | unknown |  |  |  | Unknown | Primary | A few times per week | N/A | Unknown |  | N/A |  | N/A | WA | Manufactured | Shower | 2229 | 997.59 | Manufactured | TRUE | TRUE | FALSE | FALSE | FALSE | 0 | 0 | Manufactured_TRUE | Manufactured_TRUE | Manufactured_FALSE | Manufactured_FALSE | Manufactured_FALSE | unknown | unknownManufactured_FALSE | unknownManufactured_TRUE
Water_00002562 | SITE_01721 | Room_00021220 | Bathroom_6 | Bathroom | Bathroom Faucet | unknown |  |  | 3.7 |  | N/A | N/A | N/A | Unknown |  | N/A |  | N/A | WA | Manufactured | Bathroom Faucet | 2229 | 997.59 | Manufactured | FALSE | FALSE |  |  |  | 0 | 0 | Manufactured_FALSE | Manufactured_FALSE | Manufactured_ | Manufactured_ | Manufactured_ | unknown | unknownManufactured_ | unknownManufactured_FALSE
Water_00002563 | SITE_01749 | Room_00021484 | Bathroom_1 | Bathroom | Shower | unknown |  |  | 2 |  | Primary | Daily / Almost Daily | N/A | Unknown |  | N/A |  | N/A | WA | Multifamily Residence | Shower | 2257 | 2002.39 | Multifamily Residence | TRUE | FALSE | FALSE | FALSE | FALSE | 0 | 0 | Multifamily Residence_TRUE | Multifamily Residence_FALSE | Multifamily Residence_FALSE | Multifamily Residence_FALSE | Multifamily Residence_FALSE | unknown | unknownMultifamily Residence_FALSE | unknownMultifamily Residence_TRUE
Water_00002564 | SITE_01749 | Room_00021484 | Bathroom_1 | Bathroom | Bathroom Faucet | 1.5 |  | 1.5 | 1.2 |  | N/A | N/A | N/A | Unknown |  | N/A |  | N/A | WA | Multifamily Residence | Bathroom Faucet | 2257 | 2002.39 | Multifamily Residence | FALSE | FALSE |  |  |  | 3003.585 | 0 | Multifamily Residence_FALSE | Multifamily Residence_FALSE | Multifamily Residence_ | Multifamily Residence_ | Multifamily Residence_ | unknown | unknownMultifamily Residence_ | unknownMultifamily Residence_FALSE
Water_00002565 | SITE_01749 | Room_00021485 | Kitchen_1 | Kitchen | Kitchen Faucet | 2 |  | 2 | 1.7 |  | N/A | N/A | N/A | Unknown |  | N/A |  | N/A | WA | Multifamily Residence | Kitchen Faucet | 2257 | 2002.39 | Multifamily Residence | FALSE | FALSE |  |  |  | 4004.78 | 0 | Multifamily Residence_FALSE | Multifamily Residence_FALSE | Multifamily Residence_ | Multifamily Residence_ | Multifamily Residence_ | unknown | unknownMultifamily Residence_ | unknownMultifamily Residence_FALSE
Water_00002566 | SITE_01748 | Room_00021465 | Kitchen_1 | Kitchen | Kitchen Faucet | unknown |  |  | 1 |  | N/A | N/A | N/A | Unknown |  | N/A |  | N/A | WA | Multifamily Residence | Kitchen Faucet | 2256 | 2002.39 | Multifamily Residence | FALSE | FALSE |  |  |  | 0 | 0 | Multifamily Residence_FALSE | Multifamily Residence_FALSE | Multifamily Residence_ | Multifamily Residence_ | Multifamily Residence_ | unknown | unknownMultifamily Residence_ | unknownMultifamily Residence_FALSE
Water_00002567 | SITE_01748 | Room_00021468 | Bathroom_1 | Bathroom | Bathroom Faucet | unknown |  |  | 1 |  | N/A | N/A | N/A | Unknown |  | N/A |  | N/A | WA | Multifamily Residence | Bathroom Faucet | 2256 | 2002.39 | Multifamily Residence | FALSE | FALSE |  |  |  | 0 | 0 | Multifamily Residence_FALSE | Multifamily Residence_FALSE | Multifamily Residence_ | Multifamily Residence_ | Multifamily Residence_ | unknown | unknownMultifamily Residence_ | unknownMultifamily Residence_FALSE
Water_00002568 | SITE_01748 | Room_00021468 | Bathroom_1 | Bathroom | Shower / Bathtub combo with diverter valve | 1.5 |  | 1.5 | 1.2 |  | Primary | Daily / Almost Daily | N/A | Unknown |  | N/A |  | N/A | WA | Multifamily Residence | Shower | 2256 | 2002.39 | Multifamily Residence | TRUE | TRUE | TRUE | FALSE | FALSE | 3003.585 | 0 | Multifamily Residence_TRUE | Multifamily Residence_TRUE | Multifamily Residence_TRUE | Multifamily Residence_FALSE | Multifamily Residence_FALSE | unknown | unknownMultifamily Residence_FALSE | unknownMultifamily Residence_TRUE
Water_00002569 | SITE_01767 | Room_00021640 | Kitchen_1 | Kitchen | Kitchen Faucet | unknown |  |  | 1.3 |  | N/A | N/A | N/A | Unknown |  | N/A |  | N/A | WA | Multifamily Residence | Kitchen Faucet | 2275 | 2002.39 | Multifamily Residence | FALSE | FALSE |  |  |  | 0 | 0 | Multifamily Residence_FALSE | Multifamily Residence_FALSE | Multifamily Residence_ | Multifamily Residence_ | Multifamily Residence_ | unknown | unknownMultifamily Residence_ | unknownMultifamily Residence_FALSE
Water_00002570 | SITE_01767 | Room_00021642 | Bathroom_1 | Bathroom | Shower / Bathtub combo with diverter valve | unknown |  |  | 1.5 |  | Primary | Daily / Almost Daily | N/A | Unknown |  | N/A |  | N/A | WA | Multifamily Residence | Shower | 2275 | 2002.39 | Multifamily Residence | TRUE | TRUE | FALSE | FALSE | FALSE | 0 | 0 | Multifamily Residence_TRUE | Multifamily Residence_TRUE | Multifamily Residence_FALSE | Multifamily Residence_FALSE | Multifamily Residence_FALSE | unknown | unknownMultifamily Residence_FALSE | unknownMultifamily Residence_TRUE
Water_00002571 | SITE_01767 | Room_00021642 | Bathroom_1 | Bathroom | Bathroom Faucet | unknown |  |  | 1.6 |  | N/A | N/A | N/A | Unknown |  | N/A |  | N/A | WA | Multifamily Residence | Bathroom Faucet | 2275 | 2002.39 | Multifamily Residence | FALSE | FALSE |  |  |  | 0 | 0 | Multifamily Residence_FALSE | Multifamily Residence_FALSE | Multifamily Residence_ | Multifamily Residence_ | Multifamily Residence_ | unknown | unknownMultifamily Residence_ | unknownMultifamily Residence_FALSE
Water_00002572 | SITE_01920 | Room_00023319 | Bathroom_6 | Bathroom | Bathroom Faucet | unknown |  |  | 2.5 |  | N/A | N/A | N/A | Unknown |  | N/A |  | N/A | WA | Single Family | Bathroom Faucet | 2427 | 12576.67 | Single Family | FALSE | FALSE |  |  |  | 0 | 0 | Single Family_FALSE | Single Family_FALSE | Single Family_ | Single Family_ | Single Family_ | unknown | unknownSingle Family_ | unknownSingle Family_FALSE
Water_00002573 | SITE_01920 | Room_00023319 | Bathroom_6 | Bathroom | Shower / Bathtub combo with diverter valve | unknown |  |  | 3 |  | Secondary | Daily / Almost Daily | N/A | Unknown |  | N/A |  | N/A | WA | Single Family | Shower | 2427 | 12576.67 | Single Family | TRUE | TRUE | FALSE | FALSE | FALSE | 0 | 0 | Single Family_TRUE | Single Family_TRUE | Single Family_FALSE | Single Family_FALSE | Single Family_FALSE | unknown | unknownSingle Family_FALSE | unknownSingle Family_TRUE
Water_00002574 | SITE_01747 | Room_00021458 | Kitchen_1 | Kitchen | Kitchen Faucet | 1.8 |  | 1.8 | 1.7 |  | N/A | N/A | N/A | Unknown |  | N/A |  | N/A | WA | Multifamily Residence | Kitchen Faucet | 2255 | 2002.39 | Multifamily Residence | FALSE | FALSE |  |  |  | 3604.302 | 0 | Multifamily Residence_FALSE | Multifamily Residence_FALSE | Multifamily Residence_ | Multifamily Residence_ | Multifamily Residence_ | unknown | unknownMultifamily Residence_ | unknownMultifamily Residence_FALSE
Water_00002575 | SITE_01747 | Room_00021460 | Bathroom_1 | Bathroom | Bathroom Faucet | unknown |  |  | 1.3 |  | N/A | N/A | N/A | Unknown |  | N/A |  | N/A | WA | Multifamily Residence | Bathroom Faucet | 2255 | 2002.39 | Multifamily Residence | FALSE | FALSE |  |  |  | 0 | 0 | Multifamily Residence_FALSE | Multifamily Residence_FALSE | Multifamily Residence_ | Multifamily Residence_ | Multifamily Residence_ | unknown | unknownMultifamily Residence_ | unknownMultifamily Residence_FALSE
Water_00002576 | SITE_01747 | Room_00021460 | Bathroom_1 | Bathroom | Shower / Bathtub combo with diverter valve | unknown |  |  | 1.7 |  | Primary | Daily / Almost Daily | N/A | Unknown |  | N/A |  | N/A | WA | Multifamily Residence | Shower | 2255 | 2002.39 | Multifamily Residence | TRUE | TRUE | FALSE | FALSE | FALSE | 0 | 0 | Multifamily Residence_TRUE | Multifamily Residence_TRUE | Multifamily Residence_FALSE | Multifamily Residence_FALSE | Multifamily Residence_FALSE | unknown | unknownMultifamily Residence_FALSE | unknownMultifamily Residence_TRUE
Water_00002577 | SITE_01742 | Room_00021417 | Bathroom_1 | Bathroom | Bathroom Faucet | unknown |  |  | 2 |  | N/A | N/A | N/A | Unknown |  | N/A |  | N/A | WA | Multifamily Residence | Bathroom Faucet | 2250 | 2002.39 | Multifamily Residence | FALSE | FALSE |  |  |  | 0 | 0 | Multifamily Residence_FALSE | Multifamily Residence_FALSE | Multifamily Residence_ | Multifamily Residence_ | Multifamily Residence_ | unknown | unknownMultifamily Residence_ | unknownMultifamily Residence_FALSE
Water_00002578 | SITE_01742 | Room_00021417 | Bathroom_1 | Bathroom | Shower | 2.5 |  | 2.5 | 3 |  | Secondary | A few times per year | N/A | Unknown |  | N/A |  | N/A | WA | Multifamily Residence | Shower | 2250 | 2002.39 | Multifamily Residence | TRUE | FALSE | TRUE | FALSE | FALSE | 5005.975 | 0 | Multifamily Residence_TRUE | Multifamily Residence_FALSE | Multifamily Residence_TRUE | Multifamily Residence_FALSE | Multifamily Residence_FALSE | unknown | unknownMultifamily Residence_FALSE | unknownMultifamily Residence_TRUE
Water_00002579 | SITE_01742 | Room_00021420 | Kitchen_1 | Kitchen | Kitchen Faucet | 2 |  | 2 | 1.3 |  | N/A | N/A | N/A | Unknown |  | N/A |  | N/A | WA | Multifamily Residence | Kitchen Faucet | 2250 | 2002.39 | Multifamily Residence | FALSE | FALSE |  |  |  | 4004.78 | 0 | Multifamily Residence_FALSE | Multifamily Residence_FALSE | Multifamily Residence_ | Multifamily Residence_ | Multifamily Residence_ | unknown | unknownMultifamily Residence_ | unknownMultifamily Residence_FALSE
Water_00002580 | SITE_01742 | Room_00021423 | Bathroom_2 | Bathroom | Shower | unknown |  |  | 3.3 |  | Primary | Daily / Almost Daily | N/A | Unknown |  | N/A |  | N/A | WA | Multifamily Residence | Shower | 2250 | 2002.39 | Multifamily Residence | TRUE | FALSE | FALSE | FALSE | FALSE | 0 | 0 | Multifamily Residence_TRUE | Multifamily Residence_FALSE | Multifamily Residence_FALSE | Multifamily Residence_FALSE | Multifamily Residence_FALSE | unknown | unknownMultifamily Residence_FALSE | unknownMultifamily Residence_TRUE
Water_00002581 | SITE_01742 | Room_00021423 | Bathroom_2 | Bathroom | Bathroom Faucet | unknown |  |  | 2.5 |  | N/A | N/A | N/A | Unknown |  | N/A |  | N/A | WA | Multifamily Residence | Bathroom Faucet | 2250 | 2002.39 | Multifamily Residence | FALSE | FALSE |  |  |  | 0 | 0 | Multifamily Residence_FALSE | Multifamily Residence_FALSE | Multifamily Residence_ | Multifamily Residence_ | Multifamily Residence_ | unknown | unknownMultifamily Residence_ | unknownMultifamily Residence_FALSE
Water_00002582 | SITE_01742 | Room_00021423 | Bathroom_2 | Bathroom | Bathroom Faucet | unknown |  |  | 2.4 |  | N/A | N/A | N/A | Unknown |  | N/A |  | N/A | WA | Multifamily Residence | Bathroom Faucet | 2250 | 2002.39 | Multifamily Residence | FALSE | FALSE |  |  |  | 0 | 0 | Multifamily Residence_FALSE | Multifamily Residence_FALSE | Multifamily Residence_ | Multifamily Residence_ | Multifamily Residence_ | unknown | unknownMultifamily Residence_ | unknownMultifamily Residence_FALSE
Water_00002583 | SITE_01742 | Room_00021423 | Bathroom_2 | Bathroom | Bathtub | unknown |  |  |  | N/A | N/A | N/A | N/A | Unknown |  | N/A |  | N/A | WA | Multifamily Residence | Bathtub | 2250 | 2002.39 | Multifamily Residence | FALSE | FALSE |  |  |  | 0 | 0 | Multifamily Residence_FALSE | Multifamily Residence_FALSE | Multifamily Residence_ | Multifamily Residence_ | Multifamily Residence_ | unknown | unknownMultifamily Residence_ | unknownMultifamily Residence_FALSE
Water_00002584 | SITE_01891 | Room_00022891 | Bathroom_1 | Bathroom | Bathroom Faucet | 2.2 |  | 2.2 | 2.4 |  | N/A | N/A | N/A | Unknown |  | N/A |  | N/A | WA | Single Family | Bathroom Faucet | 2398 | 2259.17 | Single Family | FALSE | FALSE |  |  |  | 4970.174 | 0 | Single Family_FALSE | Single Family_FALSE | Single Family_ | Single Family_ | Single Family_ | unknown | unknownSingle Family_ | unknownSingle Family_FALSE
Water_00002585 | SITE_01891 | Room_00022895 | Kitchen_1 | Kitchen | Kitchen Faucet | unknown |  |  | 1.8 |  | N/A | N/A | N/A | Unknown |  | N/A |  | N/A | WA | Single Family | Kitchen Faucet | 2398 | 2259.17 | Single Family | FALSE | FALSE |  |  |  | 0 | 0 | Single Family_FALSE | Single Family_FALSE | Single Family_ | Single Family_ | Single Family_ | unknown | unknownSingle Family_ | unknownSingle Family_FALSE
Water_00002586 | SITE_01891 | Room_00022896 | Bedroom_1 | Bedroom | Bathroom Faucet | unknown |  |  | 2.2 |  | N/A | N/A | N/A | Unknown |  | N/A |  | N/A | WA | Single Family | Bathroom Faucet | 2398 | 2259.17 | Single Family | FALSE | FALSE |  |  |  | 0 | 0 | Single Family_FALSE | Single Family_FALSE | Single Family_ | Single Family_ | Single Family_ | unknown | unknownSingle Family_ | unknownSingle Family_FALSE
Water_00002587 | SITE_01891 | Room_00022896 | Bedroom_1 | Bedroom | Bathroom Faucet | unknown |  |  | 2.2 |  | N/A | N/A | N/A | Unknown |  | N/A |  | N/A | WA | Single Family | Bathroom Faucet | 2398 | 2259.17 | Single Family | FALSE | FALSE |  |  |  | 0 | 0 | Single Family_FALSE | Single Family_FALSE | Single Family_ | Single Family_ | Single Family_ | unknown | unknownSingle Family_ | unknownSingle Family_FALSE
Water_00002588 | SITE_01891 | Room_00022897 | Bathroom_2 | Bathroom | Shower | unknown |  |  | 1 |  | Primary | Daily / Almost Daily | N/A | Unknown |  | N/A |  | N/A | WA | Single Family | Shower | 2398 | 2259.17 | Single Family | TRUE | FALSE | FALSE | FALSE | FALSE | 0 | 0 | Single Family_TRUE | Single Family_FALSE | Single Family_FALSE | Single Family_FALSE | Single Family_FALSE | unknown | unknownSingle Family_FALSE | unknownSingle Family_TRUE
Water_00002589 | SITE_01891 | Room_00022897 | Bathroom_2 | Bathroom | Bathtub | unknown |  |  |  | N/A | N/A | N/A | N/A | Unknown |  | N/A |  | N/A | WA | Single Family | Bathtub | 2398 | 2259.17 | Single Family | FALSE | FALSE |  |  |  | 0 | 0 | Single Family_FALSE | Single Family_FALSE | Single Family_ | Single Family_ | Single Family_ | unknown | unknownSingle Family_ | unknownSingle Family_FALSE
Water_00002590 | SITE_01891 | Room_00022900 | Bathroom_3 | Bathroom | Shower / Bathtub combo with diverter valve | unknown |  |  | 1.6 |  | Secondary | A few times per month | N/A | Unknown |  | N/A |  | N/A | WA | Single Family | Shower | 2398 | 2259.17 | Single Family | TRUE | TRUE | FALSE | FALSE | FALSE | 0 | 0 | Single Family_TRUE | Single Family_TRUE | Single Family_FALSE | Single Family_FALSE | Single Family_FALSE | unknown | unknownSingle Family_FALSE | unknownSingle Family_TRUE
Water_00002591 | SITE_01891 | Room_00022901 | Laundry_1 | Laundry | Kitchen Faucet | unknown |  |  | 2.8 |  | N/A | N/A | N/A | Unknown |  | N/A |  | N/A | WA | Single Family | Kitchen Faucet | 2398 | 2259.17 | Single Family | FALSE | FALSE |  |  |  | 0 | 0 | Single Family_FALSE | Single Family_FALSE | Single Family_ | Single Family_ | Single Family_ | unknown | unknownSingle Family_ | unknownSingle Family_FALSE
Water_00002592 | SITE_01099 | Room_00016086 | Kitchen_1 | Kitchen | Kitchen Faucet | 1.5033 | 1.5033 |  | 1.7 |  | N/A | N/A | N/A | Bag | 0.796 |  | 1.353 |  | WA | Single Family | Kitchen Faucet | 1615 | 3801.52 | Single Family | FALSE | FALSE |  |  |  | 5714.9517 | 5143.4566 | Single Family_FALSE | Single Family_FALSE | Single Family_ | Single Family_ | Single Family_ | unknown | unknownSingle Family_ | unknownSingle Family_FALSE
Water_00002593 | SITE_01099 | Room_00016091 | Bathroom_1 | Bathroom | Bathtub | unknown |  |  |  | N/A | N/A | N/A | N/A | Unknown |  | N/A |  | N/A | WA | Single Family | Bathtub | 1615 | 3801.52 | Single Family | FALSE | FALSE |  |  |  | 0 | 0 | Single Family_FALSE | Single Family_FALSE | Single Family_ | Single Family_ | Single Family_ | unknown | unknownSingle Family_ | unknownSingle Family_FALSE
Water_00002594 | SITE_01099 | Room_00016091 | Bathroom_1 | Bathroom | Shower | 2.5 |  | 2.5 |  | Unknown | All used about the same | Daily / Almost Daily | Too large for pitcher even | Unknown |  | N/A |  | N/A | WA | Single Family | Shower | 1615 | 3801.52 | Single Family | TRUE | FALSE | TRUE | FALSE | FALSE | 9503.8 | 0 | Single Family_TRUE | Single Family_FALSE | Single Family_TRUE | Single Family_FALSE | Single Family_FALSE | unknown | unknownSingle Family_FALSE | unknownSingle Family_TRUE
Water_00002595 | SITE_01099 | Room_00016091 | Bathroom_1 | Bathroom | Bathroom Faucet | 2.2 | 1.9456 | 2.2 | 2.2 |  | N/A | N/A | N/A | Bag | 0.796 |  | 1.751 |  | WA | Single Family | Bathroom Faucet | 1615 | 3801.52 | Single Family | FALSE | FALSE |  |  |  | 8363.344 | 6656.4615 | Single Family_FALSE | Single Family_FALSE | Single Family_ | Single Family_ | Single Family_ | unknown | unknownSingle Family_ | unknownSingle Family_FALSE
Water_00002596 | SITE_01099 | Room_00016091 | Bathroom_1 | Bathroom | Bathroom Faucet | 2.2 | 2.1222 | 2.2 | 2.4 |  | N/A | N/A | N/A | Bag | 0.796 |  | 1.91 |  | WA | Single Family | Bathroom Faucet | 1615 | 3801.52 | Single Family | FALSE | FALSE |  |  |  | 8363.344 | 7260.9032 | Single Family_FALSE | Single Family_FALSE | Single Family_ | Single Family_ | Single Family_ | unknown | unknownSingle Family_ | unknownSingle Family_FALSE
Water_00002597 | SITE_01099 | Room_00016097 | Bathroom_2 | Bathroom | Bathroom Faucet | 2.2 | 2.1222 | 2.2 | 2.4 |  | N/A | N/A | N/A | Bag | 0.796 |  | 1.91 |  | WA | Single Family | Bathroom Faucet | 1615 | 3801.52 | Single Family | FALSE | FALSE |  |  |  | 8363.344 | 7260.9032 | Single Family_FALSE | Single Family_FALSE | Single Family_ | Single Family_ | Single Family_ | unknown | unknownSingle Family_ | unknownSingle Family_FALSE
Water_00002598 | SITE_01099 | Room_00016097 | Bathroom_2 | Bathroom | Shower | 2.5 |  | 2.5 |  | Unknown | All used about the same | Daily / Almost Daily | Showerhead too big | Unknown |  | N/A |  | N/A | WA | Single Family | Shower | 1615 | 3801.52 | Single Family | TRUE | FALSE | TRUE | FALSE | FALSE | 9503.8 | 0 | Single Family_TRUE | Single Family_FALSE | Single Family_TRUE | Single Family_FALSE | Single Family_FALSE | unknown | unknownSingle Family_FALSE | unknownSingle Family_TRUE
Water_00002599 | SITE_01099 | Room_00016098 | Bathroom_3 | Bathroom | Bathroom Faucet | 2.2 | 2.1222 | 2.2 | 2.4 |  | N/A | N/A | N/A | Bag | 0.796 |  | 1.91 |  | WA | Single Family | Bathroom Faucet | 1615 | 3801.52 | Single Family | FALSE | FALSE |  |  |  | 8363.344 | 7260.9032 | Single Family_FALSE | Single Family_FALSE | Single Family_ | Single Family_ | Single Family_ | unknown | unknownSingle Family_ | unknownSingle Family_FALSE
Water_00002600 | SITE_01985 | Room_00024240 | Kitchen_1 | Kitchen | Kitchen Faucet | unknown |  |  | 1.5 |  | N/A | N/A | N/A | Unknown |  | N/A |  | N/A | WA | Single Family | Kitchen Faucet | 2492 | 597.38 | Single Family | FALSE | FALSE |  |  |  | 0 | 0 | Single Family_FALSE | Single Family_FALSE | Single Family_ | Single Family_ | Single Family_ | unknown | unknownSingle Family_ | unknownSingle Family_FALSE
Water_00002601 | SITE_01985 | Room_00024242 | Bathroom_1 | Bathroom | Shower / Bathtub combo with diverter valve | unknown |  |  | 2 |  | Primary | Daily / Almost Daily | N/A | Unknown |  | N/A |  | N/A | WA | Single Family | Shower | 2492 | 597.38 | Single Family | TRUE | TRUE | FALSE | FALSE | FALSE | 0 | 0 | Single Family_TRUE | Single Family_TRUE | Single Family_FALSE | Single Family_FALSE | Single Family_FALSE | unknown | unknownSingle Family_FALSE | unknownSingle Family_TRUE
Water_00002602 | SITE_01985 | Room_00024242 | Bathroom_1 | Bathroom | Bathroom Faucet | 1.5 |  | 1.5 | 1.3 |  | N/A | N/A | N/A | Unknown |  | N/A |  | N/A | WA | Single Family | Bathroom Faucet | 2492 | 597.38 | Single Family | FALSE | FALSE |  |  |  | 896.07 | 0 | Single Family_FALSE | Single Family_FALSE | Single Family_ | Single Family_ | Single Family_ | unknown | unknownSingle Family_ | unknownSingle Family_FALSE
Water_00002603 | SITE_01565 | Room_00019274 | Kitchen_1 | Kitchen | Kitchen Faucet | unknown |  |  | 2.7 |  | N/A | N/A | N/A | Unknown |  | N/A |  | N/A | WA | Single Family | Kitchen Faucet | 2074 | 597.38 | Single Family | FALSE | FALSE |  |  |  | 0 | 0 | Single Family_FALSE | Single Family_FALSE | Single Family_ | Single Family_ | Single Family_ | unknown | unknownSingle Family_ | unknownSingle Family_FALSE
Water_00002604 | SITE_01565 | Room_00019278 | Bathroom_1 | Bathroom | Shower / Bathtub combo with diverter valve | 2.5 |  | 2.5 | 1.5 |  | Primary | Daily / Almost Daily | N/A | Unknown |  | N/A |  | N/A | WA | Single Family | Shower | 2074 | 597.38 | Single Family | TRUE | TRUE | TRUE | FALSE | FALSE | 1493.45 | 0 | Single Family_TRUE | Single Family_TRUE | Single Family_TRUE | Single Family_FALSE | Single Family_FALSE | unknown | unknownSingle Family_FALSE | unknownSingle Family_TRUE
Water_00002605 | SITE_01565 | Room_00019278 | Bathroom_1 | Bathroom | Bathroom Faucet | unknown |  |  | 2 |  | N/A | N/A | N/A | Unknown |  | N/A |  | N/A | WA | Single Family | Bathroom Faucet | 2074 | 597.38 | Single Family | FALSE | FALSE |  |  |  | 0 | 0 | Single Family_FALSE | Single Family_FALSE | Single Family_ | Single Family_ | Single Family_ | unknown | unknownSingle Family_ | unknownSingle Family_FALSE
Water_00002606 | SITE_01538 | Room_00018921 | Kitchen_1 | Kitchen | Kitchen Faucet | unknown |  |  | 2 |  | N/A | N/A | N/A | Unknown |  | N/A |  | N/A | WA | Single Family | Kitchen Faucet | 2047 | 597.38 | Single Family | FALSE | FALSE |  |  |  | 0 | 0 | Single Family_FALSE | Single Family_FALSE | Single Family_ | Single Family_ | Single Family_ | unknown | unknownSingle Family_ | unknownSingle Family_FALSE
Water_00002607 | SITE_01538 | Room_00018922 | Bathroom_1 | Bathroom | Bathroom Faucet | unknown |  |  |  | Unknown | N/A | N/A | N/A | Unknown |  | N/A |  | N/A | WA | Single Family | Bathroom Faucet | 2047 | 597.38 | Single Family | FALSE | FALSE |  |  |  | 0 | 0 | Single Family_FALSE | Single Family_FALSE | Single Family_ | Single Family_ | Single Family_ | unknown | unknownSingle Family_ | unknownSingle Family_FALSE
Water_00002608 | SITE_01538 | Room_00018925 | Bathroom_2 | Bathroom | Bathroom Faucet | unknown |  |  | 1.6 |  | N/A | N/A | N/A | Unknown |  | N/A |  | N/A | WA | Single Family | Bathroom Faucet | 2047 | 597.38 | Single Family | FALSE | FALSE |  |  |  | 0 | 0 | Single Family_FALSE | Single Family_FALSE | Single Family_ | Single Family_ | Single Family_ | unknown | unknownSingle Family_ | unknownSingle Family_FALSE
Water_00002609 | SITE_01538 | Room_00018925 | Bathroom_2 | Bathroom | Shower / Bathtub combo with diverter valve | 2.5 |  | 2.5 |  | Unknown | Primary | Daily / Almost Daily | N/A | Unknown |  | N/A |  | N/A | WA | Single Family | Shower | 2047 | 597.38 | Single Family | TRUE | TRUE | TRUE | FALSE | FALSE | 1493.45 | 0 | Single Family_TRUE | Single Family_TRUE | Single Family_TRUE | Single Family_FALSE | Single Family_FALSE | unknown | unknownSingle Family_FALSE | unknownSingle Family_TRUE
Water_00002610 | SITE_00914 | Room_00015026 | Bathroom_1 | Bathroom | Bathroom Faucet | 1.99 | 1.99 |  | 2.25 |  | N/A | N/A | N/A | Bag | 0.796 |  | 1.791 |  | MT | Manufactured | Bathroom Faucet | 1431 | 331.65 | Manufactured | FALSE | FALSE |  |  |  | 659.9835 | 593.9851 | Manufactured_FALSE | Manufactured_FALSE | Manufactured_ | Manufactured_ | Manufactured_ | unknown | unknownManufactured_ | unknownManufactured_FALSE
Water_00002611 | SITE_00914 | Room_00015028 | Living Room_2 | Living Room | Kitchen Faucet | 1.3267 | 1.3267 |  | 1.5 |  | N/A | N/A | N/A | Bag | 0.796 |  | 1.194 |  | MT | Manufactured | Kitchen Faucet | 1431 | 331.65 | Manufactured | FALSE | FALSE |  |  |  | 439.989 | 395.9901 | Manufactured_FALSE | Manufactured_FALSE | Manufactured_ | Manufactured_ | Manufactured_ | unknown | unknownManufactured_ | unknownManufactured_FALSE
Water_00002612 | SITE_00914 | Room_00015029 | Bathroom_2 | Bathroom | Shower / Bathtub combo with diverter valve | unknown |  |  |  | Unknown | Primary | Never | Not able to turn on. Unfunctional | Bag | 0.8492 |  |  | Unknown | MT | Manufactured | Shower | 1431 | 331.65 | Manufactured | TRUE | TRUE | FALSE | FALSE | FALSE | 0 | 0 | Manufactured_TRUE | Manufactured_TRUE | Manufactured_FALSE | Manufactured_FALSE | Manufactured_FALSE | unknown | unknownManufactured_FALSE | unknownManufactured_TRUE
Water_00002613 | SITE_00885 | Room_00015011 | Bathroom_6 | Bathroom | Bathroom Faucet | 3.3167 | 3.3167 |  | 3.75 |  | N/A | N/A | N/A | Bag | 0.796 |  | 2.985 |  | MT | Manufactured | Bathroom Faucet | 1404 | 331.65 | Manufactured | FALSE | FALSE |  |  |  | 1099.9725 | 989.9752 | Manufactured_FALSE | Manufactured_FALSE | Manufactured_ | Manufactured_ | Manufactured_ | unknown | unknownManufactured_ | unknownManufactured_FALSE
Water_00002614 | SITE_00885 | Room_00015011 | Bathroom_6 | Bathroom | Shower | 2 | 2.8311 | 2 | 3 |  | Primary | A few times per week | When not in use, drips a large amount | Bag | 0.8492 |  | 2.548 |  | MT | Manufactured | Shower | 1404 | 331.65 | Manufactured | TRUE | FALSE | TRUE | TRUE | TRUE | 663.3 | 845.0442 | Manufactured_TRUE | Manufactured_FALSE | Manufactured_TRUE | Manufactured_TRUE | Manufactured_TRUE | 2.0gpm | 2.0gpmManufactured_TRUE | 2.0gpmManufactured_TRUE
Water_00002615 | SITE_01025 | Room_00015327 | Kitchen_1 | Kitchen | Kitchen Faucet | 2.4322 | 2.4322 |  | 2.75 |  | N/A | N/A | N/A | Bag | 0.796 |  | 2.189 |  | MT | Single Family | Kitchen Faucet | 1541 | 1882.4 | Single Family | FALSE | FALSE |  |  |  | 4578.4151 | 4120.5736 | Single Family_FALSE | Single Family_FALSE | Single Family_ | Single Family_ | Single Family_ | unknown | unknownSingle Family_ | unknownSingle Family_FALSE
Water_00002616 | SITE_01025 | Room_00015331 | Bathroom_1 | Bathroom | Bathroom Faucet | 3.7589 | 3.7589 |  | 4.25 |  | N/A | N/A | Drips constantly when not in use | Bag | 0.796 |  | 3.383 |  | MT | Single Family | Bathroom Faucet | 1541 | 1882.4 | Single Family | FALSE | FALSE |  |  |  | 7075.7324 | 6368.1592 | Single Family_FALSE | Single Family_FALSE | Single Family_ | Single Family_ | Single Family_ | unknown | unknownSingle Family_ | unknownSingle Family_FALSE
Water_00002617 | SITE_01025 | Room_00015331 | Bathroom_1 | Bathroom | Shower / Bathtub combo with diverter valve | 2.1233 | 2.1233 |  | 2.25 |  | Primary | Daily / Almost Daily | N/A | Bag | 0.8492 |  | 1.911 |  | MT | Single Family | Shower | 1541 | 1882.4 | Single Family | TRUE | TRUE | TRUE | TRUE | TRUE | 3996.9627 | 3597.2664 | Single Family_TRUE | Single Family_TRUE | Single Family_TRUE | Single Family_TRUE | Single Family_TRUE | 2.5gpm | 2.5gpmSingle Family_TRUE | 2.5gpmSingle Family_TRUE
Water_00002618 | SITE_01025 | Room_00015336 | Bathroom_2 | Bathroom | Bathroom Faucet | 2.2 |  | 2.2 |  | Unknown | N/A | N/A | No water comes out | Bag | 0.796 |  |  | Unknown | MT | Single Family | Bathroom Faucet | 1541 | 1882.4 | Single Family | FALSE | FALSE |  |  |  | 4141.28 | 0 | Single Family_FALSE | Single Family_FALSE | Single Family_ | Single Family_ | Single Family_ | unknown | unknownSingle Family_ | unknownSingle Family_FALSE
Water_00002619 | SITE_01025 | Room_00015336 | Bathroom_2 | Bathroom | Shower | 2.5 | 3.3022 | 2.5 | 3.5 |  | Secondary | A few times per week | N/A | Bag | 0.8492 |  | 2.972 |  | MT | Single Family | Shower | 1541 | 1882.4 | Single Family | TRUE | FALSE | TRUE | TRUE | TRUE | 4706 | 5594.4928 | Single Family_TRUE | Single Family_FALSE | Single Family_TRUE | Single Family_TRUE | Single Family_TRUE | 2.5gpm | 2.5gpmSingle Family_TRUE | 2.5gpmSingle Family_TRUE
Water_00002620 | SITE_01102 | Room_00016136 | Kitchen_1 | Kitchen | Kitchen Faucet | unknown |  |  | 1.5 |  | N/A | N/A | N/A | Unknown |  | N/A |  | N/A | WA | Single Family | Kitchen Faucet | 1618 | 3801.52 | Single Family | FALSE | FALSE |  |  |  | 0 | 0 | Single Family_FALSE | Single Family_FALSE | Single Family_ | Single Family_ | Single Family_ | unknown | unknownSingle Family_ | unknownSingle Family_FALSE
Water_00002621 | SITE_01102 | Room_00016139 | Bathroom_1 | Bathroom | Bathroom Faucet | 1.5 |  | 1.5 | 1 |  | N/A | N/A | N/A | Unknown |  | N/A |  | N/A | WA | Single Family | Bathroom Faucet | 1618 | 3801.52 | Single Family | FALSE | FALSE |  |  |  | 5702.28 | 0 | Single Family_FALSE | Single Family_FALSE | Single Family_ | Single Family_ | Single Family_ | unknown | unknownSingle Family_ | unknownSingle Family_FALSE
Water_00002622 | SITE_01102 | Room_00016139 | Bathroom_1 | Bathroom | Shower / Bathtub combo with diverter valve | unknown |  |  |  | Unknown | Secondary | Daily / Almost Daily | Could not access | Unknown |  | N/A |  | N/A | WA | Single Family | Shower | 1618 | 3801.52 | Single Family | TRUE | TRUE | FALSE | FALSE | FALSE | 0 | 0 | Single Family_TRUE | Single Family_TRUE | Single Family_FALSE | Single Family_FALSE | Single Family_FALSE | unknown | unknownSingle Family_FALSE | unknownSingle Family_TRUE
Water_00002623 | SITE_01102 | Room_00016144 | Bathroom_2 | Bathroom | Shower | 2 |  | 2 | 1.4 |  | Primary | Daily / Almost Daily | N/A | Unknown |  | N/A |  | N/A | WA | Single Family | Shower | 1618 | 3801.52 | Single Family | TRUE | FALSE | TRUE | FALSE | FALSE | 7603.04 | 0 | Single Family_TRUE | Single Family_FALSE | Single Family_TRUE | Single Family_FALSE | Single Family_FALSE | unknown | unknownSingle Family_FALSE | unknownSingle Family_TRUE
Water_00002624 | SITE_01102 | Room_00016144 | Bathroom_2 | Bathroom | Bathroom Faucet | 1.5 |  | 1.5 | 1 |  | N/A | N/A | N/A | Unknown |  | N/A |  | N/A | WA | Single Family | Bathroom Faucet | 1618 | 3801.52 | Single Family | FALSE | FALSE |  |  |  | 5702.28 | 0 | Single Family_FALSE | Single Family_FALSE | Single Family_ | Single Family_ | Single Family_ | unknown | unknownSingle Family_ | unknownSingle Family_FALSE
Water_00002625 | SITE_01102 | Room_00016144 | Bathroom_2 | Bathroom | Bathroom Faucet | 1.5 |  | 1.5 | 1 |  | N/A | N/A | N/A | Unknown |  | N/A |  | N/A | WA | Single Family | Bathroom Faucet | 1618 | 3801.52 | Single Family | FALSE | FALSE |  |  |  | 5702.28 | 0 | Single Family_FALSE | Single Family_FALSE | Single Family_ | Single Family_ | Single Family_ | unknown | unknownSingle Family_ | unknownSingle Family_FALSE
Water_00002626 | SITE_01083 | Room_00015802 | Kitchen_1 | Kitchen | Kitchen Faucet | unknown |  |  | 1.5 |  | N/A | N/A | N/A | Unknown |  | N/A |  | N/A | WA | Single Family | Kitchen Faucet | 1599 | 3801.52 | Single Family | FALSE | FALSE |  |  |  | 0 | 0 | Single Family_FALSE | Single Family_FALSE | Single Family_ | Single Family_ | Single Family_ | unknown | unknownSingle Family_ | unknownSingle Family_FALSE
Water_00002627 | SITE_01083 | Room_00015804 | Bathroom_1 | Bathroom | Bathroom Faucet | unknown |  |  | 1.5 |  | N/A | N/A | N/A | Unknown |  | N/A |  | N/A | WA | Single Family | Bathroom Faucet | 1599 | 3801.52 | Single Family | FALSE | FALSE |  |  |  | 0 | 0 | Single Family_FALSE | Single Family_FALSE | Single Family_ | Single Family_ | Single Family_ | unknown | unknownSingle Family_ | unknownSingle Family_FALSE
Water_00002628 | SITE_01083 | Room_00015804 | Bathroom_1 | Bathroom | Shower / Bathtub combo with diverter valve | unknown |  |  | 1.5 |  | Primary | Daily / Almost Daily | N/A | Unknown |  | N/A |  | N/A | WA | Single Family | Shower | 1599 | 3801.52 | Single Family | TRUE | TRUE | FALSE | FALSE | FALSE | 0 | 0 | Single Family_TRUE | Single Family_TRUE | Single Family_FALSE | Single Family_FALSE | Single Family_FALSE | unknown | unknownSingle Family_FALSE | unknownSingle Family_TRUE
Water_00002629 | SITE_01083 | Room_00015806 | Bathroom_2 | Bathroom | Bathroom Faucet | 2.2 |  | 2.2 | 1.5 |  | N/A | N/A | N/A | Unknown |  | N/A |  | N/A | WA | Single Family | Bathroom Faucet | 1599 | 3801.52 | Single Family | FALSE | FALSE |  |  |  | 8363.344 | 0 | Single Family_FALSE | Single Family_FALSE | Single Family_ | Single Family_ | Single Family_ | unknown | unknownSingle Family_ | unknownSingle Family_FALSE
Water_00002630 | SITE_01083 | Room_00015806 | Bathroom_2 | Bathroom | Shower | unknown |  |  | 1.3 |  | Secondary | Daily / Almost Daily | N/A | Unknown |  | N/A |  | N/A | WA | Single Family | Shower | 1599 | 3801.52 | Single Family | TRUE | FALSE | FALSE | FALSE | FALSE | 0 | 0 | Single Family_TRUE | Single Family_FALSE | Single Family_FALSE | Single Family_FALSE | Single Family_FALSE | unknown | unknownSingle Family_FALSE | unknownSingle Family_TRUE
Water_00002631 | SITE_01083 | Room_00015811 | Bathroom_3 | Bathroom | Bathroom Faucet | unknown |  |  | 1.5 |  | N/A | N/A | N/A | Unknown |  | N/A |  | N/A | WA | Single Family | Bathroom Faucet | 1599 | 3801.52 | Single Family | FALSE | FALSE |  |  |  | 0 | 0 | Single Family_FALSE | Single Family_FALSE | Single Family_ | Single Family_ | Single Family_ | unknown | unknownSingle Family_ | unknownSingle Family_FALSE
Water_00002632 | SITE_01083 | Room_00015811 | Bathroom_3 | Bathroom | Shower / Bathtub combo with diverter valve | unknown |  |  | 2 |  | Secondary | A few times per week | N/A | Unknown |  | N/A |  | N/A | WA | Single Family | Shower | 1599 | 3801.52 | Single Family | TRUE | TRUE | FALSE | FALSE | FALSE | 0 | 0 | Single Family_TRUE | Single Family_TRUE | Single Family_FALSE | Single Family_FALSE | Single Family_FALSE | unknown | unknownSingle Family_FALSE | unknownSingle Family_TRUE
Water_00002633 | SITE_01075 | Room_00015689 | Kitchen_1 | Kitchen | Kitchen Faucet | 2.2 |  | 2.2 | 1.5 |  | N/A | N/A | N/A | Unknown |  | N/A |  | N/A | WA | Single Family | Kitchen Faucet | 1591 | 3801.52 | Single Family | FALSE | FALSE |  |  |  | 8363.344 | 0 | Single Family_FALSE | Single Family_FALSE | Single Family_ | Single Family_ | Single Family_ | unknown | unknownSingle Family_ | unknownSingle Family_FALSE
Water_00002634 | SITE_01075 | Room_00015695 | Bathroom_1 | Bathroom | Bathroom Faucet | 2.2 |  | 2.2 | 1.7 |  | N/A | N/A | N/A | Unknown |  | N/A |  | N/A | WA | Single Family | Bathroom Faucet | 1591 | 3801.52 | Single Family | FALSE | FALSE |  |  |  | 8363.344 | 0 | Single Family_FALSE | Single Family_FALSE | Single Family_ | Single Family_ | Single Family_ | unknown | unknownSingle Family_ | unknownSingle Family_FALSE
Water_00002635 | SITE_01075 | Room_00015695 | Bathroom_1 | Bathroom | Bathroom Faucet | 2.2 |  | 2.2 | 2 |  | N/A | N/A | N/A | Unknown |  | N/A |  | N/A | WA | Single Family | Bathroom Faucet | 1591 | 3801.52 | Single Family | FALSE | FALSE |  |  |  | 8363.344 | 0 | Single Family_FALSE | Single Family_FALSE | Single Family_ | Single Family_ | Single Family_ | unknown | unknownSingle Family_ | unknownSingle Family_FALSE
Water_00002636 | SITE_01075 | Room_00015695 | Bathroom_1 | Bathroom | Shower | unknown |  |  | 1.5 |  | All used about the same | Daily / Almost Daily | N/A | Unknown |  | N/A |  | N/A | WA | Single Family | Shower | 1591 | 3801.52 | Single Family | TRUE | FALSE | FALSE | FALSE | FALSE | 0 | 0 | Single Family_TRUE | Single Family_FALSE | Single Family_FALSE | Single Family_FALSE | Single Family_FALSE | unknown | unknownSingle Family_FALSE | unknownSingle Family_TRUE
Water_00002637 | SITE_01075 | Room_00015697 | Bathroom_2 | Bathroom | Bathroom Faucet | 2.2 |  | 2.2 | 1.5 |  | N/A | N/A | N/A | Unknown |  | N/A |  | N/A | WA | Single Family | Bathroom Faucet | 1591 | 3801.52 | Single Family | FALSE | FALSE |  |  |  | 8363.344 | 0 | Single Family_FALSE | Single Family_FALSE | Single Family_ | Single Family_ | Single Family_ | unknown | unknownSingle Family_ | unknownSingle Family_FALSE
Water_00002638 | SITE_01075 | Room_00015697 | Bathroom_2 | Bathroom | Shower / Bathtub combo with diverter valve | unknown |  |  | 1.4 |  | All used about the same | Daily / Almost Daily | N/A | Unknown |  | N/A |  | N/A | WA | Single Family | Shower | 1591 | 3801.52 | Single Family | TRUE | TRUE | FALSE | FALSE | FALSE | 0 | 0 | Single Family_TRUE | Single Family_TRUE | Single Family_FALSE | Single Family_FALSE | Single Family_FALSE | unknown | unknownSingle Family_FALSE | unknownSingle Family_TRUE
Water_00002639 | SITE_01075 | Room_00015699 | Bathroom_3 | Bathroom | Bathroom Faucet | 1.5 |  | 1.5 | 1.5 |  | N/A | N/A | N/A | Unknown |  | N/A |  | N/A | WA | Single Family | Bathroom Faucet | 1591 | 3801.52 | Single Family | FALSE | FALSE |  |  |  | 5702.28 | 0 | Single Family_FALSE | Single Family_FALSE | Single Family_ | Single Family_ | Single Family_ | unknown | unknownSingle Family_ | unknownSingle Family_FALSE
Water_00002640 | SITE_01615 | Room_00020030 | Bathroom_6 | Bathroom | Bathroom Faucet | unknown |  |  | 1.3 |  | N/A | N/A | N/A | Unknown |  | N/A |  | N/A | WA | Single Family | Bathroom Faucet | 2124 | 597.38 | Single Family | FALSE | FALSE |  |  |  | 0 | 0 | Single Family_FALSE | Single Family_FALSE | Single Family_ | Single Family_ | Single Family_ | unknown | unknownSingle Family_ | unknownSingle Family_FALSE
Water_00002641 | SITE_01615 | Room_00020030 | Bathroom_6 | Bathroom | Shower | unknown |  |  | 1.8 |  | Secondary | A few times per year | N/A | Unknown |  | N/A |  | N/A | WA | Single Family | Shower | 2124 | 597.38 | Single Family | TRUE | FALSE | FALSE | FALSE | FALSE | 0 | 0 | Single Family_TRUE | Single Family_FALSE | Single Family_FALSE | Single Family_FALSE | Single Family_FALSE | unknown | unknownSingle Family_FALSE | unknownSingle Family_TRUE
Water_00002642 | SITE_01976 | Room_00024099 | Kitchen_1 | Kitchen | Kitchen Faucet | 1.99 | 1.99 |  | 2.25 |  | N/A | N/A | N/A | Bag | 0.796 |  | 1.791 |  | WA | Single Family | Kitchen Faucet | 2483 | 12576.67 | Single Family | FALSE | FALSE |  |  |  | 25027.5733 | 22524.816 | Single Family_FALSE | Single Family_FALSE | Single Family_ | Single Family_ | Single Family_ | unknown | unknownSingle Family_ | unknownSingle Family_FALSE
Water_00002643 | SITE_01976 | Room_00024105 | Bathroom_1 | Bathroom | Bathroom Faucet | 1.5 | 1.3267 | 1.5 | 1.5 |  | N/A | N/A | N/A | Bag | 0.796 |  | 1.194 |  | WA | Single Family | Bathroom Faucet | 2483 | 12576.67 | Single Family | FALSE | FALSE |  |  |  | 18865.005 | 15016.544 | Single Family_FALSE | Single Family_FALSE | Single Family_ | Single Family_ | Single Family_ | unknown | unknownSingle Family_ | unknownSingle Family_FALSE
Water_00002644 | SITE_01976 | Room_00024105 | Bathroom_1 | Bathroom | Shower / Bathtub combo with diverter valve | 2.5 | 2.5944 | 2.5 | 2.75 |  | All used about the same | A few times per month | N/A | Bag | 0.8492 |  | 2.335 |  | WA | Single Family | Shower | 2483 | 12576.67 | Single Family | TRUE | TRUE | TRUE | TRUE | TRUE | 31441.675 | 29366.5245 | Single Family_TRUE | Single Family_TRUE | Single Family_TRUE | Single Family_TRUE | Single Family_TRUE | 2.5gpm | 2.5gpmSingle Family_TRUE | 2.5gpmSingle Family_TRUE
Water_00002645 | SITE_01976 | Room_00024108 | Bathroom_2 | Bathroom | Bathroom Faucet | 2.2 | 2.2111 | 2.2 | 2.5 |  | N/A | N/A | N/A | Bag | 0.796 |  | 1.99 |  | WA | Single Family | Bathroom Faucet | 2483 | 12576.67 | Single Family | FALSE | FALSE |  |  |  | 27668.674 | 25027.5733 | Single Family_FALSE | Single Family_FALSE | Single Family_ | Single Family_ | Single Family_ | unknown | unknownSingle Family_ | unknownSingle Family_FALSE
Water_00002646 | SITE_01976 | Room_00024108 | Bathroom_2 | Bathroom | Shower / Bathtub combo with diverter valve | 3.0667 | 3.0667 |  | 3.25 |  | All used about the same | A few times per month | N/A | Bag | 0.8492 |  | 2.76 |  | WA | Single Family | Shower | 2483 | 12576.67 | Single Family | TRUE | TRUE | TRUE | TRUE | TRUE | 38568.4547 | 34711.6092 | Single Family_TRUE | Single Family_TRUE | Single Family_TRUE | Single Family_TRUE | Single Family_TRUE | gt2.5gpm | gt2.5gpmSingle Family_TRUE | gt2.5gpmSingle Family_TRUE
Water_00002647 | SITE_01976 | Room_00024111 | Garage_1 | Garage | Kitchen Faucet | 1.99 | 1.99 |  | 2.25 |  | N/A | N/A | N/A | Bag | 0.796 |  | 1.791 |  | WA | Single Family | Kitchen Faucet | 2483 | 12576.67 | Single Family | FALSE | FALSE |  |  |  | 25027.5733 | 22524.816 | Single Family_FALSE | Single Family_FALSE | Single Family_ | Single Family_ | Single Family_ | unknown | unknownSingle Family_ | unknownSingle Family_FALSE
Water_00002648 | SITE_01809 | Room_00021978 | Kitchen_1 | Kitchen | Kitchen Faucet | 2.2111 | 2.2111 |  | 2.5 |  | N/A | N/A | N/A | Bag | 0.796 |  | 1.99 |  | WA | Single Family | Kitchen Faucet | 2317 | 2259.17 | Single Family | FALSE | FALSE |  |  |  | 4995.2759 | 4495.7483 | Single Family_FALSE | Single Family_FALSE | Single Family_ | Single Family_ | Single Family_ | unknown | unknownSingle Family_ | unknownSingle Family_FALSE
Water_00002649 | SITE_01809 | Room_00021980 | Bathroom_1 | Bathroom | Shower / Bathtub combo with diverter valve | unknown |  |  |  | Unknown | Secondary | A few times per year | Not in use. Cat litter box. Unable to test | Bag | 0.8492 |  |  | Unknown | WA | Single Family | Shower | 2317 | 2259.17 | Single Family | TRUE | TRUE | FALSE | FALSE | FALSE | 0 | 0 | Single Family_TRUE | Single Family_TRUE | Single Family_FALSE | Single Family_FALSE | Single Family_FALSE | unknown | unknownSingle Family_FALSE | unknownSingle Family_TRUE
Water_00002650 | SITE_01809 | Room_00021980 | Bathroom_1 | Bathroom | Bathroom Faucet | unknown |  |  |  | Unknown | N/A | N/A | Broken faucet | Bag | 0.796 |  |  | Unknown | WA | Single Family | Bathroom Faucet | 2317 | 2259.17 | Single Family | FALSE | FALSE |  |  |  | 0 | 0 | Single Family_FALSE | Single Family_FALSE | Single Family_ | Single Family_ | Single Family_ | unknown | unknownSingle Family_ | unknownSingle Family_FALSE
Water_00002651 | SITE_01809 | Room_00021980 | Bathroom_1 | Bathroom | Bathroom Faucet | 2.6533 | 2.6533 |  | 3 |  | N/A | N/A | N/A | Bag | 0.796 |  | 2.388 |  | WA | Single Family | Bathroom Faucet | 2317 | 2259.17 | Single Family | FALSE | FALSE |  |  |  | 5994.3311 | 5394.898 | Single Family_FALSE | Single Family_FALSE | Single Family_ | Single Family_ | Single Family_ | unknown | unknownSingle Family_ | unknownSingle Family_FALSE
Water_00002652 | SITE_01572 | Room_00019388 | Hall_1 | Hall | Kitchen Faucet | 2.2 | 1.99 | 2.2 | 2.25 |  | N/A | N/A | N/A | Bag | 0.796 |  | 1.791 |  | WA | Single Family | Kitchen Faucet | 2081 | 597.38 | Single Family | FALSE | FALSE |  |  |  | 1314.236 | 1069.9076 | Single Family_FALSE | Single Family_FALSE | Single Family_ | Single Family_ | Single Family_ | unknown | unknownSingle Family_ | unknownSingle Family_FALSE
Water_00002653 | SITE_01572 | Room_00019389 | Bathroom_1 | Bathroom | Bathroom Faucet | 2.4322 | 2.4322 |  | 2.75 |  | N/A | N/A | N/A | Bag | 0.796 |  | 2.189 |  | WA | Single Family | Bathroom Faucet | 2081 | 597.38 | Single Family | FALSE | FALSE |  |  |  | 1452.9609 | 1307.6648 | Single Family_FALSE | Single Family_FALSE | Single Family_ | Single Family_ | Single Family_ | unknown | unknownSingle Family_ | unknownSingle Family_FALSE
Water_00002654 | SITE_01572 | Room_00019389 | Bathroom_1 | Bathroom | Shower | 2.3589 | 2.3589 |  | 2.5 |  | Secondary | A few times per year | N/A | Bag | 0.8492 |  | 2.123 |  | WA | Single Family | Shower | 2081 | 597.38 | Single Family | TRUE | FALSE | TRUE | TRUE | TRUE | 1409.153 | 1268.2377 | Single Family_TRUE | Single Family_FALSE | Single Family_TRUE | Single Family_TRUE | Single Family_TRUE | 2.5gpm | 2.5gpmSingle Family_TRUE | 2.5gpmSingle Family_TRUE
Water_00002655 | SITE_01572 | Room_00019394 | Kitchen_1 | Kitchen | Kitchen Faucet | 1.99 | 1.99 |  | 2.25 |  | N/A | N/A | N/A | Bag | 0.796 |  | 1.791 |  | WA | Single Family | Kitchen Faucet | 2081 | 597.38 | Single Family | FALSE | FALSE |  |  |  | 1188.7862 | 1069.9076 | Single Family_FALSE | Single Family_FALSE | Single Family_ | Single Family_ | Single Family_ | unknown | unknownSingle Family_ | unknownSingle Family_FALSE
Water_00002656 | SITE_01572 | Room_00019395 | Bathroom_2 | Bathroom | Bathroom Faucet | 1.3267 | 1.3267 |  | 1.5 |  | N/A | N/A | N/A | Bag | 0.796 |  | 1.194 |  | WA | Single Family | Bathroom Faucet | 2081 | 597.38 | Single Family | FALSE | FALSE |  |  |  | 792.5241 | 713.2717 | Single Family_FALSE | Single Family_FALSE | Single Family_ | Single Family_ | Single Family_ | unknown | unknownSingle Family_ | unknownSingle Family_FALSE
Water_00002657 | SITE_01572 | Room_00019395 | Bathroom_2 | Bathroom | Shower / Bathtub combo with diverter valve | unknown |  |  |  | Unknown | Primary | Daily / Almost Daily | Showerhead too large to measure | Bag | 0.8492 |  |  | Unknown | WA | Single Family | Shower | 2081 | 597.38 | Single Family | TRUE | TRUE | FALSE | FALSE | FALSE | 0 | 0 | Single Family_TRUE | Single Family_TRUE | Single Family_FALSE | Single Family_FALSE | Single Family_FALSE | unknown | unknownSingle Family_FALSE | unknownSingle Family_TRUE
Water_00002658 | SITE_01736 | Room_00021361 | Kitchen_1 | Kitchen | Kitchen Faucet | 2.2111 | 2.2111 |  | 2.5 |  | N/A | N/A | N/A | Bag | 0.796 |  | 1.99 |  | WA | Single Family | Kitchen Faucet | 2244 | 10259.39 | Single Family | FALSE | FALSE |  |  |  | 22684.6512 | 20416.1861 | Single Family_FALSE | Single Family_FALSE | Single Family_ | Single Family_ | Single Family_ | unknown | unknownSingle Family_ | unknownSingle Family_FALSE
Water_00002659 | SITE_01736 | Room_00021366 | Bathroom_2 | Bathroom | Bathroom Faucet | 2.4322 | 2.4322 |  | 2.75 |  | N/A | N/A | N/A | Bag | 0.796 |  | 2.189 |  | WA | Single Family | Bathroom Faucet | 2244 | 10259.39 | Single Family | FALSE | FALSE |  |  |  | 24953.1163 | 22457.8047 | Single Family_FALSE | Single Family_FALSE | Single Family_ | Single Family_ | Single Family_ | unknown | unknownSingle Family_ | unknownSingle Family_FALSE
Water_00002660 | SITE_01736 | Room_00021365 | Bathroom_1 | Bathroom | Bathroom Faucet | 1.5 | 1.7689 | 1.5 | 2 |  | N/A | N/A | N/A | Bag | 0.796 |  | 1.592 |  | WA | Single Family | Bathroom Faucet | 2244 | 10259.39 | Single Family | FALSE | FALSE |  |  |  | 15389.085 | 16332.9489 | Single Family_FALSE | Single Family_FALSE | Single Family_ | Single Family_ | Single Family_ | unknown | unknownSingle Family_ | unknownSingle Family_FALSE
Water_00002661 | SITE_01736 | Room_00021365 | Bathroom_1 | Bathroom | Shower | 2.5944 | 2.5944 |  | 2.75 |  | All used about the same | A few times per week | N/A | Bag | 0.8492 |  | 2.335 |  | WA | Single Family | Shower | 2244 | 10259.39 | Single Family | TRUE | FALSE | TRUE | TRUE | TRUE | 26617.4174 | 23955.6756 | Single Family_TRUE | Single Family_FALSE | Single Family_TRUE | Single Family_TRUE | Single Family_TRUE | gt2.5gpm | gt2.5gpmSingle Family_TRUE | gt2.5gpmSingle Family_TRUE
Water_00002662 | SITE_01736 | Room_00021366 | Bathroom_2 | Bathroom | Shower | 1.8867 | 1.8867 |  | 2 |  | All used about the same | Daily / Almost Daily | N/A | Bag | 0.8492 |  | 1.698 |  | WA | Single Family | Shower | 2244 | 10259.39 | Single Family | TRUE | FALSE | TRUE | TRUE | TRUE | 19356.0491 | 17420.4442 | Single Family_TRUE | Single Family_FALSE | Single Family_TRUE | Single Family_TRUE | Single Family_TRUE | 2.0gpm | 2.0gpmSingle Family_TRUE | 2.0gpmSingle Family_TRUE
Water_00002663 | SITE_01736 | Room_00021373 | Bedroom_3 | Bedroom | Bathroom Faucet | 2.2 | 2.2111 | 2.2 | 2.5 |  | N/A | N/A | N/A | Bag | 0.796 |  | 1.99 |  | WA | Single Family | Bathroom Faucet | 2244 | 10259.39 | Single Family | FALSE | FALSE |  |  |  | 22570.658 | 20416.1861 | Single Family_FALSE | Single Family_FALSE | Single Family_ | Single Family_ | Single Family_ | unknown | unknownSingle Family_ | unknownSingle Family_FALSE
Water_00002664 | SITE_02050 | Room_00025222 | Bathroom_1 | Bathroom | Bathroom Faucet | 2 | 2.2111 | 2 | 2.5 |  | N/A | N/A | N/A | Bag | 0.796 |  | 1.99 |  | WA | Single Family | Bathroom Faucet | 2557 | 10259.39 | Single Family | FALSE | FALSE |  |  |  | 20518.78 | 20416.1861 | Single Family_FALSE | Single Family_FALSE | Single Family_ | Single Family_ | Single Family_ | unknown | unknownSingle Family_ | unknownSingle Family_FALSE
Water_00002665 | SITE_02050 | Room_00025222 | Bathroom_1 | Bathroom | Shower / Bathtub combo with diverter valve | 2.8311 | 2.8311 |  | 3 |  | All used about the same | Daily / Almost Daily | N/A | Bag | 0.8492 |  | 2.548 |  | WA | Single Family | Shower | 2557 | 10259.39 | Single Family | TRUE | TRUE | TRUE | TRUE | TRUE | 29045.473 | 26140.9257 | Single Family_TRUE | Single Family_TRUE | Single Family_TRUE | Single Family_TRUE | Single Family_TRUE | gt2.5gpm | gt2.5gpmSingle Family_TRUE | gt2.5gpmSingle Family_TRUE
Water_00002666 | SITE_02050 | Room_00025225 | Bathroom_2 | Bathroom | Bathroom Faucet | 2 | 2.4322 | 2 | 2.75 |  | N/A | N/A | N/A | Bag | 0.796 |  | 2.189 |  | WA | Single Family | Bathroom Faucet | 2557 | 10259.39 | Single Family | FALSE | FALSE |  |  |  | 20518.78 | 22457.8047 | Single Family_FALSE | Single Family_FALSE | Single Family_ | Single Family_ | Single Family_ | unknown | unknownSingle Family_ | unknownSingle Family_FALSE
Water_00002667 | SITE_02050 | Room_00025225 | Bathroom_2 | Bathroom | Shower / Bathtub combo with diverter valve | 2.5 | 2.3589 | 2.5 | 2.5 |  | All used about the same | Daily / Almost Daily | N/A | Bag | 0.8492 |  | 2.123 |  | WA | Single Family | Shower | 2557 | 10259.39 | Single Family | TRUE | TRUE | TRUE | TRUE | TRUE | 25648.475 | 21780.685 | Single Family_TRUE | Single Family_TRUE | Single Family_TRUE | Single Family_TRUE | Single Family_TRUE | 2.5gpm | 2.5gpmSingle Family_TRUE | 2.5gpmSingle Family_TRUE
Water_00002668 | SITE_02050 | Room_00025230 | Kitchen_1 | Kitchen | Kitchen Faucet | 1.1056 | 1.1056 |  | 1.25 |  | N/A | N/A | N/A | Bag | 0.796 |  | 0.995 |  | WA | Single Family | Kitchen Faucet | 2557 | 10259.39 | Single Family | FALSE | FALSE |  |  |  | 11342.3256 | 10208.093 | Single Family_FALSE | Single Family_FALSE | Single Family_ | Single Family_ | Single Family_ | unknown | unknownSingle Family_ | unknownSingle Family_FALSE
Water_00002669 | SITE_01549 | Room_00019053 | Bathroom_1 | Bathroom | Shower / Bathtub combo with diverter valve | unknown |  |  |  | Unknown | Secondary | A few times per year | Unable to test. Used for storage space | Bag | 0.8492 |  |  | Unknown | WA | Single Family | Shower | 2058 | 597.38 | Single Family | TRUE | TRUE | FALSE | FALSE | FALSE | 0 | 0 | Single Family_TRUE | Single Family_TRUE | Single Family_FALSE | Single Family_FALSE | Single Family_FALSE | unknown | unknownSingle Family_FALSE | unknownSingle Family_TRUE
Water_00002670 | SITE_01549 | Room_00019053 | Bathroom_1 | Bathroom | Bathroom Faucet | 2.2 | 2.4322 | 2.2 | 2.75 |  | N/A | N/A | N/A | Bag | 0.796 |  | 2.189 |  | WA | Single Family | Bathroom Faucet | 2058 | 597.38 | Single Family | FALSE | FALSE |  |  |  | 1314.236 | 1307.6648 | Single Family_FALSE | Single Family_FALSE | Single Family_ | Single Family_ | Single Family_ | unknown | unknownSingle Family_ | unknownSingle Family_FALSE
Water_00002671 | SITE_01549 | Room_00019054 | Bedroom_2 | Bedroom | Bathroom Faucet | 1.5 | 1.7689 | 1.5 | 2 |  | N/A | N/A | N/A | Bag | 0.796 |  | 1.592 |  | WA | Single Family | Bathroom Faucet | 2058 | 597.38 | Single Family | FALSE | FALSE |  |  |  | 896.07 | 951.029 | Single Family_FALSE | Single Family_FALSE | Single Family_ | Single Family_ | Single Family_ | unknown | unknownSingle Family_ | unknownSingle Family_FALSE
Water_00002672 | SITE_01549 | Room_00019055 | Bathroom_2 | Bathroom | Shower / Bathtub combo with diverter valve | 2.8311 | 2.8311 |  | 3 |  | Primary | Daily / Almost Daily | N/A | Bag | 0.8492 |  | 2.548 |  | WA | Single Family | Shower | 2058 | 597.38 | Single Family | TRUE | TRUE | TRUE | TRUE | TRUE | 1691.2492 | 1522.1242 | Single Family_TRUE | Single Family_TRUE | Single Family_TRUE | Single Family_TRUE | Single Family_TRUE | gt2.5gpm | gt2.5gpmSingle Family_TRUE | gt2.5gpmSingle Family_TRUE
Water_00002673 | SITE_01549 | Room_00019060 | Bathroom_3 | Bathroom | Bathroom Faucet | 1.7689 | 1.7689 |  | 2 |  | N/A | N/A | N/A | Bag | 0.796 |  | 1.592 |  | WA | Single Family | Bathroom Faucet | 2058 | 597.38 | Single Family | FALSE | FALSE |  |  |  | 1056.6988 | 951.029 | Single Family_FALSE | Single Family_FALSE | Single Family_ | Single Family_ | Single Family_ | unknown | unknownSingle Family_ | unknownSingle Family_FALSE
Water_00002674 | SITE_01549 | Room_00019061 | Kitchen_1 | Kitchen | Kitchen Faucet | 2.2111 | 2.2111 |  | 2.5 |  | N/A | N/A | N/A | Bag | 0.796 |  | 1.99 |  | WA | Single Family | Kitchen Faucet | 2058 | 597.38 | Single Family | FALSE | FALSE |  |  |  | 1320.8736 | 1188.7862 | Single Family_FALSE | Single Family_FALSE | Single Family_ | Single Family_ | Single Family_ | unknown | unknownSingle Family_ | unknownSingle Family_FALSE
Water_00002675 | SITE_01079 | Room_00015746 | Kitchen_1 | Kitchen | Kitchen Faucet | 2.2 | 2.2111 | 2.2 | 2.5 |  | N/A | N/A | N/A | Bag | 0.796 |  | 1.99 |  | WA | Manufactured | Kitchen Faucet | 1595 | 997.59 | Manufactured | FALSE | FALSE |  |  |  | 2194.698 | 1985.2041 | Manufactured_FALSE | Manufactured_FALSE | Manufactured_ | Manufactured_ | Manufactured_ | unknown | unknownManufactured_ | unknownManufactured_FALSE
Water_00002676 | SITE_01079 | Room_00015750 | Bathroom_1 | Bathroom | Bathroom Faucet | 2.2 | 2.2111 | 2.2 | 2.5 |  | N/A | N/A | N/A | Bag | 0.796 |  | 1.99 |  | WA | Manufactured | Bathroom Faucet | 1595 | 997.59 | Manufactured | FALSE | FALSE |  |  |  | 2194.698 | 1985.2041 | Manufactured_FALSE | Manufactured_FALSE | Manufactured_ | Manufactured_ | Manufactured_ | unknown | unknownManufactured_ | unknownManufactured_FALSE
Water_00002677 | SITE_01079 | Room_00015750 | Bathroom_1 | Bathroom | Shower / Bathtub combo with diverter valve | 1.8867 | 1.8867 |  | 2 |  | Secondary | A few times per week | N/A | Bag | 0.8492 |  | 1.698 |  | WA | Manufactured | Shower | 1595 | 997.59 | Manufactured | TRUE | TRUE | TRUE | TRUE | TRUE | 1882.1198 | 1693.9078 | Manufactured_TRUE | Manufactured_TRUE | Manufactured_TRUE | Manufactured_TRUE | Manufactured_TRUE | 2.0gpm | 2.0gpmManufactured_TRUE | 2.0gpmManufactured_TRUE
Water_00002678 | SITE_01898 | Room_00023002 | Kitchen_1 | Kitchen | Kitchen Faucet | 2 | 2.2111 | 2 | 2.5 |  | N/A | N/A | N/A | Bag | 0.796 |  | 1.99 |  | WA | Single Family | Kitchen Faucet | 2405 | 12576.67 | Single Family | FALSE | FALSE |  |  |  | 25153.34 | 25027.5733 | Single Family_FALSE | Single Family_FALSE | Single Family_ | Single Family_ | Single Family_ | unknown | unknownSingle Family_ | unknownSingle Family_FALSE
Water_00002679 | SITE_01898 | Room_00023007 | Bathroom_1 | Bathroom | Bathroom Faucet | 1.5033 | 1.5033 |  | 1.7 |  | N/A | N/A | N/A | Bag | 0.796 |  | 1.353 |  | WA | Single Family | Bathroom Faucet | 2405 | 12576.67 | Single Family | FALSE | FALSE |  |  |  | 18906.9272 | 17016.2345 | Single Family_FALSE | Single Family_FALSE | Single Family_ | Single Family_ | Single Family_ | unknown | unknownSingle Family_ | unknownSingle Family_FALSE
Water_00002680 | SITE_01898 | Room_00023007 | Bathroom_1 | Bathroom | Shower | 2.5 |  | 2.5 |  | Unknown | Primary | Daily / Almost Daily | Massive head | Unknown |  | N/A |  | N/A | WA | Single Family | Shower | 2405 | 12576.67 | Single Family | TRUE | FALSE | TRUE | FALSE | FALSE | 31441.675 | 0 | Single Family_TRUE | Single Family_FALSE | Single Family_TRUE | Single Family_FALSE | Single Family_FALSE | unknown | unknownSingle Family_FALSE | unknownSingle Family_TRUE
Water_00002681 | SITE_01898 | Room_00023010 | Bathroom_2 | Bathroom | Bathroom Faucet | 2.2 | 1.8578 | 2.2 | 2.1 |  | N/A | N/A | N/A | Bag | 0.796 |  | 1.672 |  | WA | Single Family | Bathroom Faucet | 2405 | 12576.67 | Single Family | FALSE | FALSE |  |  |  | 27668.674 | 21028.1922 | Single Family_FALSE | Single Family_FALSE | Single Family_ | Single Family_ | Single Family_ | unknown | unknownSingle Family_ | unknownSingle Family_FALSE
Water_00002682 | SITE_01898 | Room_00023010 | Bathroom_2 | Bathroom | Shower / Bathtub combo with diverter valve | unknown |  |  |  | Unknown | Secondary | Daily / Almost Daily | Two shower heads hooked up as one, no shutoff for either | Unknown |  | N/A |  | N/A | WA | Single Family | Shower | 2405 | 12576.67 | Single Family | TRUE | TRUE | FALSE | FALSE | FALSE | 0 | 0 | Single Family_TRUE | Single Family_TRUE | Single Family_FALSE | Single Family_FALSE | Single Family_FALSE | unknown | unknownSingle Family_FALSE | unknownSingle Family_TRUE
Water_00002683 | SITE_01684 | Room_00020855 | Kitchen_1 | Kitchen | Kitchen Faucet | 2.2 | 3.2722 | 2.2 | 3.7 |  | N/A | N/A | N/A | Bag | 0.796 |  | 2.945 |  | WA | Manufactured | Kitchen Faucet | 2192 | 921.5 | Manufactured | FALSE | FALSE |  |  |  | 2027.3 | 2713.8175 | Manufactured_FALSE | Manufactured_FALSE | Manufactured_ | Manufactured_ | Manufactured_ | unknown | unknownManufactured_ | unknownManufactured_FALSE
Water_00002684 | SITE_01684 | Room_00020859 | Bathroom_1 | Bathroom | Bathroom Faucet | 2.2 | 5.3067 | 2.2 | 6 |  | N/A | N/A | N/A | Bag | 0.796 |  | 4.776 |  | WA | Manufactured | Bathroom Faucet | 2192 | 921.5 | Manufactured | FALSE | FALSE |  |  |  | 2027.3 | 4401.084 | Manufactured_FALSE | Manufactured_FALSE | Manufactured_ | Manufactured_ | Manufactured_ | unknown | unknownManufactured_ | unknownManufactured_FALSE
Water_00002685 | SITE_01684 | Room_00020859 | Bathroom_1 | Bathroom | Shower / Bathtub combo with diverter valve | unknown |  |  | 2.5 |  | Primary | Daily / Almost Daily | Buildup | Unknown |  | N/A |  | N/A | WA | Manufactured | Shower | 2192 | 921.5 | Manufactured | TRUE | TRUE | FALSE | FALSE | FALSE | 0 | 0 | Manufactured_TRUE | Manufactured_TRUE | Manufactured_FALSE | Manufactured_FALSE | Manufactured_FALSE | unknown | unknownManufactured_FALSE | unknownManufactured_TRUE
Water_00002686 | SITE_01926 | Room_00023413 | Bathroom_1 | Bathroom | Bathroom Faucet | 2.3 | 2.3 |  | 2.6 |  | N/A | N/A | N/A | Bag | 0.796 |  | 2.07 |  | WA | Single Family | Bathroom Faucet | 2433 | 12576.67 | Single Family | FALSE | FALSE |  |  |  | 28926.341 | 26033.7069 | Single Family_FALSE | Single Family_FALSE | Single Family_ | Single Family_ | Single Family_ | unknown | unknownSingle Family_ | unknownSingle Family_FALSE
Water_00002687 | SITE_01926 | Room_00023413 | Bathroom_1 | Bathroom | Shower | unknown |  |  | 2.6 |  | All used about the same | Daily / Almost Daily | N/A | Unknown |  | N/A |  | N/A | WA | Single Family | Shower | 2433 | 12576.67 | Single Family | TRUE | FALSE | FALSE | FALSE | FALSE | 0 | 0 | Single Family_TRUE | Single Family_FALSE | Single Family_FALSE | Single Family_FALSE | Single Family_FALSE | unknown | unknownSingle Family_FALSE | unknownSingle Family_TRUE
Water_00002688 | SITE_01926 | Room_00023416 | Bathroom_2 | Bathroom | Bathroom Faucet | 1.7689 | 1.7689 |  | 2 |  | N/A | N/A | Buildup | Bag | 0.796 |  | 1.592 |  | WA | Single Family | Bathroom Faucet | 2433 | 12576.67 | Single Family | FALSE | FALSE |  |  |  | 22246.7318 | 20022.0586 | Single Family_FALSE | Single Family_FALSE | Single Family_ | Single Family_ | Single Family_ | unknown | unknownSingle Family_ | unknownSingle Family_FALSE
Water_00002689 | SITE_01926 | Room_00023416 | Bathroom_2 | Bathroom | Shower / Bathtub combo with diverter valve | unknown |  |  | 2.6 |  | All used about the same | Daily / Almost Daily | N/A | Unknown |  | N/A |  | N/A | WA | Single Family | Shower | 2433 | 12576.67 | Single Family | TRUE | TRUE | FALSE | FALSE | FALSE | 0 | 0 | Single Family_TRUE | Single Family_TRUE | Single Family_FALSE | Single Family_FALSE | Single Family_FALSE | unknown | unknownSingle Family_FALSE | unknownSingle Family_TRUE
Water_00002690 | SITE_01926 | Room_00023418 | Kitchen_1 | Kitchen | Kitchen Faucet | 2.2 | 2.2111 | 2.2 | 2.5 |  | N/A | N/A | N/A | Bag | 0.796 |  | 1.99 |  | WA | Single Family | Kitchen Faucet | 2433 | 12576.67 | Single Family | FALSE | FALSE |  |  |  | 27668.674 | 25027.5733 | Single Family_FALSE | Single Family_FALSE | Single Family_ | Single Family_ | Single Family_ | unknown | unknownSingle Family_ | unknownSingle Family_FALSE
Water_00002691 | SITE_01761 | Room_00021588 | Kitchen_1 | Kitchen | Kitchen Faucet | 1.8 | 2.2111 | 1.8 | 2.5 |  | N/A | N/A | N/A | Bag | 0.796 |  | 1.99 |  | WA | Manufactured | Kitchen Faucet | 2269 | 1982.27 | Manufactured | FALSE | FALSE |  |  |  | 3568.086 | 3944.7173 | Manufactured_FALSE | Manufactured_FALSE | Manufactured_ | Manufactured_ | Manufactured_ | unknown | unknownManufactured_ | unknownManufactured_FALSE
Water_00002692 | SITE_01761 | Room_00021586 | Bathroom_2 | Bathroom | Bathroom Faucet | 2.2111 | 2.2111 |  | 2.5 |  | N/A | N/A | N/A | Bag | 0.796 |  | 1.99 |  | WA | Manufactured | Bathroom Faucet | 2269 | 1982.27 | Manufactured | FALSE | FALSE |  |  |  | 4383.0192 | 3944.7173 | Manufactured_FALSE | Manufactured_FALSE | Manufactured_ | Manufactured_ | Manufactured_ | unknown | unknownManufactured_ | unknownManufactured_FALSE
Water_00002693 | SITE_01761 | Room_00021586 | Bathroom_2 | Bathroom | Shower / Bathtub combo with diverter valve | unknown |  |  | 2.6 |  | All used about the same | Daily / Almost Daily | N/A | Unknown |  | N/A |  | N/A | WA | Manufactured | Shower | 2269 | 1982.27 | Manufactured | TRUE | TRUE | FALSE | FALSE | FALSE | 0 | 0 | Manufactured_TRUE | Manufactured_TRUE | Manufactured_FALSE | Manufactured_FALSE | Manufactured_FALSE | unknown | unknownManufactured_FALSE | unknownManufactured_TRUE
Water_00002694 | SITE_01761 | Room_00021582 | Bathroom_1 | Bathroom | Shower | 2.5 |  | 2.5 | 2.9 |  | All used about the same | Daily / Almost Daily | N/A | Unknown |  | N/A |  | N/A | WA | Manufactured | Shower | 2269 | 1982.27 | Manufactured | TRUE | FALSE | TRUE | FALSE | FALSE | 4955.675 | 0 | Manufactured_TRUE | Manufactured_FALSE | Manufactured_TRUE | Manufactured_FALSE | Manufactured_FALSE | unknown | unknownManufactured_FALSE | unknownManufactured_TRUE
Water_00002695 | SITE_01761 | Room_00021582 | Bathroom_1 | Bathroom | Bathroom Faucet | 2.5 | 2.6533 | 2.5 | 3 |  | N/A | N/A | N/A | Bag | 0.796 |  | 2.388 |  | WA | Manufactured | Bathroom Faucet | 2269 | 1982.27 | Manufactured | FALSE | FALSE |  |  |  | 4955.675 | 4733.6608 | Manufactured_FALSE | Manufactured_FALSE | Manufactured_ | Manufactured_ | Manufactured_ | unknown | unknownManufactured_ | unknownManufactured_FALSE
Water_00002696 | SITE_01076 | Room_00015703 | Kitchen_1 | Kitchen | Kitchen Faucet | 2.4322 | 2.4322 |  | 2.75 |  | N/A | N/A | N/A | Bag | 0.796 |  | 2.189 |  | WA | Single Family | Kitchen Faucet | 1592 | 3801.52 | Single Family | FALSE | FALSE |  |  |  | 9246.1414 | 8321.5273 | Single Family_FALSE | Single Family_FALSE | Single Family_ | Single Family_ | Single Family_ | unknown | unknownSingle Family_ | unknownSingle Family_FALSE
Water_00002697 | SITE_01076 | Room_00015708 | Bathroom_1 | Bathroom | Bathroom Faucet | 1.8 | 1.7689 | 1.8 | 2 |  | N/A | N/A | N/A | Bag | 0.796 |  | 1.592 |  | WA | Single Family | Bathroom Faucet | 1592 | 3801.52 | Single Family | FALSE | FALSE |  |  |  | 6842.736 | 6052.0198 | Single Family_FALSE | Single Family_FALSE | Single Family_ | Single Family_ | Single Family_ | unknown | unknownSingle Family_ | unknownSingle Family_FALSE
Water_00002698 | SITE_01076 | Room_00015708 | Bathroom_1 | Bathroom | Shower / Bathtub combo with diverter valve | 2.5 | 1.4156 | 2.5 | 1.5 |  | Primary | Daily / Almost Daily | N/A | Bag | 0.8492 |  | 1.274 |  | WA | Single Family | Shower | 1592 | 3801.52 | Single Family | TRUE | TRUE | TRUE | TRUE | TRUE | 9503.8 | 4843.1365 | Single Family_TRUE | Single Family_TRUE | Single Family_TRUE | Single Family_TRUE | Single Family_TRUE | 2.5gpm | 2.5gpmSingle Family_TRUE | 2.5gpmSingle Family_TRUE
Water_00002699 | SITE_01085 | Room_00015833 | Kitchen_1 | Kitchen | Kitchen Faucet | 2.2 | 2.6533 | 2.2 | 3 |  | N/A | N/A | N/A | Bag | 0.796 |  | 2.388 |  | WA | Single Family | Kitchen Faucet | 1601 | 3801.52 | Single Family | FALSE | FALSE |  |  |  | 8363.344 | 9078.0298 | Single Family_FALSE | Single Family_FALSE | Single Family_ | Single Family_ | Single Family_ | unknown | unknownSingle Family_ | unknownSingle Family_FALSE
Water_00002700 | SITE_01085 | Room_00015836 | Bathroom_1 | Bathroom | Bathroom Faucet | 1.7689 | 1.7689 |  | 2 |  | N/A | N/A | N/A | Bag | 0.796 |  | 1.592 |  | WA | Single Family | Bathroom Faucet | 1601 | 3801.52 | Single Family | FALSE | FALSE |  |  |  | 6724.4665 | 6052.0198 | Single Family_FALSE | Single Family_FALSE | Single Family_ | Single Family_ | Single Family_ | unknown | unknownSingle Family_ | unknownSingle Family_FALSE
Water_00002701 | SITE_01085 | Room_00015840 | Bathroom_2 | Bathroom | Bathroom Faucet | 2 | 1.7689 | 2 | 2 |  | N/A | N/A | N/A | Bag | 0.796 |  | 1.592 |  | WA | Single Family | Bathroom Faucet | 1601 | 3801.52 | Single Family | FALSE | FALSE |  |  |  | 7603.04 | 6052.0198 | Single Family_FALSE | Single Family_FALSE | Single Family_ | Single Family_ | Single Family_ | unknown | unknownSingle Family_ | unknownSingle Family_FALSE
Water_00002702 | SITE_01085 | Room_00015840 | Bathroom_2 | Bathroom | Bathroom Faucet | 2 | 1.7689 | 2 | 2 |  | N/A | N/A | N/A | Bag | 0.796 |  | 1.592 |  | WA | Single Family | Bathroom Faucet | 1601 | 3801.52 | Single Family | FALSE | FALSE |  |  |  | 7603.04 | 6052.0198 | Single Family_FALSE | Single Family_FALSE | Single Family_ | Single Family_ | Single Family_ | unknown | unknownSingle Family_ | unknownSingle Family_FALSE
Water_00002703 | SITE_01085 | Room_00015840 | Bathroom_2 | Bathroom | Shower | 2.8311 | 2.8311 |  | 3 |  | Primary | Daily / Almost Daily | N/A | Bag | 0.8492 |  | 2.548 |  | WA | Single Family | Shower | 1601 | 3801.52 | Single Family | TRUE | FALSE | TRUE | TRUE | TRUE | 10762.5255 | 9686.273 | Single Family_TRUE | Single Family_FALSE | Single Family_TRUE | Single Family_TRUE | Single Family_TRUE | gt2.5gpm | gt2.5gpmSingle Family_TRUE | gt2.5gpmSingle Family_TRUE
Water_00002704 | SITE_01085 | Room_00015842 | Bathroom_3 | Bathroom | Bathroom Faucet | 2.2 | 1.7689 | 2.2 | 2 |  | N/A | N/A | N/A | Bag | 0.796 |  | 1.592 |  | WA | Single Family | Bathroom Faucet | 1601 | 3801.52 | Single Family | FALSE | FALSE |  |  |  | 8363.344 | 6052.0198 | Single Family_FALSE | Single Family_FALSE | Single Family_ | Single Family_ | Single Family_ | unknown | unknownSingle Family_ | unknownSingle Family_FALSE
Water_00002705 | SITE_01085 | Room_00015842 | Bathroom_3 | Bathroom | Shower / Bathtub combo with diverter valve | 2.5 | 2.8311 | 2.5 | 3 |  | Secondary | Daily / Almost Daily | N/A | Bag | 0.8492 |  | 2.548 |  | WA | Single Family | Shower | 1601 | 3801.52 | Single Family | TRUE | TRUE | TRUE | TRUE | TRUE | 9503.8 | 9686.273 | Single Family_TRUE | Single Family_TRUE | Single Family_TRUE | Single Family_TRUE | Single Family_TRUE | 2.5gpm | 2.5gpmSingle Family_TRUE | 2.5gpmSingle Family_TRUE
Water_00002706 | SITE_01078 | Room_00015733 | Kitchen_1 | Kitchen | Kitchen Faucet | 2.5 | 2.2111 | 2.5 | 2.5 |  | N/A | N/A | N/A | Bag | 0.796 |  | 1.99 |  | WA | Single Family | Kitchen Faucet | 1594 | 3801.52 | Single Family | FALSE | FALSE |  |  |  | 9503.8 | 7565.0248 | Single Family_FALSE | Single Family_FALSE | Single Family_ | Single Family_ | Single Family_ | unknown | unknownSingle Family_ | unknownSingle Family_FALSE
Water_00002707 | SITE_01078 | Room_00015734 | Bathroom_1 | Bathroom | Bathroom Faucet | 2.2 | 2.2111 | 2.2 | 2.5 |  | N/A | N/A | N/A | Bag | 0.796 |  | 1.99 |  | WA | Single Family | Bathroom Faucet | 1594 | 3801.52 | Single Family | FALSE | FALSE |  |  |  | 8363.344 | 7565.0248 | Single Family_FALSE | Single Family_FALSE | Single Family_ | Single Family_ | Single Family_ | unknown | unknownSingle Family_ | unknownSingle Family_FALSE
Water_00002708 | SITE_01078 | Room_00015738 | Bathroom_2 | Bathroom | Bathroom Faucet | 2.2 | 1.7689 | 2.2 | 2 |  | N/A | N/A | N/A | Bag | 0.796 |  | 1.592 |  | WA | Single Family | Bathroom Faucet | 1594 | 3801.52 | Single Family | FALSE | FALSE |  |  |  | 8363.344 | 6052.0198 | Single Family_FALSE | Single Family_FALSE | Single Family_ | Single Family_ | Single Family_ | unknown | unknownSingle Family_ | unknownSingle Family_FALSE
Water_00002709 | SITE_01078 | Room_00015738 | Bathroom_2 | Bathroom | Bathroom Faucet | 2.2 | 1.7689 | 2.2 | 2 |  | N/A | N/A | N/A | Bag | 0.796 |  | 1.592 |  | WA | Single Family | Bathroom Faucet | 1594 | 3801.52 | Single Family | FALSE | FALSE |  |  |  | 8363.344 | 6052.0198 | Single Family_FALSE | Single Family_FALSE | Single Family_ | Single Family_ | Single Family_ | unknown | unknownSingle Family_ | unknownSingle Family_FALSE
Water_00002710 | SITE_01078 | Room_00015738 | Bathroom_2 | Bathroom | Shower | 2.8311 | 2.8311 |  | 3 |  | All used about the same | Daily / Almost Daily | N/A | Bag | 0.8492 |  | 2.548 |  | WA | Single Family | Shower | 1594 | 3801.52 | Single Family | TRUE | FALSE | TRUE | TRUE | TRUE | 10762.5255 | 9686.273 | Single Family_TRUE | Single Family_FALSE | Single Family_TRUE | Single Family_TRUE | Single Family_TRUE | gt2.5gpm | gt2.5gpmSingle Family_TRUE | gt2.5gpmSingle Family_TRUE
Water_00002711 | SITE_01078 | Room_00015738 | Bathroom_2 | Bathroom | Bathtub | unknown |  |  |  | N/A | N/A | N/A | N/A | Unknown |  | N/A |  | N/A | WA | Single Family | Bathtub | 1594 | 3801.52 | Single Family | FALSE | FALSE |  |  |  | 0 | 0 | Single Family_FALSE | Single Family_FALSE | Single Family_ | Single Family_ | Single Family_ | unknown | unknownSingle Family_ | unknownSingle Family_FALSE
Water_00002712 | SITE_01078 | Room_00015739 | Bathroom_3 | Bathroom | Bathroom Faucet | 2.2 | 2.2111 | 2.2 | 2.5 |  | N/A | N/A | N/A | Bag | 0.796 |  | 1.99 |  | WA | Single Family | Bathroom Faucet | 1594 | 3801.52 | Single Family | FALSE | FALSE |  |  |  | 8363.344 | 7565.0248 | Single Family_FALSE | Single Family_FALSE | Single Family_ | Single Family_ | Single Family_ | unknown | unknownSingle Family_ | unknownSingle Family_FALSE
Water_00002713 | SITE_01078 | Room_00015739 | Bathroom_3 | Bathroom | Shower / Bathtub combo with diverter valve | 2.5 | 2.3589 | 2.5 | 2.5 |  | All used about the same | Daily / Almost Daily | N/A | Bag | 0.8492 |  | 2.123 |  | WA | Single Family | Shower | 1594 | 3801.52 | Single Family | TRUE | TRUE | TRUE | TRUE | TRUE | 9503.8 | 8070.627 | Single Family_TRUE | Single Family_TRUE | Single Family_TRUE | Single Family_TRUE | Single Family_TRUE | 2.5gpm | 2.5gpmSingle Family_TRUE | 2.5gpmSingle Family_TRUE
Water_00002714 | SITE_01796 | Room_00021868 | Kitchen_1 | Kitchen | Kitchen Faucet | 2.2111 | 2.2111 |  | 2.5 |  | N/A | N/A | N/A | Bag | 0.796 |  | 1.99 |  | WA | Single Family | Kitchen Faucet | 2304 | 3801.52 | Single Family | FALSE | FALSE |  |  |  | 8405.5831 | 7565.0248 | Single Family_FALSE | Single Family_FALSE | Single Family_ | Single Family_ | Single Family_ | unknown | unknownSingle Family_ | unknownSingle Family_FALSE
Water_00002715 | SITE_01796 | Room_00021870 | Laundry_1 | Laundry | Bathroom Faucet | 2 | 2.6533 | 2 | 3 |  | N/A | N/A | N/A | Bag | 0.796 |  | 2.388 |  | WA | Single Family | Bathroom Faucet | 2304 | 3801.52 | Single Family | FALSE | FALSE |  |  |  | 7603.04 | 9078.0298 | Single Family_FALSE | Single Family_FALSE | Single Family_ | Single Family_ | Single Family_ | unknown | unknownSingle Family_ | unknownSingle Family_FALSE
Water_00002716 | SITE_01796 | Room_00021873 | Bathroom_1 | Bathroom | Bathroom Faucet | 1.7689 | 1.7689 |  | 2 |  | N/A | N/A | N/A | Bag | 0.796 |  | 1.592 |  | WA | Single Family | Bathroom Faucet | 2304 | 3801.52 | Single Family | FALSE | FALSE |  |  |  | 6724.4665 | 6052.0198 | Single Family_FALSE | Single Family_FALSE | Single Family_ | Single Family_ | Single Family_ | unknown | unknownSingle Family_ | unknownSingle Family_FALSE
Water_00002717 | SITE_01796 | Room_00021873 | Bathroom_1 | Bathroom | Shower | 2.5 | 2.8311 | 2.5 | 3 |  | Primary | Daily / Almost Daily | N/A | Bag | 0.8492 |  | 2.548 |  | WA | Single Family | Shower | 2304 | 3801.52 | Single Family | TRUE | FALSE | TRUE | TRUE | TRUE | 9503.8 | 9686.273 | Single Family_TRUE | Single Family_FALSE | Single Family_TRUE | Single Family_TRUE | Single Family_TRUE | 2.5gpm | 2.5gpmSingle Family_TRUE | 2.5gpmSingle Family_TRUE
Water_00002718 | SITE_01096 | Room_00016048 | Kitchen_1 | Kitchen | Kitchen Faucet | 1.5 | 2.2111 | 1.5 | 2.5 |  | N/A | N/A | N/A | Bag | 0.796 |  | 1.99 |  | WA | Single Family | Kitchen Faucet | 1612 | 3801.52 | Single Family | FALSE | FALSE |  |  |  | 5702.28 | 7565.0248 | Single Family_FALSE | Single Family_FALSE | Single Family_ | Single Family_ | Single Family_ | unknown | unknownSingle Family_ | unknownSingle Family_FALSE
Water_00002719 | SITE_01096 | Room_00016055 | Bathroom_1 | Bathroom | Bathroom Faucet | 1.3267 | 1.3267 |  | 1.5 |  | N/A | N/A | N/A | Bag | 0.796 |  | 1.194 |  | WA | Single Family | Bathroom Faucet | 1612 | 3801.52 | Single Family | FALSE | FALSE |  |  |  | 5043.3499 | 4539.0149 | Single Family_FALSE | Single Family_FALSE | Single Family_ | Single Family_ | Single Family_ | unknown | unknownSingle Family_ | unknownSingle Family_FALSE
Water_00002720 | SITE_01096 | Room_00016055 | Bathroom_1 | Bathroom | Shower / Bathtub combo with diverter valve | 2.3589 | 2.3589 |  | 2.5 |  | Secondary | A few times per year | N/A | Bag | 0.8492 |  | 2.123 |  | WA | Single Family | Shower | 1612 | 3801.52 | Single Family | TRUE | TRUE | TRUE | TRUE | TRUE | 8967.3633 | 8070.627 | Single Family_TRUE | Single Family_TRUE | Single Family_TRUE | Single Family_TRUE | Single Family_TRUE | 2.5gpm | 2.5gpmSingle Family_TRUE | 2.5gpmSingle Family_TRUE
Water_00002721 | SITE_01096 | Room_00016058 | Bathroom_2 | Bathroom | Bathroom Faucet | 1.3267 | 1.3267 |  | 1.5 |  | N/A | N/A | N/A | Bag | 0.796 |  | 1.194 |  | WA | Single Family | Bathroom Faucet | 1612 | 3801.52 | Single Family | FALSE | FALSE |  |  |  | 5043.3499 | 4539.0149 | Single Family_FALSE | Single Family_FALSE | Single Family_ | Single Family_ | Single Family_ | unknown | unknownSingle Family_ | unknownSingle Family_FALSE
Water_00002722 | SITE_01096 | Room_00016058 | Bathroom_2 | Bathroom | Bathroom Faucet | 1.3267 | 1.3267 |  | 1.5 |  | N/A | N/A | N/A | Bag | 0.796 |  | 1.194 |  | WA | Single Family | Bathroom Faucet | 1612 | 3801.52 | Single Family | FALSE | FALSE |  |  |  | 5043.3499 | 4539.0149 | Single Family_FALSE | Single Family_FALSE | Single Family_ | Single Family_ | Single Family_ | unknown | unknownSingle Family_ | unknownSingle Family_FALSE
Water_00002723 | SITE_01096 | Room_00016058 | Bathroom_2 | Bathroom | Shower | 2.9256 | 2.9256 |  | 3.1 |  | Primary | Daily / Almost Daily | N/A | Bag | 0.8492 |  | 2.633 |  | WA | Single Family | Shower | 1612 | 3801.52 | Single Family | TRUE | FALSE | TRUE | TRUE | TRUE | 11121.558 | 10009.4022 | Single Family_TRUE | Single Family_FALSE | Single Family_TRUE | Single Family_TRUE | Single Family_TRUE | gt2.5gpm | gt2.5gpmSingle Family_TRUE | gt2.5gpmSingle Family_TRUE
Water_00002724 | SITE_01096 | Room_00016058 | Bathroom_2 | Bathroom | Bathtub | unknown |  |  |  | N/A | N/A | N/A | N/A | Unknown |  | N/A |  | N/A | WA | Single Family | Bathtub | 1612 | 3801.52 | Single Family | FALSE | FALSE |  |  |  | 0 | 0 | Single Family_FALSE | Single Family_FALSE | Single Family_ | Single Family_ | Single Family_ | unknown | unknownSingle Family_ | unknownSingle Family_FALSE
Water_00002725 | SITE_02048 | Room_00025200 | Bathroom_1 | Bathroom | Bathroom Faucet | 2 |  | 2 | 2 |  | N/A | N/A | N/A | Unknown |  | N/A |  | N/A | WA | Single Family | Bathroom Faucet | 2555 | 2259.17 | Single Family | FALSE | FALSE |  |  |  | 4518.34 | 0 | Single Family_FALSE | Single Family_FALSE | Single Family_ | Single Family_ | Single Family_ | unknown | unknownSingle Family_ | unknownSingle Family_FALSE
Water_00002726 | SITE_02048 | Room_00025200 | Bathroom_1 | Bathroom | Shower / Bathtub combo with diverter valve | unknown |  |  | 3.5 |  | Primary | Daily / Almost Daily | N/A | Unknown |  | N/A |  | N/A | WA | Single Family | Shower | 2555 | 2259.17 | Single Family | TRUE | TRUE | FALSE | FALSE | FALSE | 0 | 0 | Single Family_TRUE | Single Family_TRUE | Single Family_FALSE | Single Family_FALSE | Single Family_FALSE | unknown | unknownSingle Family_FALSE | unknownSingle Family_TRUE
Water_00002727 | SITE_02048 | Room_00025203 | Kitchen_1 | Kitchen | Bathroom Faucet | unknown |  |  | 3 |  | N/A | N/A | N/A | Unknown |  | N/A |  | N/A | WA | Single Family | Bathroom Faucet | 2555 | 2259.17 | Single Family | FALSE | FALSE |  |  |  | 0 | 0 | Single Family_FALSE | Single Family_FALSE | Single Family_ | Single Family_ | Single Family_ | unknown | unknownSingle Family_ | unknownSingle Family_FALSE
Water_00002728 | SITE_01712 | Room_00021142 | Bathroom_1 | Bathroom | Bathroom Faucet | 1.5 |  | 1.5 | 2.5 |  | N/A | N/A | N/A | Unknown |  | N/A |  | N/A | WA | Multifamily Residence | Bathroom Faucet | 2220 | 2002.39 | Multifamily Residence | FALSE | FALSE |  |  |  | 3003.585 | 0 | Multifamily Residence_FALSE | Multifamily Residence_FALSE | Multifamily Residence_ | Multifamily Residence_ | Multifamily Residence_ | unknown | unknownMultifamily Residence_ | unknownMultifamily Residence_FALSE
Water_00002729 | SITE_01712 | Room_00021142 | Bathroom_1 | Bathroom | Shower / Bathtub combo with diverter valve | unknown |  |  | 3.5 |  | Primary | Daily / Almost Daily | N/A | Unknown |  | N/A |  | N/A | WA | Multifamily Residence | Shower | 2220 | 2002.39 | Multifamily Residence | TRUE | TRUE | FALSE | FALSE | FALSE | 0 | 0 | Multifamily Residence_TRUE | Multifamily Residence_TRUE | Multifamily Residence_FALSE | Multifamily Residence_FALSE | Multifamily Residence_FALSE | unknown | unknownMultifamily Residence_FALSE | unknownMultifamily Residence_TRUE
Water_00002730 | SITE_01986 | Room_00024247 | Kitchen_1 | Kitchen | Kitchen Faucet | 2.6533 | 2.6533 |  | 3 |  | N/A | N/A | N/A | Bag | 0.796 |  | 2.388 |  | WA | Single Family | Kitchen Faucet | 2493 | 2259.17 | Single Family | FALSE | FALSE |  |  |  | 5994.3311 | 5394.898 | Single Family_FALSE | Single Family_FALSE | Single Family_ | Single Family_ | Single Family_ | unknown | unknownSingle Family_ | unknownSingle Family_FALSE
Water_00002731 | SITE_01986 | Room_00024250 | Bathroom_1 | Bathroom | Bathroom Faucet | 2.2 |  | 2.2 | 2.5 |  | N/A | N/A | N/A | Unknown |  | N/A |  | N/A | WA | Single Family | Bathroom Faucet | 2493 | 2259.17 | Single Family | FALSE | FALSE |  |  |  | 4970.174 | 0 | Single Family_FALSE | Single Family_FALSE | Single Family_ | Single Family_ | Single Family_ | unknown | unknownSingle Family_ | unknownSingle Family_FALSE
Water_00002732 | SITE_01986 | Room_00024258 | Bathroom_2 | Bathroom | Bathroom Faucet | unknown |  |  | 3.5 |  | N/A | N/A | N/A | Unknown |  | N/A |  | N/A | WA | Single Family | Bathroom Faucet | 2493 | 2259.17 | Single Family | FALSE | FALSE |  |  |  | 0 | 0 | Single Family_FALSE | Single Family_FALSE | Single Family_ | Single Family_ | Single Family_ | unknown | unknownSingle Family_ | unknownSingle Family_FALSE
Water_00002733 | SITE_01986 | Room_00024258 | Bathroom_2 | Bathroom | Shower / Bathtub combo with diverter valve | 2.5 |  | 2.5 | 3.5 |  | Secondary | A few times per year | N/A | Unknown |  | N/A |  | N/A | WA | Single Family | Shower | 2493 | 2259.17 | Single Family | TRUE | TRUE | TRUE | FALSE | FALSE | 5647.925 | 0 | Single Family_TRUE | Single Family_TRUE | Single Family_TRUE | Single Family_FALSE | Single Family_FALSE | unknown | unknownSingle Family_FALSE | unknownSingle Family_TRUE
Water_00002734 | SITE_01986 | Room_00024261 | Bathroom_3 | Bathroom | Shower | 2.5 |  | 2.5 | 3.5 |  | Primary | Daily / Almost Daily | N/A | Unknown |  | N/A |  | N/A | WA | Single Family | Shower | 2493 | 2259.17 | Single Family | TRUE | FALSE | TRUE | FALSE | FALSE | 5647.925 | 0 | Single Family_TRUE | Single Family_FALSE | Single Family_TRUE | Single Family_FALSE | Single Family_FALSE | unknown | unknownSingle Family_FALSE | unknownSingle Family_TRUE
Water_00002735 | SITE_01986 | Room_00024261 | Bathroom_3 | Bathroom | Bathroom Faucet | unknown |  |  | 1.5 |  | N/A | N/A | N/A | Unknown |  | N/A |  | N/A | WA | Single Family | Bathroom Faucet | 2493 | 2259.17 | Single Family | FALSE | FALSE |  |  |  | 0 | 0 | Single Family_FALSE | Single Family_FALSE | Single Family_ | Single Family_ | Single Family_ | unknown | unknownSingle Family_ | unknownSingle Family_FALSE
Water_00002736 | SITE_01986 | Room_00024262 | Bedroom_4 | Bedroom | Bathroom Faucet | 2 |  | 2 | 2 |  | N/A | N/A | N/A | Unknown |  | N/A |  | N/A | WA | Single Family | Bathroom Faucet | 2493 | 2259.17 | Single Family | FALSE | FALSE |  |  |  | 4518.34 | 0 | Single Family_FALSE | Single Family_FALSE | Single Family_ | Single Family_ | Single Family_ | unknown | unknownSingle Family_ | unknownSingle Family_FALSE
Water_00002737 | SITE_01606 | Room_00019885 | Laundry_1 | Laundry | Kitchen Faucet | 3.0956 | 3.0956 |  | 3.5 |  | N/A | N/A | N/A | Bag | 0.796 |  | 2.786 |  | WA | Single Family | Kitchen Faucet | 2115 | 597.38 | Single Family | FALSE | FALSE |  |  |  | 1849.223 | 1664.3007 | Single Family_FALSE | Single Family_FALSE | Single Family_ | Single Family_ | Single Family_ | unknown | unknownSingle Family_ | unknownSingle Family_FALSE
Water_00002738 | SITE_01606 | Room_00019886 | Kitchen_1 | Kitchen | Kitchen Faucet | 3.0956 | 3.0956 |  | 3.5 |  | N/A | N/A | N/A | Bag | 0.796 |  | 2.786 |  | WA | Single Family | Kitchen Faucet | 2115 | 597.38 | Single Family | FALSE | FALSE |  |  |  | 1849.223 | 1664.3007 | Single Family_FALSE | Single Family_FALSE | Single Family_ | Single Family_ | Single Family_ | unknown | unknownSingle Family_ | unknownSingle Family_FALSE
Water_00002739 | SITE_01606 | Room_00019887 | Bathroom_1 | Bathroom | Bathroom Faucet | 2 |  | 2 | 1 |  | N/A | N/A | N/A | Unknown |  | N/A |  | N/A | WA | Single Family | Bathroom Faucet | 2115 | 597.38 | Single Family | FALSE | FALSE |  |  |  | 1194.76 | 0 | Single Family_FALSE | Single Family_FALSE | Single Family_ | Single Family_ | Single Family_ | unknown | unknownSingle Family_ | unknownSingle Family_FALSE
Water_00002740 | SITE_01606 | Room_00019893 | Bathroom_2 | Bathroom | Bathroom Faucet | 2 |  | 2 | 1.5 |  | N/A | N/A | N/A | Unknown |  | N/A |  | N/A | WA | Single Family | Bathroom Faucet | 2115 | 597.38 | Single Family | FALSE | FALSE |  |  |  | 1194.76 | 0 | Single Family_FALSE | Single Family_FALSE | Single Family_ | Single Family_ | Single Family_ | unknown | unknownSingle Family_ | unknownSingle Family_FALSE
Water_00002741 | SITE_01606 | Room_00019893 | Bathroom_2 | Bathroom | Shower / Bathtub combo with diverter valve | unknown |  |  | 2.5 |  | Primary | Daily / Almost Daily | N/A | Unknown |  | N/A |  | N/A | WA | Single Family | Shower | 2115 | 597.38 | Single Family | TRUE | TRUE | FALSE | FALSE | FALSE | 0 | 0 | Single Family_TRUE | Single Family_TRUE | Single Family_FALSE | Single Family_FALSE | Single Family_FALSE | unknown | unknownSingle Family_FALSE | unknownSingle Family_TRUE
Water_00002742 | SITE_01546 | Room_00019013 | Bathroom_6 | Bathroom | Bathroom Faucet | unknown |  |  | 1 |  | N/A | N/A | N/A | Unknown |  | N/A |  | N/A | WA | Single Family | Bathroom Faucet | 2055 | 597.38 | Single Family | FALSE | FALSE |  |  |  | 0 | 0 | Single Family_FALSE | Single Family_FALSE | Single Family_ | Single Family_ | Single Family_ | unknown | unknownSingle Family_ | unknownSingle Family_FALSE
Water_00002743 | SITE_01546 | Room_00019013 | Bathroom_6 | Bathroom | Shower / Bathtub combo with diverter valve | 2.5 |  | 2.5 | 3.5 |  | Secondary | A few times per year | N/A | Unknown |  | N/A |  | N/A | WA | Single Family | Shower | 2055 | 597.38 | Single Family | TRUE | TRUE | TRUE | FALSE | FALSE | 1493.45 | 0 | Single Family_TRUE | Single Family_TRUE | Single Family_TRUE | Single Family_FALSE | Single Family_FALSE | unknown | unknownSingle Family_FALSE | unknownSingle Family_TRUE
Water_00002744 | SITE_01593 | Room_00019679 | Bathroom_1 | Bathroom | Bathroom Faucet | 2.2 |  | 2.2 | 2.5 |  | N/A | N/A | N/A | Unknown |  | N/A |  | N/A | WA | Single Family | Bathroom Faucet | 2102 | 597.38 | Single Family | FALSE | FALSE |  |  |  | 1314.236 | 0 | Single Family_FALSE | Single Family_FALSE | Single Family_ | Single Family_ | Single Family_ | unknown | unknownSingle Family_ | unknownSingle Family_FALSE
Water_00002745 | SITE_01593 | Room_00019679 | Bathroom_1 | Bathroom | Shower / Bathtub combo with diverter valve | 2 |  | 2 | 2 |  | All used about the same | A few times per week | N/A | Unknown |  | N/A |  | N/A | WA | Single Family | Shower | 2102 | 597.38 | Single Family | TRUE | TRUE | TRUE | FALSE | FALSE | 1194.76 | 0 | Single Family_TRUE | Single Family_TRUE | Single Family_TRUE | Single Family_FALSE | Single Family_FALSE | unknown | unknownSingle Family_FALSE | unknownSingle Family_TRUE
Water_00002746 | SITE_01593 | Room_00019680 | Bathroom_2 | Bathroom | Bathroom Faucet | 2.2 |  | 2.2 | 2.5 |  | N/A | N/A | N/A | Unknown |  | N/A |  | N/A | WA | Single Family | Bathroom Faucet | 2102 | 597.38 | Single Family | FALSE | FALSE |  |  |  | 1314.236 | 0 | Single Family_FALSE | Single Family_FALSE | Single Family_ | Single Family_ | Single Family_ | unknown | unknownSingle Family_ | unknownSingle Family_FALSE
Water_00002747 | SITE_01593 | Room_00019680 | Bathroom_2 | Bathroom | Shower / Bathtub combo with diverter valve | unknown |  |  | 2 |  | Secondary | A few times per year | N/A | Unknown |  | N/A |  | N/A | WA | Single Family | Shower | 2102 | 597.38 | Single Family | TRUE | TRUE | FALSE | FALSE | FALSE | 0 | 0 | Single Family_TRUE | Single Family_TRUE | Single Family_FALSE | Single Family_FALSE | Single Family_FALSE | unknown | unknownSingle Family_FALSE | unknownSingle Family_TRUE
Water_00002748 | SITE_01593 | Room_00019681 | Kitchen_1 | Kitchen | Kitchen Faucet | 2.2111 | 2.2111 |  | 2.5 |  | N/A | N/A | N/A | Bag | 0.796 |  | 1.99 |  | WA | Single Family | Kitchen Faucet | 2102 | 597.38 | Single Family | FALSE | FALSE |  |  |  | 1320.8736 | 1188.7862 | Single Family_FALSE | Single Family_FALSE | Single Family_ | Single Family_ | Single Family_ | unknown | unknownSingle Family_ | unknownSingle Family_FALSE
Water_00002749 | SITE_01593 | Room_00019688 | Bathroom_3 | Bathroom | Bathroom Faucet | 2.2 |  | 2.2 | 2.2 |  | N/A | N/A | N/A | Unknown |  | N/A |  | N/A | WA | Single Family | Bathroom Faucet | 2102 | 597.38 | Single Family | FALSE | FALSE |  |  |  | 1314.236 | 0 | Single Family_FALSE | Single Family_FALSE | Single Family_ | Single Family_ | Single Family_ | unknown | unknownSingle Family_ | unknownSingle Family_FALSE
Water_00002750 | SITE_01593 | Room_00019688 | Bathroom_3 | Bathroom | Shower | 2.5 |  | 2.5 | 2 |  | All used about the same | A few times per week | N/A | Unknown |  | N/A |  | N/A | WA | Single Family | Shower | 2102 | 597.38 | Single Family | TRUE | FALSE | TRUE | FALSE | FALSE | 1493.45 | 0 | Single Family_TRUE | Single Family_FALSE | Single Family_TRUE | Single Family_FALSE | Single Family_FALSE | unknown | unknownSingle Family_FALSE | unknownSingle Family_TRUE
Water_00002751 | SITE_01580 | Room_00019516 | Kitchen_1 | Kitchen | Kitchen Faucet | 1.7689 | 1.7689 |  | 2 |  | N/A | N/A | N/A | Bag | 0.796 |  | 1.592 |  | WA | Single Family | Kitchen Faucet | 2089 | 597.38 | Single Family | FALSE | FALSE |  |  |  | 1056.6988 | 951.029 | Single Family_FALSE | Single Family_FALSE | Single Family_ | Single Family_ | Single Family_ | unknown | unknownSingle Family_ | unknownSingle Family_FALSE
Water_00002752 | SITE_01580 | Room_00019521 | Bathroom_1 | Bathroom | Bathroom Faucet | unknown |  |  | 1.5 |  | N/A | N/A | N/A | Unknown |  | N/A |  | N/A | WA | Single Family | Bathroom Faucet | 2089 | 597.38 | Single Family | FALSE | FALSE |  |  |  | 0 | 0 | Single Family_FALSE | Single Family_FALSE | Single Family_ | Single Family_ | Single Family_ | unknown | unknownSingle Family_ | unknownSingle Family_FALSE
Water_00002753 | SITE_01580 | Room_00019521 | Bathroom_1 | Bathroom | Shower / Bathtub combo with diverter valve | unknown |  |  | 2.5 |  | Primary | Daily / Almost Daily | N/A | Unknown |  | N/A |  | N/A | WA | Single Family | Shower | 2089 | 597.38 | Single Family | TRUE | TRUE | FALSE | FALSE | FALSE | 0 | 0 | Single Family_TRUE | Single Family_TRUE | Single Family_FALSE | Single Family_FALSE | Single Family_FALSE | unknown | unknownSingle Family_FALSE | unknownSingle Family_TRUE
Water_00002754 | SITE_01667 | Room_00020638 | Bathroom_1 | Bathroom | Bathroom Faucet | unknown |  |  | 2 |  | N/A | N/A | N/A | Unknown |  | N/A |  | N/A | WA | Single Family | Bathroom Faucet | 2175 | 235.4 | Single Family | FALSE | FALSE |  |  |  | 0 | 0 | Single Family_FALSE | Single Family_FALSE | Single Family_ | Single Family_ | Single Family_ | unknown | unknownSingle Family_ | unknownSingle Family_FALSE
Water_00002755 | SITE_01667 | Room_00020638 | Bathroom_1 | Bathroom | Shower / Bathtub combo with diverter valve | unknown |  |  | 2.5 |  | Primary | A few times per week | N/A | Unknown |  | N/A |  | N/A | WA | Single Family | Shower | 2175 | 235.4 | Single Family | TRUE | TRUE | FALSE | FALSE | FALSE | 0 | 0 | Single Family_TRUE | Single Family_TRUE | Single Family_FALSE | Single Family_FALSE | Single Family_FALSE | unknown | unknownSingle Family_FALSE | unknownSingle Family_TRUE
Water_00002756 | SITE_01667 | Room_00020646 | Kitchen_1 | Kitchen | Kitchen Faucet | 2.6533 | 2.6533 |  | 3 |  | N/A | N/A | N/A | Bag | 0.796 |  | 2.388 |  | WA | Single Family | Kitchen Faucet | 2175 | 235.4 | Single Family | FALSE | FALSE |  |  |  | 624.5947 | 562.1352 | Single Family_FALSE | Single Family_FALSE | Single Family_ | Single Family_ | Single Family_ | unknown | unknownSingle Family_ | unknownSingle Family_FALSE
Water_00002757 | SITE_01809 | Room_00021986 | Bathroom_6 | Bathroom | Bathroom Faucet | 2 | 1.9456 | 2 | 2.2 |  | N/A | N/A | N/A | Bag | 0.796 |  | 1.751 |  | WA | Single Family | Bathroom Faucet | 2317 | 2259.17 | Single Family | FALSE | FALSE |  |  |  | 4518.34 | 3955.8067 | Single Family_FALSE | Single Family_FALSE | Single Family_ | Single Family_ | Single Family_ | unknown | unknownSingle Family_ | unknownSingle Family_FALSE
Water_00002758 | SITE_01809 | Room_00021986 | Bathroom_6 | Bathroom | Shower | 2.5 | 2.3589 | 2.5 | 2.5 |  | Primary | Daily / Almost Daily | N/A | Bag | 0.8492 |  | 2.123 |  | WA | Single Family | Shower | 2317 | 2259.17 | Single Family | TRUE | FALSE | TRUE | TRUE | TRUE | 5647.925 | 4796.2179 | Single Family_TRUE | Single Family_FALSE | Single Family_TRUE | Single Family_TRUE | Single Family_TRUE | 2.5gpm | 2.5gpmSingle Family_TRUE | 2.5gpmSingle Family_TRUE
Water_00002759 | SITE_01817 | Room_00022051 | Kitchen_1 | Kitchen | Kitchen Faucet | 1 | 0.88444 | 1 | 1 |  | N/A | N/A | N/A | Bag | 0.796 |  | 0.796 |  | WA | Multifamily Residence | Kitchen Faucet | 2325 | 2002.11 | Multifamily Residence | FALSE | FALSE |  |  |  | 2002.11 | 1593.6796 | Multifamily Residence_FALSE | Multifamily Residence_FALSE | Multifamily Residence_ | Multifamily Residence_ | Multifamily Residence_ | unknown | unknownMultifamily Residence_ | unknownMultifamily Residence_FALSE
Water_00002760 | SITE_01817 | Room_00022054 | Bathroom_1 | Bathroom | Bathroom Faucet | 1.5 | 1.2378 | 1.5 | 1.4 |  | N/A | N/A | N/A | Bag | 0.796 |  | 1.114 |  | WA | Multifamily Residence | Bathroom Faucet | 2325 | 2002.11 | Multifamily Residence | FALSE | FALSE |  |  |  | 3003.165 | 2230.3505 | Multifamily Residence_FALSE | Multifamily Residence_FALSE | Multifamily Residence_ | Multifamily Residence_ | Multifamily Residence_ | unknown | unknownMultifamily Residence_ | unknownMultifamily Residence_FALSE
Water_00002761 | SITE_01817 | Room_00022054 | Bathroom_1 | Bathroom | Shower / Bathtub combo with diverter valve | 2.5 | 2.17 | 2.5 | 2.3 |  | Primary | Daily / Almost Daily | N/A | Bag | 0.8492 |  | 1.953 |  | WA | Multifamily Residence | Shower | 2325 | 2002.11 | Multifamily Residence | TRUE | TRUE | TRUE | TRUE | TRUE | 5005.275 | 3910.1208 | Multifamily Residence_TRUE | Multifamily Residence_TRUE | Multifamily Residence_TRUE | Multifamily Residence_TRUE | Multifamily Residence_TRUE | 2.5gpm | 2.5gpmMultifamily Residence_TRUE | 2.5gpmMultifamily Residence_TRUE
Water_00002762 | SITE_01094 | Room_00016010 | Kitchen_1 | Kitchen | Kitchen Faucet | 2.2 | 1.5033 | 2.2 | 1.7 |  | N/A | N/A | N/A | Bag | 0.796 |  | 1.353 |  | WA | Single Family | Kitchen Faucet | 1610 | 3801.52 | Single Family | FALSE | FALSE |  |  |  | 8363.344 | 5143.4566 | Single Family_FALSE | Single Family_FALSE | Single Family_ | Single Family_ | Single Family_ | unknown | unknownSingle Family_ | unknownSingle Family_FALSE
Water_00002763 | SITE_01094 | Room_00016015 | Bathroom_3 | Bathroom | Bathtub | unknown |  |  |  | N/A | N/A | N/A | N/A | Unknown |  | N/A |  | N/A | WA | Single Family | Bathtub | 1610 | 3801.52 | Single Family | FALSE | FALSE |  |  |  | 0 | 0 | Single Family_FALSE | Single Family_FALSE | Single Family_ | Single Family_ | Single Family_ | unknown | unknownSingle Family_ | unknownSingle Family_FALSE
Water_00002764 | SITE_01094 | Room_00016015 | Bathroom_3 | Bathroom | Bathroom Faucet | 2 | 2.2111 | 2 | 2.5 |  | N/A | N/A | N/A | Bag | 0.796 |  | 1.99 |  | WA | Single Family | Bathroom Faucet | 1610 | 3801.52 | Single Family | FALSE | FALSE |  |  |  | 7603.04 | 7565.0248 | Single Family_FALSE | Single Family_FALSE | Single Family_ | Single Family_ | Single Family_ | unknown | unknownSingle Family_ | unknownSingle Family_FALSE
Water_00002765 | SITE_01094 | Room_00016015 | Bathroom_3 | Bathroom | Bathroom Faucet | 2 | 2.2111 | 2 | 2.5 |  | N/A | N/A | N/A | Bag | 0.796 |  | 1.99 |  | WA | Single Family | Bathroom Faucet | 1610 | 3801.52 | Single Family | FALSE | FALSE |  |  |  | 7603.04 | 7565.0248 | Single Family_FALSE | Single Family_FALSE | Single Family_ | Single Family_ | Single Family_ | unknown | unknownSingle Family_ | unknownSingle Family_FALSE
Water_00002766 | SITE_01094 | Room_00016015 | Bathroom_3 | Bathroom | Shower | 1.5 | 1.4156 | 1.5 | 1.5 |  | Primary | Daily / Almost Daily | N/A | Bag | 0.8492 |  | 1.274 |  | WA | Single Family | Shower | 1610 | 3801.52 | Single Family | TRUE | FALSE | TRUE | TRUE | TRUE | 5702.28 | 4843.1365 | Single Family_TRUE | Single Family_FALSE | Single Family_TRUE | Single Family_TRUE | Single Family_TRUE | 1.5gpm | 1.5gpmSingle Family_TRUE | 1.5gpmSingle Family_TRUE
Water_00002767 | SITE_01094 | Room_00016020 | Bathroom_4 | Bathroom | Kitchen Faucet | 2 | 1.9456 | 2 | 2.2 |  | N/A | N/A | N/A | Bag | 0.796 |  | 1.751 |  | WA | Single Family | Kitchen Faucet | 1610 | 3801.52 | Single Family | FALSE | FALSE |  |  |  | 7603.04 | 6656.4615 | Single Family_FALSE | Single Family_FALSE | Single Family_ | Single Family_ | Single Family_ | unknown | unknownSingle Family_ | unknownSingle Family_FALSE
Water_00002768 | SITE_01094 | Room_00016020 | Bathroom_4 | Bathroom | Shower / Bathtub combo with diverter valve | 2.5 | 2.3589 | 2.5 | 2.5 |  | Secondary | A few times per month | N/A | Bag | 0.8492 |  | 2.123 |  | WA | Single Family | Shower | 1610 | 3801.52 | Single Family | TRUE | TRUE | TRUE | TRUE | TRUE | 9503.8 | 8070.627 | Single Family_TRUE | Single Family_TRUE | Single Family_TRUE | Single Family_TRUE | Single Family_TRUE | 2.5gpm | 2.5gpmSingle Family_TRUE | 2.5gpmSingle Family_TRUE
Water_00002769 | SITE_01087 | Room_00015874 | Kitchen_1 | Kitchen | Kitchen Faucet | 1.5 | 1.2378 | 1.5 | 1.4 |  | N/A | N/A | N/A | Bag | 0.796 |  | 1.114 |  | WA | Single Family | Kitchen Faucet | 1603 | 3801.52 | Single Family | FALSE | FALSE |  |  |  | 5702.28 | 4234.8933 | Single Family_FALSE | Single Family_FALSE | Single Family_ | Single Family_ | Single Family_ | unknown | unknownSingle Family_ | unknownSingle Family_FALSE
Water_00002770 | SITE_01087 | Room_00015876 | Bathroom_1 | Bathroom | Bathroom Faucet | 1.7689 | 1.7689 |  | 2 |  | N/A | N/A | N/A | Bag | 0.796 |  | 1.592 |  | WA | Single Family | Bathroom Faucet | 1603 | 3801.52 | Single Family | FALSE | FALSE |  |  |  | 6724.4665 | 6052.0198 | Single Family_FALSE | Single Family_FALSE | Single Family_ | Single Family_ | Single Family_ | unknown | unknownSingle Family_ | unknownSingle Family_FALSE
Water_00002771 | SITE_01087 | Room_00015876 | Bathroom_1 | Bathroom | Shower / Bathtub combo with diverter valve | 2 | 2.17 | 2 | 2.3 |  | Secondary | A few times per month | Flow is mot entirely diverted, a sinificant amount still comes out of tub faucet | Bag | 0.8492 |  | 1.953 |  | WA | Single Family | Shower | 1603 | 3801.52 | Single Family | TRUE | TRUE | TRUE | TRUE | TRUE | 7603.04 | 7424.3686 | Single Family_TRUE | Single Family_TRUE | Single Family_TRUE | Single Family_TRUE | Single Family_TRUE | 2.0gpm | 2.0gpmSingle Family_TRUE | 2.0gpmSingle Family_TRUE
Water_00002772 | SITE_01087 | Room_00015880 | Bathroom_2 | Bathroom | Bathroom Faucet | 1.7689 | 1.7689 |  | 2 |  | N/A | N/A | N/A | Bag | 0.796 |  | 1.592 |  | WA | Single Family | Bathroom Faucet | 1603 | 3801.52 | Single Family | FALSE | FALSE |  |  |  | 6724.4665 | 6052.0198 | Single Family_FALSE | Single Family_FALSE | Single Family_ | Single Family_ | Single Family_ | unknown | unknownSingle Family_ | unknownSingle Family_FALSE
Water_00002773 | SITE_01087 | Room_00015880 | Bathroom_2 | Bathroom | Shower | unknown |  |  |  | Unknown | Primary | Daily / Almost Daily | Showerhead too large for flow bag | Bag | 0.8492 |  |  | Unknown | WA | Single Family | Shower | 1603 | 3801.52 | Single Family | TRUE | FALSE | FALSE | FALSE | FALSE | 0 | 0 | Single Family_TRUE | Single Family_FALSE | Single Family_FALSE | Single Family_FALSE | Single Family_FALSE | unknown | unknownSingle Family_FALSE | unknownSingle Family_TRUE
Water_00002774 | SITE_01087 | Room_00015883 | Bathroom_3 | Bathroom | Bathroom Faucet | 3.8033 | 3.8033 |  | 4.3 |  | N/A | N/A | N/A | Bag | 0.796 |  | 3.423 |  | WA | Single Family | Bathroom Faucet | 1603 | 3801.52 | Single Family | FALSE | FALSE |  |  |  | 14458.4477 | 13012.603 | Single Family_FALSE | Single Family_FALSE | Single Family_ | Single Family_ | Single Family_ | unknown | unknownSingle Family_ | unknownSingle Family_FALSE
Water_00002775 | SITE_01087 | Room_00015883 | Bathroom_3 | Bathroom | Shower | unknown |  |  |  | Unknown | Secondary | A few times per year | Water shut off to this shower | Bag | 0.8492 |  |  | Unknown | WA | Single Family | Shower | 1603 | 3801.52 | Single Family | TRUE | FALSE | FALSE | FALSE | FALSE | 0 | 0 | Single Family_TRUE | Single Family_FALSE | Single Family_FALSE | Single Family_FALSE | Single Family_FALSE | unknown | unknownSingle Family_FALSE | unknownSingle Family_TRUE
Water_00002776 | SITE_01802 | Room_00021931 | Bathroom_1 | Bathroom | Bathroom Faucet | 2.2 | 1.9456 | 2.2 | 2.2 |  | N/A | N/A | N/A | Bag | 0.796 |  | 1.751 |  | WA | Single Family | Bathroom Faucet | 2310 | 3801.52 | Single Family | FALSE | FALSE |  |  |  | 8363.344 | 6656.4615 | Single Family_FALSE | Single Family_FALSE | Single Family_ | Single Family_ | Single Family_ | unknown | unknownSingle Family_ | unknownSingle Family_FALSE
Water_00002777 | SITE_01802 | Room_00021933 | Kitchen_1 | Kitchen | Kitchen Faucet | 2.2 | 1.2378 | 2.2 | 1.4 |  | N/A | N/A | N/A | Bag | 0.796 |  | 1.114 |  | WA | Single Family | Kitchen Faucet | 2310 | 3801.52 | Single Family | FALSE | FALSE |  |  |  | 8363.344 | 4234.8933 | Single Family_FALSE | Single Family_FALSE | Single Family_ | Single Family_ | Single Family_ | unknown | unknownSingle Family_ | unknownSingle Family_FALSE
Water_00002778 | SITE_01802 | Room_00021938 | Bathroom_2 | Bathroom | Bathroom Faucet | 2.2 | 1.7689 | 2.2 | 2 |  | N/A | N/A | N/A | Bag | 0.796 |  | 1.592 |  | WA | Single Family | Bathroom Faucet | 2310 | 3801.52 | Single Family | FALSE | FALSE |  |  |  | 8363.344 | 6052.0198 | Single Family_FALSE | Single Family_FALSE | Single Family_ | Single Family_ | Single Family_ | unknown | unknownSingle Family_ | unknownSingle Family_FALSE
Water_00002779 | SITE_01802 | Room_00021938 | Bathroom_2 | Bathroom | Shower / Bathtub combo with diverter valve | 2.5 | 2.9256 | 2.5 | 3.1 |  | Primary | Daily / Almost Daily | N/A | Bag | 0.8492 |  | 2.633 |  | WA | Single Family | Shower | 2310 | 3801.52 | Single Family | TRUE | TRUE | TRUE | TRUE | TRUE | 9503.8 | 10009.4022 | Single Family_TRUE | Single Family_TRUE | Single Family_TRUE | Single Family_TRUE | Single Family_TRUE | 2.5gpm | 2.5gpmSingle Family_TRUE | 2.5gpmSingle Family_TRUE
Water_00002780 | SITE_01079 | Room_00015754 | Bathroom_6 | Bathroom | Bathroom Faucet | 2.2 | 2.0344 | 2.2 | 2.3 |  | N/A | N/A | N/A | Bag | 0.796 |  | 1.831 |  | WA | Manufactured | Bathroom Faucet | 1595 | 997.59 | Manufactured | FALSE | FALSE |  |  |  | 2194.698 | 1826.5873 | Manufactured_FALSE | Manufactured_FALSE | Manufactured_ | Manufactured_ | Manufactured_ | unknown | unknownManufactured_ | unknownManufactured_FALSE
Water_00002781 | SITE_01079 | Room_00015754 | Bathroom_6 | Bathroom | Shower / Bathtub combo with diverter valve | 1.8867 | 1.8867 |  | 2 |  | Primary | Daily / Almost Daily | N/A | Bag | 0.8492 |  | 1.698 |  | WA | Manufactured | Shower | 1595 | 997.59 | Manufactured | TRUE | TRUE | TRUE | TRUE | TRUE | 1882.1198 | 1693.9078 | Manufactured_TRUE | Manufactured_TRUE | Manufactured_TRUE | Manufactured_TRUE | Manufactured_TRUE | 2.0gpm | 2.0gpmManufactured_TRUE | 2.0gpmManufactured_TRUE
Water_00002782 | SITE_01093 | Room_00015979 | Bathroom_6 | Bathroom | Bathroom Faucet | 3.0956 | 3.0956 |  | 3.5 |  | N/A | N/A | N/A | Bag | 0.796 |  | 2.786 |  | WA | Single Family | Bathroom Faucet | 1609 | 3801.52 | Single Family | FALSE | FALSE |  |  |  | 11767.8164 | 10591.0347 | Single Family_FALSE | Single Family_FALSE | Single Family_ | Single Family_ | Single Family_ | unknown | unknownSingle Family_ | unknownSingle Family_FALSE
Water_00002783 | SITE_01093 | Room_00015979 | Bathroom_6 | Bathroom | Shower | 2.8311 | 2.8311 |  | 3 |  | Secondary | A few times per year | N/A | Bag | 0.8492 |  | 2.548 |  | WA | Single Family | Shower | 1609 | 3801.52 | Single Family | TRUE | FALSE | TRUE | TRUE | TRUE | 10762.5255 | 9686.273 | Single Family_TRUE | Single Family_FALSE | Single Family_TRUE | Single Family_TRUE | Single Family_TRUE | gt2.5gpm | gt2.5gpmSingle Family_TRUE | gt2.5gpmSingle Family_TRUE
Water_00002784 | SITE_01093 | Room_00015987 | Kitchen_2 | Kitchen | Kitchen Faucet | 2.6533 | 2.6533 |  | 3 |  | N/A | N/A | N/A | Bag | 0.796 |  | 2.388 |  | WA | Single Family | Kitchen Faucet | 1609 | 3801.52 | Single Family | FALSE | FALSE |  |  |  | 10086.6997 | 9078.0298 | Single Family_FALSE | Single Family_FALSE | Single Family_ | Single Family_ | Single Family_ | unknown | unknownSingle Family_ | unknownSingle Family_FALSE
Water_00002785 | SITE_01090 | Room_00015924 | Bathroom_6 | Bathroom | Bathroom Faucet | 2 | 2.6533 | 2 | 3 |  | N/A | N/A | N/A | Bag | 0.796 |  | 2.388 |  | WA | Single Family | Bathroom Faucet | 1606 | 3801.52 | Single Family | FALSE | FALSE |  |  |  | 7603.04 | 9078.0298 | Single Family_FALSE | Single Family_FALSE | Single Family_ | Single Family_ | Single Family_ | unknown | unknownSingle Family_ | unknownSingle Family_FALSE
Water_00002786 | SITE_01090 | Room_00015924 | Bathroom_6 | Bathroom | Shower / Bathtub combo with diverter valve | 3.3022 | 3.3022 |  | 3.5 |  | Secondary | A few times per year | N/A | Bag | 0.8492 |  | 2.972 |  | WA | Single Family | Shower | 1606 | 3801.52 | Single Family | TRUE | TRUE | TRUE | TRUE | TRUE | 12553.4638 | 11298.1174 | Single Family_TRUE | Single Family_TRUE | Single Family_TRUE | Single Family_TRUE | Single Family_TRUE | gt2.5gpm | gt2.5gpmSingle Family_TRUE | gt2.5gpmSingle Family_TRUE
Water_00002787 | SITE_01997 | Room_00024417 | Bathroom_6 | Bathroom | Bathroom Faucet | 3.5378 | 3.5378 |  | 4 |  | N/A | N/A | N/A | Bag | 0.796 |  | 3.184 |  | WA | Single Family | Bathroom Faucet | 2504 | 3801.52 | Single Family | FALSE | FALSE |  |  |  | 13448.933 | 12104.0397 | Single Family_FALSE | Single Family_FALSE | Single Family_ | Single Family_ | Single Family_ | unknown | unknownSingle Family_ | unknownSingle Family_FALSE
Water_00002788 | SITE_01997 | Room_00024417 | Bathroom_6 | Bathroom | Bathroom Faucet | 2.2111 | 2.2111 |  | 2.5 |  | N/A | N/A | N/A | Bag | 0.796 |  | 1.99 |  | WA | Single Family | Bathroom Faucet | 2504 | 3801.52 | Single Family | FALSE | FALSE |  |  |  | 8405.5831 | 7565.0248 | Single Family_FALSE | Single Family_FALSE | Single Family_ | Single Family_ | Single Family_ | unknown | unknownSingle Family_ | unknownSingle Family_FALSE
Water_00002789 | SITE_01997 | Room_00024417 | Bathroom_6 | Bathroom | Shower | 1.5 | 2.1233 | 1.5 | 2.25 |  | All used about the same | A few times per week | N/A | Bag | 0.8492 |  | 1.911 |  | WA | Single Family | Shower | 2504 | 3801.52 | Single Family | TRUE | FALSE | TRUE | TRUE | TRUE | 5702.28 | 7264.7047 | Single Family_TRUE | Single Family_FALSE | Single Family_TRUE | Single Family_TRUE | Single Family_TRUE | 1.5gpm | 1.5gpmSingle Family_TRUE | 1.5gpmSingle Family_TRUE
Water_00002790 | SITE_02045 | Room_00025150 | Kitchen_1 | Kitchen | Kitchen Faucet | 2.2 | 2.2111 | 2.2 | 2.5 |  | N/A | N/A | N/A | Bag | 0.796 |  | 1.99 |  | WA | Single Family | Kitchen Faucet | 2552 | 10259.39 | Single Family | FALSE | FALSE |  |  |  | 22570.658 | 20416.1861 | Single Family_FALSE | Single Family_FALSE | Single Family_ | Single Family_ | Single Family_ | unknown | unknownSingle Family_ | unknownSingle Family_FALSE
Water_00002791 | SITE_02045 | Room_00025154 | Bathroom_1 | Bathroom | Bathroom Faucet | 2.4322 | 2.4322 |  | 2.75 |  | N/A | N/A | N/A | Bag | 0.796 |  | 2.189 |  | WA | Single Family | Bathroom Faucet | 2552 | 10259.39 | Single Family | FALSE | FALSE |  |  |  | 24953.1163 | 22457.8047 | Single Family_FALSE | Single Family_FALSE | Single Family_ | Single Family_ | Single Family_ | unknown | unknownSingle Family_ | unknownSingle Family_FALSE
Water_00002792 | SITE_02045 | Room_00025161 | Bathroom_2 | Bathroom | Bathroom Faucet | 2 | 2.2111 | 2 | 2.5 |  | N/A | N/A | N/A | Bag | 0.796 |  | 1.99 |  | WA | Single Family | Bathroom Faucet | 2552 | 10259.39 | Single Family | FALSE | FALSE |  |  |  | 20518.78 | 20416.1861 | Single Family_FALSE | Single Family_FALSE | Single Family_ | Single Family_ | Single Family_ | unknown | unknownSingle Family_ | unknownSingle Family_FALSE
Water_00002793 | SITE_02045 | Room_00025161 | Bathroom_2 | Bathroom | Bathroom Faucet | 2 | 2.2111 | 2 | 2.5 |  | N/A | N/A | N/A | Bag | 0.796 |  | 1.99 |  | WA | Single Family | Bathroom Faucet | 2552 | 10259.39 | Single Family | FALSE | FALSE |  |  |  | 20518.78 | 20416.1861 | Single Family_FALSE | Single Family_FALSE | Single Family_ | Single Family_ | Single Family_ | unknown | unknownSingle Family_ | unknownSingle Family_FALSE
Water_00002794 | SITE_02045 | Room_00025161 | Bathroom_2 | Bathroom | Shower | 2.5 |  | 2.5 |  | Unknown | Primary | Daily / Almost Daily | Unable to measure flow. Shower head too large | Bag | 0.8492 |  |  | Unknown | WA | Single Family | Shower | 2552 | 10259.39 | Single Family | TRUE | FALSE | TRUE | FALSE | FALSE | 25648.475 | 0 | Single Family_TRUE | Single Family_FALSE | Single Family_TRUE | Single Family_FALSE | Single Family_FALSE | unknown | unknownSingle Family_FALSE | unknownSingle Family_TRUE
Water_00002795 | SITE_02045 | Room_00025164 | Bathroom_3 | Bathroom | Bathroom Faucet | 2 | 2.4322 | 2 | 2.75 |  | N/A | N/A | N/A | Bag | 0.796 |  | 2.189 |  | WA | Single Family | Bathroom Faucet | 2552 | 10259.39 | Single Family | FALSE | FALSE |  |  |  | 20518.78 | 22457.8047 | Single Family_FALSE | Single Family_FALSE | Single Family_ | Single Family_ | Single Family_ | unknown | unknownSingle Family_ | unknownSingle Family_FALSE
Water_00002796 | SITE_02045 | Room_00025164 | Bathroom_3 | Bathroom | Bathroom Faucet | 2 | 2.4322 | 2 | 2.75 |  | N/A | N/A | N/A | Bag | 0.796 |  | 2.189 |  | WA | Single Family | Bathroom Faucet | 2552 | 10259.39 | Single Family | FALSE | FALSE |  |  |  | 20518.78 | 22457.8047 | Single Family_FALSE | Single Family_FALSE | Single Family_ | Single Family_ | Single Family_ | unknown | unknownSingle Family_ | unknownSingle Family_FALSE
Water_00002797 | SITE_02045 | Room_00025164 | Bathroom_3 | Bathroom | Shower / Bathtub combo with diverter valve | 2 | 3.3022 | 2 | 3.5 |  | Secondary | A few times per year | N/A | Bag | 0.8492 |  | 2.972 |  | WA | Single Family | Shower | 2552 | 10259.39 | Single Family | TRUE | TRUE | TRUE | TRUE | TRUE | 20518.78 | 30490.9071 | Single Family_TRUE | Single Family_TRUE | Single Family_TRUE | Single Family_TRUE | Single Family_TRUE | 2.0gpm | 2.0gpmSingle Family_TRUE | 2.0gpmSingle Family_TRUE
Water_00002798 | SITE_02023 | Room_00024828 | Bathroom_1 | Bathroom | Bathroom Faucet | 2.2 | 2.6533 | 2.2 | 3 |  | N/A | N/A | N/A | Bag | 0.796 |  | 2.388 |  | WA | Single Family | Bathroom Faucet | 2530 | 10259.39 | Single Family | FALSE | FALSE |  |  |  | 22570.658 | 24499.4233 | Single Family_FALSE | Single Family_FALSE | Single Family_ | Single Family_ | Single Family_ | unknown | unknownSingle Family_ | unknownSingle Family_FALSE
Water_00002799 | SITE_02023 | Room_00024828 | Bathroom_1 | Bathroom | Shower / Bathtub combo with diverter valve | 2 | 2.8311 | 2 | 3 |  | Primary | A few times per week | N/A | Bag | 0.8492 |  | 2.548 |  | WA | Single Family | Shower | 2530 | 10259.39 | Single Family | TRUE | TRUE | TRUE | TRUE | TRUE | 20518.78 | 26140.9257 | Single Family_TRUE | Single Family_TRUE | Single Family_TRUE | Single Family_TRUE | Single Family_TRUE | 2.0gpm | 2.0gpmSingle Family_TRUE | 2.0gpmSingle Family_TRUE
Water_00002800 | SITE_02023 | Room_00024833 | Laundry_1 | Laundry | Kitchen Faucet | 2 | 1.7689 | 2 | 2 |  | N/A | N/A | N/A | Bag | 0.796 |  | 1.592 |  | WA | Single Family | Kitchen Faucet | 2530 | 10259.39 | Single Family | FALSE | FALSE |  |  |  | 20518.78 | 16332.9489 | Single Family_FALSE | Single Family_FALSE | Single Family_ | Single Family_ | Single Family_ | unknown | unknownSingle Family_ | unknownSingle Family_FALSE
Water_00002801 | SITE_02023 | Room_00024834 | Kitchen_1 | Kitchen | Kitchen Faucet | 1.5478 | 1.5478 |  | 1.75 |  | N/A | N/A | N/A | Bag | 0.796 |  | 1.393 |  | WA | Single Family | Kitchen Faucet | 2530 | 10259.39 | Single Family | FALSE | FALSE |  |  |  | 15879.2559 | 14291.3303 | Single Family_FALSE | Single Family_FALSE | Single Family_ | Single Family_ | Single Family_ | unknown | unknownSingle Family_ | unknownSingle Family_FALSE
Water_00002802 | SITE_01734 | Room_00021341 | Kitchen_1 | Kitchen | Kitchen Faucet | 1.5478 | 1.5478 |  | 1.75 |  | N/A | N/A | N/A | Bag | 0.796 |  | 1.393 |  | WA | Multifamily Residence | Kitchen Faucet | 2242 | 2804.94 | Multifamily Residence | FALSE | FALSE |  |  |  | 4341.4238 | 3907.2814 | Multifamily Residence_FALSE | Multifamily Residence_FALSE | Multifamily Residence_ | Multifamily Residence_ | Multifamily Residence_ | unknown | unknownMultifamily Residence_ | unknownMultifamily Residence_FALSE
Water_00002803 | SITE_01734 | Room_00021343 | Bathroom_1 | Bathroom | Kitchen Faucet | 1.5 | 1.1056 | 1.5 | 1.25 |  | N/A | N/A | N/A | Bag | 0.796 |  | 0.995 |  | WA | Multifamily Residence | Kitchen Faucet | 2242 | 2804.94 | Multifamily Residence | FALSE | FALSE |  |  |  | 4207.41 | 2790.9153 | Multifamily Residence_FALSE | Multifamily Residence_FALSE | Multifamily Residence_ | Multifamily Residence_ | Multifamily Residence_ | unknown | unknownMultifamily Residence_ | unknownMultifamily Residence_FALSE
Water_00002804 | SITE_01734 | Room_00021343 | Bathroom_1 | Bathroom | Shower | 1.5 | 1.4156 | 1.5 | 1.5 |  | Primary | Daily / Almost Daily | N/A | Bag | 0.8492 |  | 1.274 |  | WA | Multifamily Residence | Shower | 2242 | 2804.94 | Multifamily Residence | TRUE | FALSE | TRUE | TRUE | TRUE | 4207.41 | 3573.4936 | Multifamily Residence_TRUE | Multifamily Residence_FALSE | Multifamily Residence_TRUE | Multifamily Residence_TRUE | Multifamily Residence_TRUE | 1.5gpm | 1.5gpmMultifamily Residence_TRUE | 1.5gpmMultifamily Residence_TRUE
Water_00002805 | SITE_01633 | Room_00020256 | Bathroom_1 | Bathroom | Bathroom Faucet | 1.5 | 1.7689 | 1.5 | 2 |  | N/A | N/A | N/A | Bag | 0.796 |  | 1.592 |  | WA | Single Family | Bathroom Faucet | 2142 | 235.4 | Single Family | FALSE | FALSE |  |  |  | 353.1 | 374.7568 | Single Family_FALSE | Single Family_FALSE | Single Family_ | Single Family_ | Single Family_ | unknown | unknownSingle Family_ | unknownSingle Family_FALSE
Water_00002806 | SITE_01633 | Room_00020256 | Bathroom_1 | Bathroom | Shower / Bathtub combo with diverter valve | 2.5 | 1.18 | 2.5 | 1.25 |  | Primary | A few times per week | N/A | Bag | 0.8492 |  | 1.062 |  | WA | Single Family | Shower | 2142 | 235.4 | Single Family | TRUE | TRUE | TRUE | TRUE | TRUE | 588.5 | 249.9948 | Single Family_TRUE | Single Family_TRUE | Single Family_TRUE | Single Family_TRUE | Single Family_TRUE | 2.5gpm | 2.5gpmSingle Family_TRUE | 2.5gpmSingle Family_TRUE
Water_00002807 | SITE_01633 | Room_00020257 | Kitchen_1 | Kitchen | Kitchen Faucet | 2.2 | 1.99 | 2.2 | 2.25 |  | N/A | N/A | N/A | Bag | 0.796 |  | 1.791 |  | WA | Single Family | Kitchen Faucet | 2142 | 235.4 | Single Family | FALSE | FALSE |  |  |  | 517.88 | 421.6014 | Single Family_FALSE | Single Family_FALSE | Single Family_ | Single Family_ | Single Family_ | unknown | unknownSingle Family_ | unknownSingle Family_FALSE
Water_00002808 | SITE_01633 | Room_00020258 | Laundry_1 | Laundry | Kitchen Faucet | 3.5378 | 3.5378 |  | 4 |  | N/A | N/A | N/A | Bag | 0.796 |  | 3.184 |  | WA | Single Family | Kitchen Faucet | 2142 | 235.4 | Single Family | FALSE | FALSE |  |  |  | 832.7929 | 749.5136 | Single Family_FALSE | Single Family_FALSE | Single Family_ | Single Family_ | Single Family_ | unknown | unknownSingle Family_ | unknownSingle Family_FALSE
Water_00002809 | SITE_01571 | Room_00019372 | Bathroom_1 | Bathroom | Bathroom Faucet | 1.1056 | 1.1056 |  | 1.25 |  | N/A | N/A | N/A | Bag | 0.796 |  | 0.995 |  | WA | Single Family | Bathroom Faucet | 2080 | 597.38 | Single Family | FALSE | FALSE |  |  |  | 660.4368 | 594.3931 | Single Family_FALSE | Single Family_FALSE | Single Family_ | Single Family_ | Single Family_ | unknown | unknownSingle Family_ | unknownSingle Family_FALSE
Water_00002810 | SITE_01571 | Room_00019372 | Bathroom_1 | Bathroom | Shower / Bathtub combo with diverter valve | 2 | 2.3589 | 2 | 2.5 |  | Secondary | A few times per week | N/A | Bag | 0.8492 |  | 2.123 |  | WA | Single Family | Shower | 2080 | 597.38 | Single Family | TRUE | TRUE | TRUE | TRUE | TRUE | 1194.76 | 1268.2377 | Single Family_TRUE | Single Family_TRUE | Single Family_TRUE | Single Family_TRUE | Single Family_TRUE | 2.0gpm | 2.0gpmSingle Family_TRUE | 2.0gpmSingle Family_TRUE
Water_00002811 | SITE_01571 | Room_00019374 | Kitchen_1 | Kitchen | Kitchen Faucet | 2.2111 | 2.2111 |  | 2.5 |  | N/A | N/A | N/A | Bag | 0.796 |  | 1.99 |  | WA | Single Family | Kitchen Faucet | 2080 | 597.38 | Single Family | FALSE | FALSE |  |  |  | 1320.8736 | 1188.7862 | Single Family_FALSE | Single Family_FALSE | Single Family_ | Single Family_ | Single Family_ | unknown | unknownSingle Family_ | unknownSingle Family_FALSE
Water_00002812 | SITE_01571 | Room_00019382 | Bathroom_2 | Bathroom | Bathroom Faucet | 1.5 | 1.7689 | 1.5 | 2 |  | N/A | N/A | N/A | Bag | 0.796 |  | 1.592 |  | WA | Single Family | Bathroom Faucet | 2080 | 597.38 | Single Family | FALSE | FALSE |  |  |  | 896.07 | 951.029 | Single Family_FALSE | Single Family_FALSE | Single Family_ | Single Family_ | Single Family_ | unknown | unknownSingle Family_ | unknownSingle Family_FALSE
Water_00002813 | SITE_01571 | Room_00019382 | Bathroom_2 | Bathroom | Shower / Bathtub combo with diverter valve | 2.5 | 2.8311 | 2.5 | 3 |  | Primary | Daily / Almost Daily | N/A | Bag | 0.8492 |  | 2.548 |  | WA | Single Family | Shower | 2080 | 597.38 | Single Family | TRUE | TRUE | TRUE | TRUE | TRUE | 1493.45 | 1522.1242 | Single Family_TRUE | Single Family_TRUE | Single Family_TRUE | Single Family_TRUE | Single Family_TRUE | 2.5gpm | 2.5gpmSingle Family_TRUE | 2.5gpmSingle Family_TRUE
Water_00002814 | SITE_01664 | Room_00020607 | Bathroom_1 | Bathroom | Bathroom Faucet | 2.2111 | 2.2111 |  | 2.5 |  | N/A | N/A | N/A | Bag | 0.796 |  | 1.99 |  | WA | Single Family | Bathroom Faucet | 2172 | 72.88 | Single Family | FALSE | FALSE |  |  |  | 161.1458 | 145.0312 | Single Family_FALSE | Single Family_FALSE | Single Family_ | Single Family_ | Single Family_ | unknown | unknownSingle Family_ | unknownSingle Family_FALSE
Water_00002815 | SITE_01664 | Room_00020607 | Bathroom_1 | Bathroom | Shower / Bathtub combo with diverter valve | 2.5 | 1.8867 | 2.5 | 2 |  | Primary | A few times per week | N/A | Bag | 0.8492 |  | 1.698 |  | WA | Single Family | Shower | 2172 | 72.88 | Single Family | TRUE | TRUE | TRUE | TRUE | TRUE | 182.2 | 123.7502 | Single Family_TRUE | Single Family_TRUE | Single Family_TRUE | Single Family_TRUE | Single Family_TRUE | 2.5gpm | 2.5gpmSingle Family_TRUE | 2.5gpmSingle Family_TRUE
Water_00002816 | SITE_01664 | Room_00020608 | Kitchen_1 | Kitchen | Kitchen Faucet | 2.2 | 1.3267 | 2.2 | 1.5 |  | N/A | N/A | N/A | Bag | 0.796 |  | 1.194 |  | WA | Single Family | Kitchen Faucet | 2172 | 72.88 | Single Family | FALSE | FALSE |  |  |  | 160.336 | 87.0187 | Single Family_FALSE | Single Family_FALSE | Single Family_ | Single Family_ | Single Family_ | unknown | unknownSingle Family_ | unknownSingle Family_FALSE
Water_00002817 | SITE_01082 | Room_00015787 | Bathroom_6 | Bathroom | Bathroom Faucet | 2.6533 | 2.6533 |  | 3 |  | N/A | N/A | N/A | Bag | 0.796 |  | 2.388 |  | WA | Single Family | Bathroom Faucet | 1598 | 3801.52 | Single Family | FALSE | FALSE |  |  |  | 10086.6997 | 9078.0298 | Single Family_FALSE | Single Family_FALSE | Single Family_ | Single Family_ | Single Family_ | unknown | unknownSingle Family_ | unknownSingle Family_FALSE
Water_00002818 | SITE_01082 | Room_00015787 | Bathroom_6 | Bathroom | Shower | 2.5 | 2.3589 | 2.5 | 2.5 |  | Secondary | A few times per year | N/A | Bag | 0.8492 |  | 2.123 |  | WA | Single Family | Shower | 1598 | 3801.52 | Single Family | TRUE | FALSE | TRUE | TRUE | TRUE | 9503.8 | 8070.627 | Single Family_TRUE | Single Family_FALSE | Single Family_TRUE | Single Family_TRUE | Single Family_TRUE | 2.5gpm | 2.5gpmSingle Family_TRUE | 2.5gpmSingle Family_TRUE
Water_00002819 | SITE_00885 | Room_00015012 | Kitchen_1 | Kitchen | Kitchen Faucet | 1.5 | 1.2378 | 1.5 | 1.4 |  | N/A | N/A | N/A | Bag | 0.796 |  | 1.114 |  | MT | Manufactured | Kitchen Faucet | 1404 | 331.65 | Manufactured | FALSE | FALSE |  |  |  | 497.475 | 369.4581 | Manufactured_FALSE | Manufactured_FALSE | Manufactured_ | Manufactured_ | Manufactured_ | unknown | unknownManufactured_ | unknownManufactured_FALSE
Water_00002820 | SITE_00885 | Room_00015015 | Bathroom_1 | Bathroom | Bathroom Faucet | 1.5 | 1.8578 | 1.5 | 2.1 |  | N/A | N/A | N/A | Bag | 0.796 |  | 1.672 |  | MT | Manufactured | Bathroom Faucet | 1404 | 331.65 | Manufactured | FALSE | FALSE |  |  |  | 497.475 | 554.5188 | Manufactured_FALSE | Manufactured_FALSE | Manufactured_ | Manufactured_ | Manufactured_ | unknown | unknownManufactured_ | unknownManufactured_FALSE
Water_00002821 | SITE_00885 | Room_00015015 | Bathroom_1 | Bathroom | Shower / Bathtub combo with diverter valve | 2 | 3.2078 | 2 | 3.4 |  | Secondary | A few times per month | N/A | Bag | 0.8492 |  | 2.887 |  | MT | Manufactured | Shower | 1404 | 331.65 | Manufactured | TRUE | TRUE | TRUE | TRUE | TRUE | 663.3 | 957.4735 | Manufactured_TRUE | Manufactured_TRUE | Manufactured_TRUE | Manufactured_TRUE | Manufactured_TRUE | 2.0gpm | 2.0gpmManufactured_TRUE | 2.0gpmManufactured_TRUE
Water_00002822 | SITE_01815 | Room_00022033 | Kitchen_1 | Kitchen | Kitchen Faucet | 2 | 2.0344 | 2 | 2.3 |  | N/A | N/A | N/A | Bag | 0.796 |  | 1.831 |  | WA | Multifamily Residence | Kitchen Faucet | 2323 | 2002.39 | Multifamily Residence | FALSE | FALSE |  |  |  | 4004.78 | 3666.3761 | Multifamily Residence_FALSE | Multifamily Residence_FALSE | Multifamily Residence_ | Multifamily Residence_ | Multifamily Residence_ | unknown | unknownMultifamily Residence_ | unknownMultifamily Residence_FALSE
Water_00002823 | SITE_01815 | Room_00022034 | Bathroom_1 | Bathroom | Bathroom Faucet | 2 | 1.9456 | 2 | 2.2 |  | N/A | N/A | N/A | Bag | 0.796 |  | 1.751 |  | WA | Multifamily Residence | Bathroom Faucet | 2323 | 2002.39 | Multifamily Residence | FALSE | FALSE |  |  |  | 4004.78 | 3506.1849 | Multifamily Residence_FALSE | Multifamily Residence_FALSE | Multifamily Residence_ | Multifamily Residence_ | Multifamily Residence_ | unknown | unknownMultifamily Residence_ | unknownMultifamily Residence_FALSE
Water_00002824 | SITE_01815 | Room_00022034 | Bathroom_1 | Bathroom | Shower / Bathtub combo with diverter valve | 0.94333 | 0.94333 |  | 1 |  | Primary | A few times per week | N/A | Bag | 0.8492 |  | 0.849 |  | WA | Multifamily Residence | Shower | 2323 | 2002.39 | Multifamily Residence | TRUE | TRUE | TRUE | TRUE | TRUE | 1888.9212 | 1700.0291 | Multifamily Residence_TRUE | Multifamily Residence_TRUE | Multifamily Residence_TRUE | Multifamily Residence_TRUE | Multifamily Residence_TRUE | <1.5gpm | <1.5gpmMultifamily Residence_TRUE | <1.5gpmMultifamily Residence_TRUE
Water_00002825 | SITE_01810 | Room_00021994 | Kitchen_1 | Kitchen | Kitchen Faucet | 1.8 | 1.15 | 1.8 | 1.3 |  | N/A | N/A | N/A | Bag | 0.796 |  | 1.035 |  | WA | Multifamily Residence | Kitchen Faucet | 2318 | 2002.39 | Multifamily Residence | FALSE | FALSE |  |  |  | 3604.302 | 2072.4736 | Multifamily Residence_FALSE | Multifamily Residence_FALSE | Multifamily Residence_ | Multifamily Residence_ | Multifamily Residence_ | unknown | unknownMultifamily Residence_ | unknownMultifamily Residence_FALSE
Water_00002826 | SITE_01810 | Room_00021998 | Bathroom_1 | Bathroom | Bathroom Faucet | 1.7689 | 1.7689 |  | 2 |  | N/A | N/A | N/A | Bag | 0.796 |  | 1.592 |  | WA | Multifamily Residence | Bathroom Faucet | 2318 | 2002.39 | Multifamily Residence | FALSE | FALSE |  |  |  | 3542.0054 | 3187.8049 | Multifamily Residence_FALSE | Multifamily Residence_FALSE | Multifamily Residence_ | Multifamily Residence_ | Multifamily Residence_ | unknown | unknownMultifamily Residence_ | unknownMultifamily Residence_FALSE
Water_00002827 | SITE_01810 | Room_00021998 | Bathroom_1 | Bathroom | Shower / Bathtub combo with separate valve | 2.5 |  | 2.5 |  | Unknown | Primary | Daily / Almost Daily | Too large to test | Bag | 0.8492 |  |  | Unknown | WA | Multifamily Residence | Shower | 2318 | 2002.39 | Multifamily Residence | TRUE | TRUE | TRUE | FALSE | FALSE | 5005.975 | 0 | Multifamily Residence_TRUE | Multifamily Residence_TRUE | Multifamily Residence_TRUE | Multifamily Residence_FALSE | Multifamily Residence_FALSE | unknown | unknownMultifamily Residence_FALSE | unknownMultifamily Residence_TRUE
Water_00002828 | SITE_01591 | Room_00019656 | Kitchen_1 | Kitchen | Kitchen Faucet | 3.4489 | 3.4489 |  | 3.9 |  | N/A | N/A | N/A | Bag | 0.796 |  | 3.104 |  | WA | Single Family | Kitchen Faucet | 2100 | 597.38 | Single Family | FALSE | FALSE |  |  |  | 2060.2972 | 1854.2675 | Single Family_FALSE | Single Family_FALSE | Single Family_ | Single Family_ | Single Family_ | unknown | unknownSingle Family_ | unknownSingle Family_FALSE
Water_00002829 | SITE_01591 | Room_00019660 | Bathroom_1 | Bathroom | Bathroom Faucet | 2.5 | 1.7689 | 2.5 | 2 |  | N/A | N/A | N/A | Bag | 0.796 |  | 1.592 |  | WA | Single Family | Bathroom Faucet | 2100 | 597.38 | Single Family | FALSE | FALSE |  |  |  | 1493.45 | 951.029 | Single Family_FALSE | Single Family_FALSE | Single Family_ | Single Family_ | Single Family_ | unknown | unknownSingle Family_ | unknownSingle Family_FALSE
Water_00002830 | SITE_01591 | Room_00019660 | Bathroom_1 | Bathroom | Shower / Bathtub combo with diverter valve | 1.4156 | 1.4156 |  | 1.5 |  | All used about the same | Daily / Almost Daily | N/A | Bag | 0.8492 |  | 1.274 |  | WA | Single Family | Shower | 2100 | 597.38 | Single Family | TRUE | TRUE | TRUE | TRUE | TRUE | 845.6246 | 761.0621 | Single Family_TRUE | Single Family_TRUE | Single Family_TRUE | Single Family_TRUE | Single Family_TRUE | <1.5gpm | <1.5gpmSingle Family_TRUE | <1.5gpmSingle Family_TRUE
Water_00002831 | SITE_01591 | Room_00019664 | Bathroom_2 | Bathroom | Shower / Bathtub combo with diverter valve | 1.6044 | 1.6044 |  | 1.7 |  | All used about the same | Daily / Almost Daily | N/A | Bag | 0.8492 |  | 1.444 |  | WA | Single Family | Shower | 2100 | 597.38 | Single Family | TRUE | TRUE | TRUE | TRUE | TRUE | 958.463 | 862.6167 | Single Family_TRUE | Single Family_TRUE | Single Family_TRUE | Single Family_TRUE | Single Family_TRUE | 1.8gpm | 1.8gpmSingle Family_TRUE | 1.8gpmSingle Family_TRUE
Water_00002832 | SITE_01591 | Room_00019664 | Bathroom_2 | Bathroom | Bathroom Faucet | 2.6533 | 2.6533 |  | 3 |  | N/A | N/A | N/A | Bag | 0.796 |  | 2.388 |  | WA | Single Family | Bathroom Faucet | 2100 | 597.38 | Single Family | FALSE | FALSE |  |  |  | 1585.0483 | 1426.5434 | Single Family_FALSE | Single Family_FALSE | Single Family_ | Single Family_ | Single Family_ | unknown | unknownSingle Family_ | unknownSingle Family_FALSE
Water_00002833 | SITE_01807 | Room_00021968 | Kitchen_2 | Kitchen | Kitchen Faucet | unknown |  |  | 2.6 |  | N/A | N/A | N/A | Unknown |  | N/A |  | N/A | WA | Multifamily Residence | Kitchen Faucet | 2315 | 2002.39 | Multifamily Residence | FALSE | FALSE |  |  |  | 0 | 0 | Multifamily Residence_FALSE | Multifamily Residence_FALSE | Multifamily Residence_ | Multifamily Residence_ | Multifamily Residence_ | unknown | unknownMultifamily Residence_ | unknownMultifamily Residence_FALSE
Water_00002834 | SITE_02063 | Room_00025438 | Kitchen_1 | Kitchen | Kitchen Faucet | 2.2 |  | 2.2 | 2.3 |  | N/A | N/A | N/A | Unknown |  | N/A |  | N/A | WA | Single Family | Kitchen Faucet | 2570 | 12576.67 | Single Family | FALSE | FALSE |  |  |  | 27668.674 | 0 | Single Family_FALSE | Single Family_FALSE | Single Family_ | Single Family_ | Single Family_ | unknown | unknownSingle Family_ | unknownSingle Family_FALSE
Water_00002835 | SITE_02063 | Room_00025442 | Bathroom_1 | Bathroom | Bathroom Faucet | 2.2 | 0.79556 | 2.2 | 0.9 |  | N/A | N/A | N/A | Bag | 0.796 |  | 0.716 |  | WA | Single Family | Bathroom Faucet | 2570 | 12576.67 | Single Family | FALSE | FALSE |  |  |  | 27668.674 | 9004.8957 | Single Family_FALSE | Single Family_FALSE | Single Family_ | Single Family_ | Single Family_ | unknown | unknownSingle Family_ | unknownSingle Family_FALSE
Water_00002836 | SITE_02063 | Room_00025449 | Bathroom_2 | Bathroom | Bathroom Faucet | 1.15 | 1.15 |  | 1.3 |  | N/A | N/A | N/A | Bag | 0.796 |  | 1.035 |  | WA | Single Family | Bathroom Faucet | 2570 | 12576.67 | Single Family | FALSE | FALSE |  |  |  | 14463.1705 | 13016.8534 | Single Family_FALSE | Single Family_FALSE | Single Family_ | Single Family_ | Single Family_ | unknown | unknownSingle Family_ | unknownSingle Family_FALSE
Water_00002837 | SITE_02063 | Room_00025449 | Bathroom_2 | Bathroom | Shower | 2.7956 | 2.7956 |  | 2.7 |  | Secondary | A few times per week | N/A | Weir | 0.932 |  | 2.516 |  | WA | Single Family | Shower | 2570 | 12576.67 | Single Family | TRUE | FALSE | TRUE | TRUE | TRUE | 35158.7797 | 31642.9017 | Single Family_TRUE | Single Family_FALSE | Single Family_TRUE | Single Family_TRUE | Single Family_TRUE | gt2.5gpm | gt2.5gpmSingle Family_TRUE | gt2.5gpmSingle Family_TRUE
Water_00002838 | SITE_01561 | Room_00019219 | Kitchen_1 | Kitchen | Kitchen Faucet | 2.2 |  | 2.2 | 2.5 |  | N/A | N/A | N/A | Unknown |  | N/A |  | N/A | WA | Single Family | Kitchen Faucet | 2070 | 72.88 | Single Family | FALSE | FALSE |  |  |  | 160.336 | 0 | Single Family_FALSE | Single Family_FALSE | Single Family_ | Single Family_ | Single Family_ | unknown | unknownSingle Family_ | unknownSingle Family_FALSE
Water_00002839 | SITE_01561 | Room_00019225 | Bathroom_1 | Bathroom | Bathroom Faucet | 3.5378 | 3.5378 |  | 4 |  | N/A | N/A | N/A | Bag | 0.796 |  | 3.184 |  | WA | Single Family | Bathroom Faucet | 2070 | 72.88 | Single Family | FALSE | FALSE |  |  |  | 257.8332 | 232.0499 | Single Family_FALSE | Single Family_FALSE | Single Family_ | Single Family_ | Single Family_ | unknown | unknownSingle Family_ | unknownSingle Family_FALSE
Water_00002840 | SITE_01561 | Room_00019225 | Bathroom_1 | Bathroom | Shower / Bathtub combo with diverter valve | 3.6244 | 3.6244 |  | 3.5 |  | Primary | Daily / Almost Daily | N/A | Weir | 0.932 |  | 3.262 |  | WA | Single Family | Shower | 2070 | 72.88 | Single Family | TRUE | TRUE | TRUE | TRUE | TRUE | 264.1495 | 237.7346 | Single Family_TRUE | Single Family_TRUE | Single Family_TRUE | Single Family_TRUE | Single Family_TRUE | gt2.5gpm | gt2.5gpmSingle Family_TRUE | gt2.5gpmSingle Family_TRUE
Water_00002841 | SITE_01561 | Room_00019226 | Bathroom_2 | Bathroom | Bathroom Faucet | 2.2 | 2.2111 | 2.2 | 2.5 |  | N/A | N/A | N/A | Bag | 0.796 |  | 1.99 |  | WA | Single Family | Bathroom Faucet | 2070 | 72.88 | Single Family | FALSE | FALSE |  |  |  | 160.336 | 145.0312 | Single Family_FALSE | Single Family_FALSE | Single Family_ | Single Family_ | Single Family_ | unknown | unknownSingle Family_ | unknownSingle Family_FALSE
Water_00002842 | SITE_01561 | Room_00019226 | Bathroom_2 | Bathroom | Shower / Bathtub combo with diverter valve | 4.66 | 4.66 |  | 4.5 |  | Secondary | A few times per year | N/A | Weir | 0.932 |  | 4.194 |  | WA | Single Family | Shower | 2070 | 72.88 | Single Family | TRUE | TRUE | TRUE | TRUE | TRUE | 339.6208 | 305.6587 | Single Family_TRUE | Single Family_TRUE | Single Family_TRUE | Single Family_TRUE | Single Family_TRUE | gt2.5gpm | gt2.5gpmSingle Family_TRUE | gt2.5gpmSingle Family_TRUE
Water_00002843 | SITE_01543 | Room_00018977 | Bathroom_1 | Bathroom | Bathroom Faucet | 1.9456 | 1.9456 |  | 2.2 |  | N/A | N/A | Hot water tap doesnt work | Bag | 0.796 |  | 1.751 |  | WA | Single Family | Bathroom Faucet | 2052 | 597.38 | Single Family | FALSE | FALSE |  |  |  | 1162.236 | 1046.0124 | Single Family_FALSE | Single Family_FALSE | Single Family_ | Single Family_ | Single Family_ | unknown | unknownSingle Family_ | unknownSingle Family_FALSE
Water_00002844 | SITE_01543 | Room_00018977 | Bathroom_1 | Bathroom | Bathroom Faucet | 0.70778 | 0.70778 |  | 0.8 |  | N/A | N/A | N/A | Bag | 0.796 |  | 0.637 |  | WA | Single Family | Bathroom Faucet | 2052 | 597.38 | Single Family | FALSE | FALSE |  |  |  | 422.8123 | 380.5311 | Single Family_FALSE | Single Family_FALSE | Single Family_ | Single Family_ | Single Family_ | unknown | unknownSingle Family_ | unknownSingle Family_FALSE
Water_00002845 | SITE_01543 | Room_00018977 | Bathroom_1 | Bathroom | Shower / Bathtub combo with diverter valve | 2 | 2.2778 | 2 | 2.2 |  | Primary | Daily / Almost Daily | N/A | Weir | 0.932 |  | 2.05 |  | WA | Single Family | Shower | 2052 | 597.38 | Single Family | TRUE | TRUE | TRUE | TRUE | TRUE | 1194.76 | 1224.629 | Single Family_TRUE | Single Family_TRUE | Single Family_TRUE | Single Family_TRUE | Single Family_TRUE | 2.0gpm | 2.0gpmSingle Family_TRUE | 2.0gpmSingle Family_TRUE
Water_00002846 | SITE_01543 | Room_00018980 | Bathroom_2 | Bathroom | Bathroom Faucet | 2.1222 | 2.1222 |  | 2.4 |  | N/A | N/A | N/A | Bag | 0.796 |  | 1.91 |  | WA | Single Family | Bathroom Faucet | 2052 | 597.38 | Single Family | FALSE | FALSE |  |  |  | 1267.7731 | 1140.9958 | Single Family_FALSE | Single Family_FALSE | Single Family_ | Single Family_ | Single Family_ | unknown | unknownSingle Family_ | unknownSingle Family_FALSE
Water_00002847 | SITE_01543 | Room_00018982 | Kitchen_1 | Kitchen | Kitchen Faucet | 2 |  | 2 | 3.5 |  | N/A | N/A | N/A | Unknown |  | N/A |  | N/A | WA | Single Family | Kitchen Faucet | 2052 | 597.38 | Single Family | FALSE | FALSE |  |  |  | 1194.76 | 0 | Single Family_FALSE | Single Family_FALSE | Single Family_ | Single Family_ | Single Family_ | unknown | unknownSingle Family_ | unknownSingle Family_FALSE
Water_00002848 | SITE_01794 | Room_00021855 | Bathroom_1 | Bathroom | Bathroom Faucet | 1.0611 | 1.0611 |  | 1.2 |  | N/A | N/A | N/A | Bag | 0.796 |  | 0.955 |  | WA | Multifamily Residence | Bathroom Faucet | 2302 | 2000.27 | Multifamily Residence | FALSE | FALSE |  |  |  | 2122.5087 | 1910.2578 | Multifamily Residence_FALSE | Multifamily Residence_FALSE | Multifamily Residence_ | Multifamily Residence_ | Multifamily Residence_ | unknown | unknownMultifamily Residence_ | unknownMultifamily Residence_FALSE
Water_00002849 | SITE_01794 | Room_00021855 | Bathroom_1 | Bathroom | Shower / Bathtub combo with diverter valve | 1.2422 | 1.2422 |  | 1.2 |  | Primary | Daily / Almost Daily | N/A | Weir | 0.932 |  | 1.118 |  | WA | Multifamily Residence | Shower | 2302 | 2000.27 | Multifamily Residence | TRUE | TRUE | TRUE | TRUE | TRUE | 2484.7798 | 2236.3019 | Multifamily Residence_TRUE | Multifamily Residence_TRUE | Multifamily Residence_TRUE | Multifamily Residence_TRUE | Multifamily Residence_TRUE | <1.5gpm | <1.5gpmMultifamily Residence_TRUE | <1.5gpmMultifamily Residence_TRUE
Water_00002850 | SITE_01794 | Room_00021857 | Kitchen_1 | Kitchen | Kitchen Faucet | unknown |  |  | 1.3 |  | N/A | N/A | N/A | Unknown |  | N/A |  | N/A | WA | Multifamily Residence | Kitchen Faucet | 2302 | 2000.27 | Multifamily Residence | FALSE | FALSE |  |  |  | 0 | 0 | Multifamily Residence_FALSE | Multifamily Residence_FALSE | Multifamily Residence_ | Multifamily Residence_ | Multifamily Residence_ | unknown | unknownMultifamily Residence_ | unknownMultifamily Residence_FALSE
Water_00002851 | SITE_01731 | Room_00021314 | Kitchen_1 | Kitchen | Kitchen Faucet | 2 | 2.2111 | 2 | 2.5 |  | N/A | N/A | N/A | Bag | 0.796 |  | 1.99 |  | WA | Single Family | Kitchen Faucet | 2239 | 12576.67 | Single Family | FALSE | FALSE |  |  |  | 25153.34 | 25027.5733 | Single Family_FALSE | Single Family_FALSE | Single Family_ | Single Family_ | Single Family_ | unknown | unknownSingle Family_ | unknownSingle Family_FALSE
Water_00002852 | SITE_01652 | Room_00020472 | Kitchen_1 | Kitchen | Kitchen Faucet | 2.2 | 1.9456 | 2.2 | 2.2 |  | N/A | N/A | N/A | Bag | 0.796 |  | 1.751 |  | WA | Single Family | Kitchen Faucet | 2161 | 72.88 | Single Family | FALSE | FALSE |  |  |  | 160.336 | 127.6129 | Single Family_FALSE | Single Family_FALSE | Single Family_ | Single Family_ | Single Family_ | unknown | unknownSingle Family_ | unknownSingle Family_FALSE
Water_00002853 | SITE_01652 | Room_00020475 | Bathroom_1 | Bathroom | Bathroom Faucet | 1.3267 | 1.3267 |  | 1.5 |  | N/A | N/A | N/A | Bag | 0.796 |  | 1.194 |  | WA | Single Family | Bathroom Faucet | 2161 | 72.88 | Single Family | FALSE | FALSE |  |  |  | 96.6875 | 87.0187 | Single Family_FALSE | Single Family_FALSE | Single Family_ | Single Family_ | Single Family_ | unknown | unknownSingle Family_ | unknownSingle Family_FALSE
Water_00002854 | SITE_01652 | Room_00020475 | Bathroom_1 | Bathroom | Shower / Bathtub combo with diverter valve | 2.3589 | 2.3589 |  | 2.5 |  | Primary | Daily / Almost Daily | N/A | Bag | 0.8492 |  | 2.123 |  | WA | Single Family | Shower | 2161 | 72.88 | Single Family | TRUE | TRUE | TRUE | TRUE | TRUE | 171.9158 | 154.7242 | Single Family_TRUE | Single Family_TRUE | Single Family_TRUE | Single Family_TRUE | Single Family_TRUE | 2.5gpm | 2.5gpmSingle Family_TRUE | 2.5gpmSingle Family_TRUE
Water_00002855 | SITE_01652 | Room_00020479 | Bathroom_2 | Bathroom | Bathroom Faucet | 0.88444 | 0.88444 |  | 1 |  | N/A | N/A | N/A | Bag | 0.796 |  | 0.796 |  | WA | Single Family | Bathroom Faucet | 2161 | 72.88 | Single Family | FALSE | FALSE |  |  |  | 64.4583 | 58.0125 | Single Family_FALSE | Single Family_FALSE | Single Family_ | Single Family_ | Single Family_ | unknown | unknownSingle Family_ | unknownSingle Family_FALSE
Water_00002856 | SITE_01652 | Room_00020479 | Bathroom_2 | Bathroom | Shower / Bathtub combo with diverter valve | unknown |  |  |  | Unknown | Secondary | A few times per year | Customer using shower as closet space. | Bag | 0.8492 |  |  | Unknown | WA | Single Family | Shower | 2161 | 72.88 | Single Family | TRUE | TRUE | FALSE | FALSE | FALSE | 0 | 0 | Single Family_TRUE | Single Family_TRUE | Single Family_FALSE | Single Family_FALSE | Single Family_FALSE | unknown | unknownSingle Family_FALSE | unknownSingle Family_TRUE
Water_00002857 | SITE_01800 | Room_00021919 | Bathroom_6 | Bathroom | Bathroom Faucet | 2.6533 | 2.6533 |  | 3 |  | N/A | N/A | N/A | Bag | 0.796 |  | 2.388 |  | WA | Multifamily Residence | Bathroom Faucet | 2308 | 2000.27 | Multifamily Residence | FALSE | FALSE |  |  |  | 5307.3831 | 4776.6448 | Multifamily Residence_FALSE | Multifamily Residence_FALSE | Multifamily Residence_ | Multifamily Residence_ | Multifamily Residence_ | unknown | unknownMultifamily Residence_ | unknownMultifamily Residence_FALSE
Water_00002858 | SITE_01800 | Room_00021919 | Bathroom_6 | Bathroom | Shower / Bathtub combo with diverter valve | unknown |  |  |  | Unknown | Unknown | Daily / Almost Daily | Shower head too large for bag to measure | Bag | 0.8492 |  |  | Unknown | WA | Multifamily Residence | Shower | 2308 | 2000.27 | Multifamily Residence | TRUE | TRUE | FALSE | FALSE | FALSE | 0 | 0 | Multifamily Residence_TRUE | Multifamily Residence_TRUE | Multifamily Residence_FALSE | Multifamily Residence_FALSE | Multifamily Residence_FALSE | unknown | unknownMultifamily Residence_FALSE | unknownMultifamily Residence_TRUE
Water_00002859 | SITE_01677 | Room_00020773 | Bathroom_1 | Bathroom | Shower | unknown |  |  |  | Unknown | Secondary | Unknown | N/A | Bag | 0.8492 |  |  | Unknown | WA | Single Family | Shower | 2185 | 235.4 | Single Family | TRUE | FALSE | FALSE | FALSE | FALSE | 0 | 0 | Single Family_TRUE | Single Family_FALSE | Single Family_FALSE | Single Family_FALSE | Single Family_FALSE | unknown | unknownSingle Family_FALSE | unknownSingle Family_TRUE
Water_00002860 | SITE_01677 | Room_00020773 | Bathroom_1 | Bathroom | Bathroom Faucet | unknown |  |  |  | Unknown | N/A | N/A | N/A | Bag | 0.796 |  |  | Unknown | WA | Single Family | Bathroom Faucet | 2185 | 235.4 | Single Family | FALSE | FALSE |  |  |  | 0 | 0 | Single Family_FALSE | Single Family_FALSE | Single Family_ | Single Family_ | Single Family_ | unknown | unknownSingle Family_ | unknownSingle Family_FALSE
Water_00002861 | SITE_01677 | Room_00020772 | Bedroom_1 | Bedroom | Kitchen Faucet | unknown |  |  |  | Unknown | N/A | N/A | N/A | Bag | 0.796 |  |  | Unknown | WA | Single Family | Kitchen Faucet | 2185 | 235.4 | Single Family | FALSE | FALSE |  |  |  | 0 | 0 | Single Family_FALSE | Single Family_FALSE | Single Family_ | Single Family_ | Single Family_ | unknown | unknownSingle Family_ | unknownSingle Family_FALSE
Water_00002862 | SITE_01677 | Room_00020775 | Kitchen_1 | Kitchen | Kitchen Faucet | unknown |  |  |  | Unknown | N/A | N/A | Customer refused | Bag | 0.796 |  |  | Unknown | WA | Single Family | Kitchen Faucet | 2185 | 235.4 | Single Family | FALSE | FALSE |  |  |  | 0 | 0 | Single Family_FALSE | Single Family_FALSE | Single Family_ | Single Family_ | Single Family_ | unknown | unknownSingle Family_ | unknownSingle Family_FALSE
Water_00002863 | SITE_01677 | Room_00020777 | Bathroom_2 | Bathroom | Bathroom Faucet | unknown |  |  |  | Unknown | N/A | N/A | N/A | Bag | 0.796 |  |  | Unknown | WA | Single Family | Bathroom Faucet | 2185 | 235.4 | Single Family | FALSE | FALSE |  |  |  | 0 | 0 | Single Family_FALSE | Single Family_FALSE | Single Family_ | Single Family_ | Single Family_ | unknown | unknownSingle Family_ | unknownSingle Family_FALSE
Water_00002864 | SITE_01677 | Room_00020777 | Bathroom_2 | Bathroom | Shower / Bathtub combo with diverter valve | unknown |  |  |  | Unknown | Unknown | Unknown | N/A | Bag | 0.8492 |  |  | Unknown | WA | Single Family | Shower | 2185 | 235.4 | Single Family | TRUE | TRUE | FALSE | FALSE | FALSE | 0 | 0 | Single Family_TRUE | Single Family_TRUE | Single Family_FALSE | Single Family_FALSE | Single Family_FALSE | unknown | unknownSingle Family_FALSE | unknownSingle Family_TRUE
Water_00002865 | SITE_01569 | Room_00019336 | Kitchen_1 | Kitchen | Kitchen Faucet | 2.2 | 1.9456 | 2.2 | 2.2 |  | N/A | N/A | N/A | Bag | 0.796 |  | 1.751 |  | WA | Single Family | Kitchen Faucet | 2078 | 597.38 | Single Family | FALSE | FALSE |  |  |  | 1314.236 | 1046.0124 | Single Family_FALSE | Single Family_FALSE | Single Family_ | Single Family_ | Single Family_ | unknown | unknownSingle Family_ | unknownSingle Family_FALSE
Water_00002866 | SITE_01569 | Room_00019338 | Bathroom_1 | Bathroom | Bathroom Faucet | 1.5 | 1.0611 | 1.5 | 1.2 |  | N/A | N/A | N/A | Bag | 0.796 |  | 0.955 |  | WA | Single Family | Bathroom Faucet | 2078 | 597.38 | Single Family | FALSE | FALSE |  |  |  | 896.07 | 570.4979 | Single Family_FALSE | Single Family_FALSE | Single Family_ | Single Family_ | Single Family_ | unknown | unknownSingle Family_ | unknownSingle Family_FALSE
Water_00002867 | SITE_01569 | Room_00019338 | Bathroom_1 | Bathroom | Shower | unknown |  |  |  | Unknown | Secondary | A few times per year | Customer is using it as a storage closet. Does nit use | Bag | 0.8492 |  |  | Unknown | WA | Single Family | Shower | 2078 | 597.38 | Single Family | TRUE | FALSE | FALSE | FALSE | FALSE | 0 | 0 | Single Family_TRUE | Single Family_FALSE | Single Family_FALSE | Single Family_FALSE | Single Family_FALSE | unknown | unknownSingle Family_FALSE | unknownSingle Family_TRUE
Water_00002868 | SITE_01569 | Room_00019341 | Bathroom_2 | Bathroom | Shower | unknown |  |  |  | Unknown | Secondary | A few times per year | Customer using it for storage | Bag | 0.8492 |  |  | Unknown | WA | Single Family | Shower | 2078 | 597.38 | Single Family | TRUE | FALSE | FALSE | FALSE | FALSE | 0 | 0 | Single Family_TRUE | Single Family_FALSE | Single Family_FALSE | Single Family_FALSE | Single Family_FALSE | unknown | unknownSingle Family_FALSE | unknownSingle Family_TRUE
Water_00002869 | SITE_01569 | Room_00019341 | Bathroom_2 | Bathroom | Bathroom Faucet | 1.5 | 1.7689 | 1.5 | 2 |  | N/A | N/A | N/A | Bag | 0.796 |  | 1.592 |  | WA | Single Family | Bathroom Faucet | 2078 | 597.38 | Single Family | FALSE | FALSE |  |  |  | 896.07 | 951.029 | Single Family_FALSE | Single Family_FALSE | Single Family_ | Single Family_ | Single Family_ | unknown | unknownSingle Family_ | unknownSingle Family_FALSE
Water_00002870 | SITE_01569 | Room_00019344 | Bathroom_3 | Bathroom | Bathroom Faucet | 1.5 | 1.0611 | 1.5 | 1.2 |  | N/A | N/A | N/A | Bag | 0.796 |  | 0.955 |  | WA | Single Family | Bathroom Faucet | 2078 | 597.38 | Single Family | FALSE | FALSE |  |  |  | 896.07 | 570.4979 | Single Family_FALSE | Single Family_FALSE | Single Family_ | Single Family_ | Single Family_ | unknown | unknownSingle Family_ | unknownSingle Family_FALSE
Water_00002871 | SITE_01569 | Room_00019344 | Bathroom_3 | Bathroom | Shower / Bathtub combo with diverter valve | 2.5 |  | 2.5 |  | Unknown | Primary | Daily / Almost Daily | Could not measure shower head too big for bag | Bag | 0.8492 |  |  | Unknown | WA | Single Family | Shower | 2078 | 597.38 | Single Family | TRUE | TRUE | TRUE | FALSE | FALSE | 1493.45 | 0 | Single Family_TRUE | Single Family_TRUE | Single Family_TRUE | Single Family_FALSE | Single Family_FALSE | unknown | unknownSingle Family_FALSE | unknownSingle Family_TRUE
Water_00002872 | SITE_01763 | Room_00021601 | Bathroom_1 | Bathroom | Bathroom Faucet | 2.2 | 2.3 | 2.2 | 2.6 |  | N/A | N/A | N/A | Bag | 0.796 |  | 2.07 |  | WA | Manufactured | Bathroom Faucet | 2271 | 1982.27 | Manufactured | FALSE | FALSE |  |  |  | 4360.994 | 4103.2989 | Manufactured_FALSE | Manufactured_FALSE | Manufactured_ | Manufactured_ | Manufactured_ | unknown | unknownManufactured_ | unknownManufactured_FALSE
Water_00002873 | SITE_01763 | Room_00021605 | Bathroom_2 | Bathroom | Bathroom Faucet | 2 | 1.2378 | 2 | 1.4 |  | N/A | N/A | Cold water wasn't working, so measurement only taken with hot. | Bag | 0.796 |  | 1.114 |  | WA | Manufactured | Bathroom Faucet | 2271 | 1982.27 | Manufactured | FALSE | FALSE |  |  |  | 3964.54 | 2208.2488 | Manufactured_FALSE | Manufactured_FALSE | Manufactured_ | Manufactured_ | Manufactured_ | unknown | unknownManufactured_ | unknownManufactured_FALSE
Water_00002874 | SITE_01763 | Room_00021605 | Bathroom_2 | Bathroom | Shower / Bathtub combo with diverter valve | 2 |  | 2 | 2 |  | Primary | Daily / Almost Daily | N/A | Unknown |  | N/A |  | N/A | WA | Manufactured | Shower | 2271 | 1982.27 | Manufactured | TRUE | TRUE | TRUE | FALSE | FALSE | 3964.54 | 0 | Manufactured_TRUE | Manufactured_TRUE | Manufactured_TRUE | Manufactured_FALSE | Manufactured_FALSE | unknown | unknownManufactured_FALSE | unknownManufactured_TRUE
Water_00002875 | SITE_01763 | Room_00021607 | Kitchen_1 | Kitchen | Kitchen Faucet | 2.2 | 1.7689 | 2.2 | 2 |  | N/A | N/A | N/A | Bag | 0.796 |  | 1.592 |  | WA | Manufactured | Kitchen Faucet | 2271 | 1982.27 | Manufactured | FALSE | FALSE |  |  |  | 4360.994 | 3155.7738 | Manufactured_FALSE | Manufactured_FALSE | Manufactured_ | Manufactured_ | Manufactured_ | unknown | unknownManufactured_ | unknownManufactured_FALSE
Water_00002876 | SITE_01754 | Room_00021522 | Kitchen_1 | Kitchen | Kitchen Faucet | 2 | 1.68 | 2 | 1.9 |  | N/A | N/A | N/A | Bag | 0.796 |  | 1.512 |  | WA | Multifamily Residence | Kitchen Faucet | 2262 | 2383.66 | Multifamily Residence | FALSE | FALSE |  |  |  | 4767.32 | 3604.0939 | Multifamily Residence_FALSE | Multifamily Residence_FALSE | Multifamily Residence_ | Multifamily Residence_ | Multifamily Residence_ | unknown | unknownMultifamily Residence_ | unknownMultifamily Residence_FALSE
Water_00002877 | SITE_01754 | Room_00021527 | Bathroom_1 | Bathroom | Bathroom Faucet | 1.5 | 1.3267 | 1.5 | 1.5 |  | N/A | N/A | N/A | Bag | 0.796 |  | 1.194 |  | WA | Multifamily Residence | Bathroom Faucet | 2262 | 2383.66 | Multifamily Residence | FALSE | FALSE |  |  |  | 3575.49 | 2846.09 | Multifamily Residence_FALSE | Multifamily Residence_FALSE | Multifamily Residence_ | Multifamily Residence_ | Multifamily Residence_ | unknown | unknownMultifamily Residence_ | unknownMultifamily Residence_FALSE
Water_00002878 | SITE_01754 | Room_00021527 | Bathroom_1 | Bathroom | Shower / Bathtub combo with diverter valve | 2.5 |  | 2.5 | 2.7 |  | Primary | Daily / Almost Daily | N/A | Unknown |  | N/A |  | N/A | WA | Multifamily Residence | Shower | 2262 | 2383.66 | Multifamily Residence | TRUE | TRUE | TRUE | FALSE | FALSE | 5959.15 | 0 | Multifamily Residence_TRUE | Multifamily Residence_TRUE | Multifamily Residence_TRUE | Multifamily Residence_FALSE | Multifamily Residence_FALSE | unknown | unknownMultifamily Residence_FALSE | unknownMultifamily Residence_TRUE
Water_00002879 | SITE_01756 | Room_00021539 | Bathroom_1 | Bathroom | Bathroom Faucet | 2 | 1.68 | 2 | 1.9 |  | N/A | N/A | N/A | Bag | 0.796 |  | 1.512 |  | WA | Manufactured | Bathroom Faucet | 2264 | 1982.27 | Manufactured | FALSE | FALSE |  |  |  | 3964.54 | 2997.1922 | Manufactured_FALSE | Manufactured_FALSE | Manufactured_ | Manufactured_ | Manufactured_ | unknown | unknownManufactured_ | unknownManufactured_FALSE
Water_00002880 | SITE_01756 | Room_00021539 | Bathroom_1 | Bathroom | Bathroom Faucet | 2 | 1.9456 | 2 | 2.2 |  | N/A | N/A | N/A | Bag | 0.796 |  | 1.751 |  | WA | Manufactured | Bathroom Faucet | 2264 | 1982.27 | Manufactured | FALSE | FALSE |  |  |  | 3964.54 | 3470.9548 | Manufactured_FALSE | Manufactured_FALSE | Manufactured_ | Manufactured_ | Manufactured_ | unknown | unknownManufactured_ | unknownManufactured_FALSE
Water_00002881 | SITE_01756 | Room_00021539 | Bathroom_1 | Bathroom | Shower | 1.5 |  | 1.5 | 1.6 |  | All used about the same | Daily / Almost Daily | N/A | Unknown |  | N/A |  | N/A | WA | Manufactured | Shower | 2264 | 1982.27 | Manufactured | TRUE | FALSE | TRUE | FALSE | FALSE | 2973.405 | 0 | Manufactured_TRUE | Manufactured_FALSE | Manufactured_TRUE | Manufactured_FALSE | Manufactured_FALSE | unknown | unknownManufactured_FALSE | unknownManufactured_TRUE
Water_00002882 | SITE_01756 | Room_00021539 | Bathroom_1 | Bathroom | Bathtub | unknown |  |  |  | N/A | N/A | N/A | N/A | Unknown |  | N/A |  | N/A | WA | Manufactured | Bathtub | 2264 | 1982.27 | Manufactured | FALSE | FALSE |  |  |  | 0 | 0 | Manufactured_FALSE | Manufactured_FALSE | Manufactured_ | Manufactured_ | Manufactured_ | unknown | unknownManufactured_ | unknownManufactured_FALSE
Water_00002883 | SITE_01756 | Room_00021540 | Kitchen_1 | Kitchen | Kitchen Faucet | 2 | 2.0344 | 2 | 2.3 |  | N/A | N/A | N/A | Bag | 0.796 |  | 1.831 |  | WA | Manufactured | Kitchen Faucet | 2264 | 1982.27 | Manufactured | FALSE | FALSE |  |  |  | 3964.54 | 3629.5364 | Manufactured_FALSE | Manufactured_FALSE | Manufactured_ | Manufactured_ | Manufactured_ | unknown | unknownManufactured_ | unknownManufactured_FALSE
Water_00002884 | SITE_01756 | Room_00021544 | Bathroom_2 | Bathroom | Bathroom Faucet | 2 | 1.7689 | 2 | 2 |  | N/A | N/A | N/A | Bag | 0.796 |  | 1.592 |  | WA | Manufactured | Bathroom Faucet | 2264 | 1982.27 | Manufactured | FALSE | FALSE |  |  |  | 3964.54 | 3155.7738 | Manufactured_FALSE | Manufactured_FALSE | Manufactured_ | Manufactured_ | Manufactured_ | unknown | unknownManufactured_ | unknownManufactured_FALSE
Water_00002885 | SITE_01756 | Room_00021544 | Bathroom_2 | Bathroom | Shower / Bathtub combo with diverter valve | 2.5 |  | 2.5 | 2.6 |  | All used about the same | Daily / Almost Daily | N/A | Unknown |  | N/A |  | N/A | WA | Manufactured | Shower | 2264 | 1982.27 | Manufactured | TRUE | TRUE | TRUE | FALSE | FALSE | 4955.675 | 0 | Manufactured_TRUE | Manufactured_TRUE | Manufactured_TRUE | Manufactured_FALSE | Manufactured_FALSE | unknown | unknownManufactured_FALSE | unknownManufactured_TRUE
Water_00002886 | SITE_01756 | Room_00021547 | Bathroom_3 | Bathroom | Bathroom Faucet | 2 | 1.8578 | 2 | 2.1 |  | N/A | N/A | N/A | Bag | 0.796 |  | 1.672 |  | WA | Manufactured | Bathroom Faucet | 2264 | 1982.27 | Manufactured | FALSE | FALSE |  |  |  | 3964.54 | 3314.3554 | Manufactured_FALSE | Manufactured_FALSE | Manufactured_ | Manufactured_ | Manufactured_ | unknown | unknownManufactured_ | unknownManufactured_FALSE
Water_00002887 | SITE_01756 | Room_00021547 | Bathroom_3 | Bathroom | Shower / Bathtub combo with diverter valve | 2.5 |  | 2.5 | 2.5 |  | All used about the same | Daily / Almost Daily | N/A | Unknown |  | N/A |  | N/A | WA | Manufactured | Shower | 2264 | 1982.27 | Manufactured | TRUE | TRUE | TRUE | FALSE | FALSE | 4955.675 | 0 | Manufactured_TRUE | Manufactured_TRUE | Manufactured_TRUE | Manufactured_FALSE | Manufactured_FALSE | unknown | unknownManufactured_FALSE | unknownManufactured_TRUE
Water_00002888 | SITE_01690 | Room_00020912 | Bathroom_1 | Bathroom | Bathroom Faucet | 1 | 4.1567 | 1 | 4.7 |  | N/A | N/A | N/A | Bag | 0.796 |  | 3.741 |  | WA | Manufactured | Bathroom Faucet | 2198 | 921.5 | Manufactured | FALSE | FALSE |  |  |  | 921.5 | 3447.3315 | Manufactured_FALSE | Manufactured_FALSE | Manufactured_ | Manufactured_ | Manufactured_ | unknown | unknownManufactured_ | unknownManufactured_FALSE
Water_00002889 | SITE_01690 | Room_00020912 | Bathroom_1 | Bathroom | Shower / Bathtub combo with diverter valve | 2.5 |  | 2.5 | 3.8 |  | Primary | Daily / Almost Daily | N/A | Unknown |  | N/A |  | N/A | WA | Manufactured | Shower | 2198 | 921.5 | Manufactured | TRUE | TRUE | TRUE | FALSE | FALSE | 2303.75 | 0 | Manufactured_TRUE | Manufactured_TRUE | Manufactured_TRUE | Manufactured_FALSE | Manufactured_FALSE | unknown | unknownManufactured_FALSE | unknownManufactured_TRUE
Water_00002890 | SITE_01690 | Room_00020914 | Kitchen_1 | Kitchen | Kitchen Faucet | 2.2 | 1.5922 | 2.2 | 1.8 |  | N/A | N/A | N/A | Bag | 0.796 |  | 1.433 |  | WA | Manufactured | Kitchen Faucet | 2198 | 921.5 | Manufactured | FALSE | FALSE |  |  |  | 2027.3 | 1320.5095 | Manufactured_FALSE | Manufactured_FALSE | Manufactured_ | Manufactured_ | Manufactured_ | unknown | unknownManufactured_ | unknownManufactured_FALSE
Water_00002891 | SITE_01689 | Room_00020898 | Kitchen_1 | Kitchen | Kitchen Faucet | 1.8 | 1.5922 | 1.8 | 1.8 |  | N/A | N/A | N/A | Bag | 0.796 |  | 1.433 |  | WA | Manufactured | Kitchen Faucet | 2197 | 1982.27 | Manufactured | FALSE | FALSE |  |  |  | 3568.086 | 2840.5929 | Manufactured_FALSE | Manufactured_FALSE | Manufactured_ | Manufactured_ | Manufactured_ | unknown | unknownManufactured_ | unknownManufactured_FALSE
Water_00002892 | SITE_01689 | Room_00020904 | Bathroom_1 | Bathroom | Bathroom Faucet | 5.3067 | 5.3067 |  | 6 |  | N/A | N/A | No aerator | Bag | 0.796 |  | 4.776 |  | WA | Manufactured | Bathroom Faucet | 2197 | 1982.27 | Manufactured | FALSE | FALSE |  |  |  | 10519.2461 | 9467.3215 | Manufactured_FALSE | Manufactured_FALSE | Manufactured_ | Manufactured_ | Manufactured_ | unknown | unknownManufactured_ | unknownManufactured_FALSE
Water_00002893 | SITE_01689 | Room_00020904 | Bathroom_1 | Bathroom | Shower / Bathtub combo with diverter valve | unknown |  |  |  | Unknown | Primary | Daily / Almost Daily | Spray too wide to measure | Unknown |  | N/A |  | N/A | WA | Manufactured | Shower | 2197 | 1982.27 | Manufactured | TRUE | TRUE | FALSE | FALSE | FALSE | 0 | 0 | Manufactured_TRUE | Manufactured_TRUE | Manufactured_FALSE | Manufactured_FALSE | Manufactured_FALSE | unknown | unknownManufactured_FALSE | unknownManufactured_TRUE
Water_00002894 | SITE_01906 | Room_00023129 | Bathroom_1 | Bathroom | Bathroom Faucet | 2.2 | 1.8578 | 2.2 | 2.1 |  | N/A | N/A | N/A | Bag | 0.796 |  | 1.672 |  | WA | Single Family | Bathroom Faucet | 2413 | 12576.67 | Single Family | FALSE | FALSE |  |  |  | 27668.674 | 21028.1922 | Single Family_FALSE | Single Family_FALSE | Single Family_ | Single Family_ | Single Family_ | unknown | unknownSingle Family_ | unknownSingle Family_FALSE
Water_00002895 | SITE_01906 | Room_00023130 | Kitchen_1 | Kitchen | Kitchen Faucet | 2.2 | 1.9456 | 2.2 | 2.2 |  | N/A | N/A | N/A | Bag | 0.796 |  | 1.751 |  | WA | Single Family | Kitchen Faucet | 2413 | 12576.67 | Single Family | FALSE | FALSE |  |  |  | 27668.674 | 22021.7492 | Single Family_FALSE | Single Family_FALSE | Single Family_ | Single Family_ | Single Family_ | unknown | unknownSingle Family_ | unknownSingle Family_FALSE
Water_00002896 | SITE_01906 | Room_00023136 | Bathroom_2 | Bathroom | Bathroom Faucet | 2.2 | 2.1222 | 2.2 | 2.4 |  | N/A | N/A | N/A | Bag | 0.796 |  | 1.91 |  | WA | Single Family | Bathroom Faucet | 2413 | 12576.67 | Single Family | FALSE | FALSE |  |  |  | 27668.674 | 24021.4397 | Single Family_FALSE | Single Family_FALSE | Single Family_ | Single Family_ | Single Family_ | unknown | unknownSingle Family_ | unknownSingle Family_FALSE
Water_00002897 | SITE_01906 | Room_00023136 | Bathroom_2 | Bathroom | Bathroom Faucet | 2.2 | 1.9456 | 2.2 | 2.2 |  | N/A | N/A | N/A | Bag | 0.796 |  | 1.751 |  | WA | Single Family | Bathroom Faucet | 2413 | 12576.67 | Single Family | FALSE | FALSE |  |  |  | 27668.674 | 22021.7492 | Single Family_FALSE | Single Family_FALSE | Single Family_ | Single Family_ | Single Family_ | unknown | unknownSingle Family_ | unknownSingle Family_FALSE
Water_00002898 | SITE_01906 | Room_00023136 | Bathroom_2 | Bathroom | Shower | 2.5 |  | 2.5 | 2.7 |  | Primary | Daily / Almost Daily | N/A | Unknown |  | N/A |  | N/A | WA | Single Family | Shower | 2413 | 12576.67 | Single Family | TRUE | FALSE | TRUE | FALSE | FALSE | 31441.675 | 0 | Single Family_TRUE | Single Family_FALSE | Single Family_TRUE | Single Family_FALSE | Single Family_FALSE | unknown | unknownSingle Family_FALSE | unknownSingle Family_TRUE
Water_00002899 | SITE_01906 | Room_00023139 | Bathroom_3 | Bathroom | Bathroom Faucet | 2.2 | 2.3 | 2.2 | 2.6 |  | N/A | N/A | N/A | Bag | 0.796 |  | 2.07 |  | WA | Single Family | Bathroom Faucet | 2413 | 12576.67 | Single Family | FALSE | FALSE |  |  |  | 27668.674 | 26033.7069 | Single Family_FALSE | Single Family_FALSE | Single Family_ | Single Family_ | Single Family_ | unknown | unknownSingle Family_ | unknownSingle Family_FALSE
Water_00002900 | SITE_01906 | Room_00023139 | Bathroom_3 | Bathroom | Shower / Bathtub combo with diverter valve | unknown |  |  | 2.9 |  | Secondary | Daily / Almost Daily | N/A | Unknown |  | N/A |  | N/A | WA | Single Family | Shower | 2413 | 12576.67 | Single Family | TRUE | TRUE | FALSE | FALSE | FALSE | 0 | 0 | Single Family_TRUE | Single Family_TRUE | Single Family_FALSE | Single Family_FALSE | Single Family_FALSE | unknown | unknownSingle Family_FALSE | unknownSingle Family_TRUE
Water_00002901 | SITE_01744 | Room_00021439 | Kitchen_1 | Kitchen | Kitchen Faucet | unknown |  |  | 4 |  | N/A | N/A | N/A | Unknown |  | N/A |  | N/A | WA | Multifamily Residence | Kitchen Faucet | 2252 | 2002.39 | Multifamily Residence | FALSE | FALSE |  |  |  | 0 | 0 | Multifamily Residence_FALSE | Multifamily Residence_FALSE | Multifamily Residence_ | Multifamily Residence_ | Multifamily Residence_ | unknown | unknownMultifamily Residence_ | unknownMultifamily Residence_FALSE
Water_00002902 | SITE_01721 | Room_00021223 | Kitchen_1 | Kitchen | Kitchen Faucet | 2 |  | 2 | 1.6 |  | N/A | N/A | N/A | Unknown |  | N/A |  | N/A | WA | Manufactured | Kitchen Faucet | 2229 | 997.59 | Manufactured | FALSE | FALSE |  |  |  | 1995.18 | 0 | Manufactured_FALSE | Manufactured_FALSE | Manufactured_ | Manufactured_ | Manufactured_ | unknown | unknownManufactured_ | unknownManufactured_FALSE
Water_00002903 | SITE_01721 | Room_00021226 | Bathroom_1 | Bathroom | Bathroom Faucet | 3.98 | 3.98 |  | 4.5 |  | N/A | N/A | N/A | Bag | 0.796 |  | 3.582 |  | WA | Manufactured | Bathroom Faucet | 2229 | 997.59 | Manufactured | FALSE | FALSE |  |  |  | 3970.4082 | 3573.3674 | Manufactured_FALSE | Manufactured_FALSE | Manufactured_ | Manufactured_ | Manufactured_ | unknown | unknownManufactured_ | unknownManufactured_FALSE
Water_00002904 | SITE_01721 | Room_00021226 | Bathroom_1 | Bathroom | Shower | unknown |  |  |  | Unknown | Never / rarely used | Never | N/A | Unknown |  | N/A |  | N/A | WA | Manufactured | Shower | 2229 | 997.59 | Manufactured | TRUE | FALSE | FALSE | FALSE | FALSE | 0 | 0 | Manufactured_TRUE | Manufactured_FALSE | Manufactured_FALSE | Manufactured_FALSE | Manufactured_FALSE | unknown | unknownManufactured_FALSE | unknownManufactured_TRUE
Water_00002905 | SITE_01921 | Room_00023341 | Kitchen_1 | Kitchen | Kitchen Faucet | 1.75 |  | 1.75 | 1.3 |  | N/A | N/A | N/A | Unknown |  | N/A |  | N/A | WA | Single Family | Kitchen Faucet | 2428 | 12576.67 | Single Family | FALSE | FALSE |  |  |  | 22009.1725 | 0 | Single Family_FALSE | Single Family_FALSE | Single Family_ | Single Family_ | Single Family_ | unknown | unknownSingle Family_ | unknownSingle Family_FALSE
Water_00002906 | SITE_01921 | Room_00023342 | Bathroom_1 | Bathroom | Bathroom Faucet | 2.2 | 2.2111 | 2.2 | 2.5 |  | N/A | N/A | N/A | Bag | 0.796 |  | 1.99 |  | WA | Single Family | Bathroom Faucet | 2428 | 12576.67 | Single Family | FALSE | FALSE |  |  |  | 27668.674 | 25027.5733 | Single Family_FALSE | Single Family_FALSE | Single Family_ | Single Family_ | Single Family_ | unknown | unknownSingle Family_ | unknownSingle Family_FALSE
Water_00002907 | SITE_01921 | Room_00023342 | Bathroom_1 | Bathroom | Shower / Bathtub combo with diverter valve | unknown |  |  | 2 |  | Primary | Daily / Almost Daily | N/A | Unknown |  | N/A |  | N/A | WA | Single Family | Shower | 2428 | 12576.67 | Single Family | TRUE | TRUE | FALSE | FALSE | FALSE | 0 | 0 | Single Family_TRUE | Single Family_TRUE | Single Family_FALSE | Single Family_FALSE | Single Family_FALSE | unknown | unknownSingle Family_FALSE | unknownSingle Family_TRUE
Water_00002908 | SITE_01920 | Room_00023328 | Bathroom_1 | Bathroom | Bathroom Faucet | 2.1222 | 2.1222 |  | 2.4 |  | N/A | N/A | N/A | Bag | 0.796 |  | 1.91 |  | WA | Single Family | Bathroom Faucet | 2427 | 12576.67 | Single Family | FALSE | FALSE |  |  |  | 26690.4886 | 24021.4397 | Single Family_FALSE | Single Family_FALSE | Single Family_ | Single Family_ | Single Family_ | unknown | unknownSingle Family_ | unknownSingle Family_FALSE
Water_00002909 | SITE_01920 | Room_00023328 | Bathroom_1 | Bathroom | Shower / Bathtub combo with diverter valve | unknown |  |  | 3.5 |  | Secondary | Unknown | N/A | Unknown |  | N/A |  | N/A | WA | Single Family | Shower | 2427 | 12576.67 | Single Family | TRUE | TRUE | FALSE | FALSE | FALSE | 0 | 0 | Single Family_TRUE | Single Family_TRUE | Single Family_FALSE | Single Family_FALSE | Single Family_FALSE | unknown | unknownSingle Family_FALSE | unknownSingle Family_TRUE
Water_00002910 | SITE_01920 | Room_00023330 | Kitchen_1 | Kitchen | Kitchen Faucet | unknown |  |  | 2.3 |  | N/A | N/A | N/A | Unknown |  | N/A |  | N/A | WA | Single Family | Kitchen Faucet | 2427 | 12576.67 | Single Family | FALSE | FALSE |  |  |  | 0 | 0 | Single Family_FALSE | Single Family_FALSE | Single Family_ | Single Family_ | Single Family_ | unknown | unknownSingle Family_ | unknownSingle Family_FALSE
Water_00002911 | SITE_01920 | Room_00023333 | Bathroom_2 | Bathroom | Bathroom Faucet | 3.0956 | 3.0956 |  | 3.5 |  | N/A | N/A | N/A | Bag | 0.796 |  | 2.786 |  | WA | Single Family | Bathroom Faucet | 2427 | 12576.67 | Single Family | FALSE | FALSE |  |  |  | 38931.7807 | 35038.6026 | Single Family_FALSE | Single Family_FALSE | Single Family_ | Single Family_ | Single Family_ | unknown | unknownSingle Family_ | unknownSingle Family_FALSE
Water_00002912 | SITE_01920 | Room_00023333 | Bathroom_2 | Bathroom | Shower | unknown |  |  | 2.7 |  | Secondary | A few times per month | N/A | Unknown |  | N/A |  | N/A | WA | Single Family | Shower | 2427 | 12576.67 | Single Family | TRUE | FALSE | FALSE | FALSE | FALSE | 0 | 0 | Single Family_TRUE | Single Family_FALSE | Single Family_FALSE | Single Family_FALSE | Single Family_FALSE | unknown | unknownSingle Family_FALSE | unknownSingle Family_TRUE
Water_00002913 | SITE_01920 | Room_00023334 | Laundry_1 | Laundry | Kitchen Faucet | unknown |  |  | 2 |  | N/A | N/A | Laundry Room faucet not kitchen faucet | Unknown |  | N/A |  | N/A | WA | Single Family | Kitchen Faucet | 2427 | 12576.67 | Single Family | FALSE | FALSE |  |  |  | 0 | 0 | Single Family_FALSE | Single Family_FALSE | Single Family_ | Single Family_ | Single Family_ | unknown | unknownSingle Family_ | unknownSingle Family_FALSE
Water_00002914 | SITE_01920 | Room_00023336 | Bedroom_3 | Bedroom | Bathroom Faucet | 2.4767 | 2.4767 |  | 2.8 |  | N/A | N/A | N/A | Bag | 0.796 |  | 2.229 |  | WA | Single Family | Bathroom Faucet | 2427 | 12576.67 | Single Family | FALSE | FALSE |  |  |  | 31148.2194 | 28033.3974 | Single Family_FALSE | Single Family_FALSE | Single Family_ | Single Family_ | Single Family_ | unknown | unknownSingle Family_ | unknownSingle Family_FALSE
Water_00002915 | SITE_01920 | Room_00023336 | Bedroom_3 | Bedroom | Shower | 2.5 |  | 2.5 | 2.5 |  | Primary | Daily / Almost Daily | N/A | Unknown |  | N/A |  | N/A | WA | Single Family | Shower | 2427 | 12576.67 | Single Family | TRUE | FALSE | TRUE | FALSE | FALSE | 31441.675 | 0 | Single Family_TRUE | Single Family_FALSE | Single Family_TRUE | Single Family_FALSE | Single Family_FALSE | unknown | unknownSingle Family_FALSE | unknownSingle Family_TRUE
Water_00002916 | SITE_01738 | Room_00021388 | Kitchen_1 | Kitchen | Kitchen Faucet | unknown |  |  | 1.2 |  | N/A | N/A | N/A | Unknown |  | N/A |  | N/A | WA | Multifamily Residence | Kitchen Faucet | 2246 | 2002.39 | Multifamily Residence | FALSE | FALSE |  |  |  | 0 | 0 | Multifamily Residence_FALSE | Multifamily Residence_FALSE | Multifamily Residence_ | Multifamily Residence_ | Multifamily Residence_ | unknown | unknownMultifamily Residence_ | unknownMultifamily Residence_FALSE
Water_00002917 | SITE_01738 | Room_00021391 | Bathroom_1 | Bathroom | Bathroom Faucet | 1.5 | 1.5033 | 1.5 | 1.7 |  | N/A | N/A | N/A | Bag | 0.796 |  | 1.353 |  | WA | Multifamily Residence | Bathroom Faucet | 2246 | 2002.39 | Multifamily Residence | FALSE | FALSE |  |  |  | 3003.585 | 2709.2337 | Multifamily Residence_FALSE | Multifamily Residence_FALSE | Multifamily Residence_ | Multifamily Residence_ | Multifamily Residence_ | unknown | unknownMultifamily Residence_ | unknownMultifamily Residence_FALSE
Water_00002918 | SITE_01738 | Room_00021391 | Bathroom_1 | Bathroom | Shower / Bathtub combo with diverter valve | 1.6 |  | 1.6 | 1.5 |  | Primary | Daily / Almost Daily | N/A | Unknown |  | N/A |  | N/A | WA | Multifamily Residence | Shower | 2246 | 2002.39 | Multifamily Residence | TRUE | TRUE | TRUE | FALSE | FALSE | 3203.824 | 0 | Multifamily Residence_TRUE | Multifamily Residence_TRUE | Multifamily Residence_TRUE | Multifamily Residence_FALSE | Multifamily Residence_FALSE | unknown | unknownMultifamily Residence_FALSE | unknownMultifamily Residence_TRUE
Water_00002919 | SITE_01713 | Room_00021151 | Kitchen_1 | Kitchen | Kitchen Faucet | 2 | 2.4767 | 2 | 2.8 |  | N/A | N/A | N/A | Bag | 0.796 |  | 2.229 |  | WA | Multifamily Residence | Kitchen Faucet | 2221 | 2002.11 | Multifamily Residence | FALSE | FALSE |  |  |  | 4004.22 | 4462.7032 | Multifamily Residence_FALSE | Multifamily Residence_FALSE | Multifamily Residence_ | Multifamily Residence_ | Multifamily Residence_ | unknown | unknownMultifamily Residence_ | unknownMultifamily Residence_FALSE
Water_00002920 | SITE_01917 | Room_00023279 | Kitchen_1 | Kitchen | Kitchen Faucet | 2.0344 | 2.0344 |  | 2.3 |  | N/A | N/A | N/A | Bag | 0.796 |  | 1.831 |  | WA | Single Family | Kitchen Faucet | 2424 | 3801.52 | Single Family | FALSE | FALSE |  |  |  | 7733.9812 | 6960.5831 | Single Family_FALSE | Single Family_FALSE | Single Family_ | Single Family_ | Single Family_ | unknown | unknownSingle Family_ | unknownSingle Family_FALSE
Water_00002921 | SITE_01917 | Room_00023288 | Bathroom_1 | Bathroom | Bathroom Faucet | 2.2 | 1.7689 | 2.2 | 2 |  | N/A | N/A | N/A | Bag | 0.796 |  | 1.592 |  | WA | Single Family | Bathroom Faucet | 2424 | 3801.52 | Single Family | FALSE | FALSE |  |  |  | 8363.344 | 6052.0198 | Single Family_FALSE | Single Family_FALSE | Single Family_ | Single Family_ | Single Family_ | unknown | unknownSingle Family_ | unknownSingle Family_FALSE
Water_00002922 | SITE_01917 | Room_00023288 | Bathroom_1 | Bathroom | Bathroom Faucet | 2.2 | 1.8578 | 2.2 | 2.1 |  | N/A | N/A | N/A | Bag | 0.796 |  | 1.672 |  | WA | Single Family | Bathroom Faucet | 2424 | 3801.52 | Single Family | FALSE | FALSE |  |  |  | 8363.344 | 6356.1414 | Single Family_FALSE | Single Family_FALSE | Single Family_ | Single Family_ | Single Family_ | unknown | unknownSingle Family_ | unknownSingle Family_FALSE
Water_00002923 | SITE_01917 | Room_00023288 | Bathroom_1 | Bathroom | Shower | 2.5 |  | 2.5 |  | Unknown | Primary | Daily / Almost Daily | Too large to measure | Bag | 0.8492 |  |  | Unknown | WA | Single Family | Shower | 2424 | 3801.52 | Single Family | TRUE | FALSE | TRUE | FALSE | FALSE | 9503.8 | 0 | Single Family_TRUE | Single Family_FALSE | Single Family_TRUE | Single Family_FALSE | Single Family_FALSE | unknown | unknownSingle Family_FALSE | unknownSingle Family_TRUE
Water_00002924 | SITE_01917 | Room_00023294 | Bathroom_2 | Bathroom | Bathroom Faucet | 2.2 | 2.3878 | 2.2 | 2.7 |  | N/A | N/A | N/A | Bag | 0.796 |  | 2.149 |  | WA | Single Family | Bathroom Faucet | 2424 | 3801.52 | Single Family | FALSE | FALSE |  |  |  | 8363.344 | 8169.4665 | Single Family_FALSE | Single Family_FALSE | Single Family_ | Single Family_ | Single Family_ | unknown | unknownSingle Family_ | unknownSingle Family_FALSE
Water_00002925 | SITE_01917 | Room_00023294 | Bathroom_2 | Bathroom | Shower / Bathtub combo with diverter valve | 2.3589 | 2.3589 |  | 2.5 |  | Secondary | A few times per month | N/A | Bag | 0.8492 |  | 2.123 |  | WA | Single Family | Shower | 2424 | 3801.52 | Single Family | TRUE | TRUE | TRUE | TRUE | TRUE | 8967.3633 | 8070.627 | Single Family_TRUE | Single Family_TRUE | Single Family_TRUE | Single Family_TRUE | Single Family_TRUE | 2.5gpm | 2.5gpmSingle Family_TRUE | 2.5gpmSingle Family_TRUE
Water_00002926 | SITE_01917 | Room_00023295 | Bathroom_3 | Bathroom | Bathroom Faucet | 1.5922 | 1.5922 |  | 1.8 |  | N/A | N/A | N/A | Bag | 0.796 |  | 1.433 |  | WA | Single Family | Bathroom Faucet | 2424 | 3801.52 | Single Family | FALSE | FALSE |  |  |  | 6052.8646 | 5447.5782 | Single Family_FALSE | Single Family_FALSE | Single Family_ | Single Family_ | Single Family_ | unknown | unknownSingle Family_ | unknownSingle Family_FALSE
Water_00002927 | SITE_01717 | Room_00021187 | Bathroom_1 | Bathroom | Bathroom Faucet | 2.2111 | 2.2111 |  | 2.5 |  | N/A | N/A | N/A | Bag | 0.796 |  | 1.99 |  | WA | Multifamily Residence | Bathroom Faucet | 2225 | 2383.66 | Multifamily Residence | FALSE | FALSE |  |  |  | 5270.5371 | 4743.4834 | Multifamily Residence_FALSE | Multifamily Residence_FALSE | Multifamily Residence_ | Multifamily Residence_ | Multifamily Residence_ | unknown | unknownMultifamily Residence_ | unknownMultifamily Residence_FALSE
Water_00002928 | SITE_01717 | Room_00021187 | Bathroom_1 | Bathroom | Shower / Bathtub combo with diverter valve | 2 | 2.3589 | 2 | 2.5 |  | Primary | A few times per week | N/A | Bag | 0.8492 |  | 2.123 |  | WA | Multifamily Residence | Shower | 2225 | 2383.66 | Multifamily Residence | TRUE | TRUE | TRUE | TRUE | TRUE | 4767.32 | 5060.5102 | Multifamily Residence_TRUE | Multifamily Residence_TRUE | Multifamily Residence_TRUE | Multifamily Residence_TRUE | Multifamily Residence_TRUE | 2.0gpm | 2.0gpmMultifamily Residence_TRUE | 2.0gpmMultifamily Residence_TRUE
Water_00002929 | SITE_01702 | Room_00021048 | Bathroom_1 | Bathroom | Bathroom Faucet | unknown |  |  |  | Unknown | N/A | N/A | Told not to turn on | Bag | 0.796 |  |  | Unknown | WA | Manufactured | Bathroom Faucet | 2210 | 1982.27 | Manufactured | FALSE | FALSE |  |  |  | 0 | 0 | Manufactured_FALSE | Manufactured_FALSE | Manufactured_ | Manufactured_ | Manufactured_ | unknown | unknownManufactured_ | unknownManufactured_FALSE
Water_00002930 | SITE_01702 | Room_00021045 | Kitchen_1 | Kitchen | Kitchen Faucet | 3.0956 | 3.0956 |  | 3.5 |  | N/A | N/A | N/A | Bag | 0.796 |  | 2.786 |  | WA | Manufactured | Kitchen Faucet | 2210 | 1982.27 | Manufactured | FALSE | FALSE |  |  |  | 6136.2269 | 5522.6042 | Manufactured_FALSE | Manufactured_FALSE | Manufactured_ | Manufactured_ | Manufactured_ | unknown | unknownManufactured_ | unknownManufactured_FALSE
Water_00002931 | SITE_01698 | Room_00021004 | Kitchen_1 | Kitchen | Kitchen Faucet | 1.8 | 2.0344 | 1.8 | 2.3 |  | N/A | N/A | N/A | Bag | 0.796 |  | 1.831 |  | WA | Manufactured | Kitchen Faucet | 2206 | 1982.27 | Manufactured | FALSE | FALSE |  |  |  | 3568.086 | 3629.5364 | Manufactured_FALSE | Manufactured_FALSE | Manufactured_ | Manufactured_ | Manufactured_ | unknown | unknownManufactured_ | unknownManufactured_FALSE
Water_00002932 | SITE_01698 | Room_00021004 | Kitchen_1 | Kitchen | Kitchen Faucet | 2.2 | 2.0344 | 2.2 | 2.3 |  | N/A | N/A | N/A | Bag | 0.796 |  | 1.831 |  | WA | Manufactured | Kitchen Faucet | 2206 | 1982.27 | Manufactured | FALSE | FALSE |  |  |  | 4360.994 | 3629.5364 | Manufactured_FALSE | Manufactured_FALSE | Manufactured_ | Manufactured_ | Manufactured_ | unknown | unknownManufactured_ | unknownManufactured_FALSE
Water_00002933 | SITE_01698 | Room_00021008 | Bathroom_2 | Bathroom | Bathroom Faucet | 2.1222 | 2.1222 |  | 2.4 |  | N/A | N/A | N/A | Bag | 0.796 |  | 1.91 |  | WA | Manufactured | Bathroom Faucet | 2206 | 1982.27 | Manufactured | FALSE | FALSE |  |  |  | 4206.8174 | 3786.1357 | Manufactured_FALSE | Manufactured_FALSE | Manufactured_ | Manufactured_ | Manufactured_ | unknown | unknownManufactured_ | unknownManufactured_FALSE
Water_00002934 | SITE_01698 | Room_00021008 | Bathroom_2 | Bathroom | Shower | 2.5 | 2.3589 | 2.5 | 2.5 |  | Primary | Daily / Almost Daily | N/A | Bag | 0.8492 |  | 2.123 |  | WA | Manufactured | Shower | 2206 | 1982.27 | Manufactured | TRUE | FALSE | TRUE | TRUE | TRUE | 4955.675 | 4208.3592 | Manufactured_TRUE | Manufactured_FALSE | Manufactured_TRUE | Manufactured_TRUE | Manufactured_TRUE | 2.5gpm | 2.5gpmManufactured_TRUE | 2.5gpmManufactured_TRUE
Water_00002935 | SITE_01913 | Room_00023233 | Bathroom_1 | Bathroom | Bathroom Faucet | 2 | 2.2111 | 2 | 2.5 |  | N/A | N/A | N/A | Bag | 0.796 |  | 1.99 |  | WA | Single Family | Bathroom Faucet | 2420 | 3801.52 | Single Family | FALSE | FALSE |  |  |  | 7603.04 | 7565.0248 | Single Family_FALSE | Single Family_FALSE | Single Family_ | Single Family_ | Single Family_ | unknown | unknownSingle Family_ | unknownSingle Family_FALSE
Water_00002936 | SITE_01913 | Room_00023233 | Bathroom_1 | Bathroom | Shower / Bathtub combo with diverter valve | 2.3589 | 2.3589 |  | 2.5 |  | All used about the same | Daily / Almost Daily | N/A | Bag | 0.8492 |  | 2.123 |  | WA | Single Family | Shower | 2420 | 3801.52 | Single Family | TRUE | TRUE | TRUE | TRUE | TRUE | 8967.3633 | 8070.627 | Single Family_TRUE | Single Family_TRUE | Single Family_TRUE | Single Family_TRUE | Single Family_TRUE | 2.5gpm | 2.5gpmSingle Family_TRUE | 2.5gpmSingle Family_TRUE
Water_00002937 | SITE_01913 | Room_00023234 | Bathroom_2 | Bathroom | Bathroom Faucet | 2 | 2.83 | 2 | 3.2 |  | N/A | N/A | N/A | Bag | 0.796 |  | 2.547 |  | WA | Single Family | Bathroom Faucet | 2420 | 3801.52 | Single Family | FALSE | FALSE |  |  |  | 7603.04 | 9682.4714 | Single Family_FALSE | Single Family_FALSE | Single Family_ | Single Family_ | Single Family_ | unknown | unknownSingle Family_ | unknownSingle Family_FALSE
Water_00002938 | SITE_01913 | Room_00023234 | Bathroom_2 | Bathroom | Shower / Bathtub combo with separate valve | unknown |  |  |  | Unknown | All used about the same | Unknown | Stuff in shower, did not check flow | Bag | 0.8492 |  |  | Unknown | WA | Single Family | Shower | 2420 | 3801.52 | Single Family | TRUE | TRUE | FALSE | FALSE | FALSE | 0 | 0 | Single Family_TRUE | Single Family_TRUE | Single Family_FALSE | Single Family_FALSE | Single Family_FALSE | unknown | unknownSingle Family_FALSE | unknownSingle Family_TRUE
Water_00002939 | SITE_01915 | Room_00023254 | Bathroom_1 | Bathroom | Bathroom Faucet | 2.2 | 2.1222 | 2.2 | 2.4 |  | N/A | N/A | N/A | Bag | 0.796 |  | 1.91 |  | WA | Single Family | Bathroom Faucet | 2422 | 3801.52 | Single Family | FALSE | FALSE |  |  |  | 8363.344 | 7260.9032 | Single Family_FALSE | Single Family_FALSE | Single Family_ | Single Family_ | Single Family_ | unknown | unknownSingle Family_ | unknownSingle Family_FALSE
Water_00002940 | SITE_01915 | Room_00023263 | Bathroom_2 | Bathroom | Bathroom Faucet | 2.2 | 2.1222 | 2.2 | 2.4 |  | N/A | N/A | N/A | Bag | 0.796 |  | 1.91 |  | WA | Single Family | Bathroom Faucet | 2422 | 3801.52 | Single Family | FALSE | FALSE |  |  |  | 8363.344 | 7260.9032 | Single Family_FALSE | Single Family_FALSE | Single Family_ | Single Family_ | Single Family_ | unknown | unknownSingle Family_ | unknownSingle Family_FALSE
Water_00002941 | SITE_01915 | Room_00023263 | Bathroom_2 | Bathroom | Bathroom Faucet | 2.2 | 2.1222 | 2.2 | 2.4 |  | N/A | N/A | N/A | Bag | 0.796 |  | 1.91 |  | WA | Single Family | Bathroom Faucet | 2422 | 3801.52 | Single Family | FALSE | FALSE |  |  |  | 8363.344 | 7260.9032 | Single Family_FALSE | Single Family_FALSE | Single Family_ | Single Family_ | Single Family_ | unknown | unknownSingle Family_ | unknownSingle Family_FALSE
Water_00002942 | SITE_01915 | Room_00023263 | Bathroom_2 | Bathroom | Shower / Bathtub combo with diverter valve | 2.7367 | 2.7367 |  | 2.9 |  | Secondary | A few times per year | N/A | Bag | 0.8492 |  | 2.463 |  | WA | Single Family | Shower | 2422 | 3801.52 | Single Family | TRUE | TRUE | TRUE | TRUE | TRUE | 10403.4931 | 9363.1438 | Single Family_TRUE | Single Family_TRUE | Single Family_TRUE | Single Family_TRUE | Single Family_TRUE | gt2.5gpm | gt2.5gpmSingle Family_TRUE | gt2.5gpmSingle Family_TRUE
Water_00002943 | SITE_01915 | Room_00023250 | Kitchen_1 | Kitchen | Kitchen Faucet | 2.2 | 2.6533 | 2.2 | 3 |  | N/A | N/A | N/A | Bag | 0.796 |  | 2.388 |  | WA | Single Family | Kitchen Faucet | 2422 | 3801.52 | Single Family | FALSE | FALSE |  |  |  | 8363.344 | 9078.0298 | Single Family_FALSE | Single Family_FALSE | Single Family_ | Single Family_ | Single Family_ | unknown | unknownSingle Family_ | unknownSingle Family_FALSE
Water_00002944 | SITE_01903 | Room_00023082 | Bathroom_1 | Bathroom | Bathroom Faucet | 2.2 | 1.7689 | 2.2 | 2 |  | N/A | N/A | N/A | Bag | 0.796 |  | 1.592 |  | WA | Single Family | Bathroom Faucet | 2410 | 3801.52 | Single Family | FALSE | FALSE |  |  |  | 8363.344 | 6052.0198 | Single Family_FALSE | Single Family_FALSE | Single Family_ | Single Family_ | Single Family_ | unknown | unknownSingle Family_ | unknownSingle Family_FALSE
Water_00002945 | SITE_01903 | Room_00023082 | Bathroom_1 | Bathroom | Shower / Bathtub combo with diverter valve | 2.3589 | 2.3589 |  | 2.5 |  | Secondary | A few times per year | N/A | Bag | 0.8492 |  | 2.123 |  | WA | Single Family | Shower | 2410 | 3801.52 | Single Family | TRUE | TRUE | TRUE | TRUE | TRUE | 8967.3633 | 8070.627 | Single Family_TRUE | Single Family_TRUE | Single Family_TRUE | Single Family_TRUE | Single Family_TRUE | 2.5gpm | 2.5gpmSingle Family_TRUE | 2.5gpmSingle Family_TRUE
Water_00002946 | SITE_01903 | Room_00023083 | Bathroom_2 | Bathroom | Bathroom Faucet | 2.2 | 1.7689 | 2.2 | 2 |  | N/A | N/A | N/A | Bag | 0.796 |  | 1.592 |  | WA | Single Family | Bathroom Faucet | 2410 | 3801.52 | Single Family | FALSE | FALSE |  |  |  | 8363.344 | 6052.0198 | Single Family_FALSE | Single Family_FALSE | Single Family_ | Single Family_ | Single Family_ | unknown | unknownSingle Family_ | unknownSingle Family_FALSE
Water_00002947 | SITE_01903 | Room_00023083 | Bathroom_2 | Bathroom | Shower | 2.4533 | 2.4533 |  | 2.6 |  | Primary | Daily / Almost Daily | N/A | Bag | 0.8492 |  | 2.208 |  | WA | Single Family | Shower | 2410 | 3801.52 | Single Family | TRUE | FALSE | TRUE | TRUE | TRUE | 9326.3957 | 8393.7562 | Single Family_TRUE | Single Family_FALSE | Single Family_TRUE | Single Family_TRUE | Single Family_TRUE | 2.5gpm | 2.5gpmSingle Family_TRUE | 2.5gpmSingle Family_TRUE
Water_00002948 | SITE_01903 | Room_00023086 | Kitchen_1 | Kitchen | Kitchen Faucet | 1.8 | 1.5922 | 1.8 | 1.8 |  | N/A | N/A | N/A | Bag | 0.796 |  | 1.433 |  | WA | Single Family | Kitchen Faucet | 2410 | 3801.52 | Single Family | FALSE | FALSE |  |  |  | 6842.736 | 5447.5782 | Single Family_FALSE | Single Family_FALSE | Single Family_ | Single Family_ | Single Family_ | unknown | unknownSingle Family_ | unknownSingle Family_FALSE
Water_00002949 | SITE_01720 | Room_00021208 | Bathroom_6 | Bathroom | Shower | unknown |  |  | 2.2 |  | Primary | Daily / Almost Daily | N/A | Unknown |  | N/A |  | N/A | WA | Multifamily Residence | Shower | 2228 | 2383.66 | Multifamily Residence | TRUE | FALSE | FALSE | FALSE | FALSE | 0 | 0 | Multifamily Residence_TRUE | Multifamily Residence_FALSE | Multifamily Residence_FALSE | Multifamily Residence_FALSE | Multifamily Residence_FALSE | unknown | unknownMultifamily Residence_FALSE | unknownMultifamily Residence_TRUE
Water_00002950 | SITE_01720 | Room_00021208 | Bathroom_6 | Bathroom | Bathroom Faucet | unknown |  |  | 1.4 |  | N/A | N/A | N/A | Unknown |  | N/A |  | N/A | WA | Multifamily Residence | Bathroom Faucet | 2228 | 2383.66 | Multifamily Residence | FALSE | FALSE |  |  |  | 0 | 0 | Multifamily Residence_FALSE | Multifamily Residence_FALSE | Multifamily Residence_ | Multifamily Residence_ | Multifamily Residence_ | unknown | unknownMultifamily Residence_ | unknownMultifamily Residence_FALSE
Water_00002951 | SITE_01720 | Room_00021208 | Bathroom_6 | Bathroom | Bathtub | unknown |  |  |  | N/A | N/A | N/A | N/A | Unknown |  | N/A |  | N/A | WA | Multifamily Residence | Bathtub | 2228 | 2383.66 | Multifamily Residence | FALSE | FALSE |  |  |  | 0 | 0 | Multifamily Residence_FALSE | Multifamily Residence_FALSE | Multifamily Residence_ | Multifamily Residence_ | Multifamily Residence_ | unknown | unknownMultifamily Residence_ | unknownMultifamily Residence_FALSE
Water_00002952 | SITE_01720 | Room_00021210 | Office_2 | Office | Kitchen Faucet | 2 |  | 2 | 1.3 |  | N/A | N/A | N/A | Unknown |  | N/A |  | N/A | WA | Multifamily Residence | Kitchen Faucet | 2228 | 2383.66 | Multifamily Residence | FALSE | FALSE |  |  |  | 4767.32 | 0 | Multifamily Residence_FALSE | Multifamily Residence_FALSE | Multifamily Residence_ | Multifamily Residence_ | Multifamily Residence_ | unknown | unknownMultifamily Residence_ | unknownMultifamily Residence_FALSE
Water_00002953 | SITE_01720 | Room_00021212 | Family Room_3 | Family Room | Kitchen Faucet | unknown |  |  | 1.8 |  | N/A | N/A | N/A | Unknown |  | N/A |  | N/A | WA | Multifamily Residence | Kitchen Faucet | 2228 | 2383.66 | Multifamily Residence | FALSE | FALSE |  |  |  | 0 | 0 | Multifamily Residence_FALSE | Multifamily Residence_FALSE | Multifamily Residence_ | Multifamily Residence_ | Multifamily Residence_ | unknown | unknownMultifamily Residence_ | unknownMultifamily Residence_FALSE
Water_00002954 | SITE_01725 | Room_00021256 | Kitchen_1 | Kitchen | Kitchen Faucet | unknown |  |  | 1.2 |  | N/A | N/A | N/A | Unknown |  | N/A |  | N/A | WA | Manufactured | Kitchen Faucet | 2233 | 1982.27 | Manufactured | FALSE | FALSE |  |  |  | 0 | 0 | Manufactured_FALSE | Manufactured_FALSE | Manufactured_ | Manufactured_ | Manufactured_ | unknown | unknownManufactured_ | unknownManufactured_FALSE
Water_00002955 | SITE_01725 | Room_00021261 | Bathroom_1 | Bathroom | Bathroom Faucet | unknown |  |  | 1.4 |  | N/A | N/A | N/A | Unknown |  | N/A |  | N/A | WA | Manufactured | Bathroom Faucet | 2233 | 1982.27 | Manufactured | FALSE | FALSE |  |  |  | 0 | 0 | Manufactured_FALSE | Manufactured_FALSE | Manufactured_ | Manufactured_ | Manufactured_ | unknown | unknownManufactured_ | unknownManufactured_FALSE
Water_00002956 | SITE_01725 | Room_00021261 | Bathroom_1 | Bathroom | Shower / Bathtub combo with diverter valve | 2 |  | 2 | 1.5 |  | Primary | Daily / Almost Daily | N/A | Unknown |  | N/A |  | N/A | WA | Manufactured | Shower | 2233 | 1982.27 | Manufactured | TRUE | TRUE | TRUE | FALSE | FALSE | 3964.54 | 0 | Manufactured_TRUE | Manufactured_TRUE | Manufactured_TRUE | Manufactured_FALSE | Manufactured_FALSE | unknown | unknownManufactured_FALSE | unknownManufactured_TRUE
Water_00002957 | SITE_01912 | Room_00023212 | Kitchen_1 | Kitchen | Kitchen Faucet | 1.5 |  | 1.5 | 1.2 |  | N/A | N/A | N/A | Unknown |  | N/A |  | N/A | WA | Single Family | Kitchen Faucet | 2419 | 12576.67 | Single Family | FALSE | FALSE |  |  |  | 18865.005 | 0 | Single Family_FALSE | Single Family_FALSE | Single Family_ | Single Family_ | Single Family_ | unknown | unknownSingle Family_ | unknownSingle Family_FALSE
Water_00002958 | SITE_01912 | Room_00023215 | Bathroom_1 | Bathroom | Bathroom Faucet | 2.2 |  | 2.2 | 2.2 |  | N/A | N/A | N/A | Unknown |  | N/A |  | N/A | WA | Single Family | Bathroom Faucet | 2419 | 12576.67 | Single Family | FALSE | FALSE |  |  |  | 27668.674 | 0 | Single Family_FALSE | Single Family_FALSE | Single Family_ | Single Family_ | Single Family_ | unknown | unknownSingle Family_ | unknownSingle Family_FALSE
Water_00002959 | SITE_01912 | Room_00023215 | Bathroom_1 | Bathroom | Shower / Bathtub combo with diverter valve | unknown |  |  |  | Unknown | Primary | Daily / Almost Daily | N/A | Unknown |  | N/A |  | N/A | WA | Single Family | Shower | 2419 | 12576.67 | Single Family | TRUE | TRUE | FALSE | FALSE | FALSE | 0 | 0 | Single Family_TRUE | Single Family_TRUE | Single Family_FALSE | Single Family_FALSE | Single Family_FALSE | unknown | unknownSingle Family_FALSE | unknownSingle Family_TRUE
Water_00002960 | SITE_01691 | Room_00020922 | Kitchen_1 | Kitchen | Kitchen Faucet | 2.2 |  | 2.2 | 1.8 |  | N/A | N/A | N/A | Unknown |  | N/A |  | N/A | WA | Manufactured | Kitchen Faucet | 2199 | 1982.27 | Manufactured | FALSE | FALSE |  |  |  | 4360.994 | 0 | Manufactured_FALSE | Manufactured_FALSE | Manufactured_ | Manufactured_ | Manufactured_ | unknown | unknownManufactured_ | unknownManufactured_FALSE
Water_00002961 | SITE_01691 | Room_00020925 | Bathroom_1 | Bathroom | Shower / Bathtub combo with diverter valve | 2.5 |  | 2.5 | 1.6 |  | Secondary | Daily / Almost Daily | N/A | Unknown |  | N/A |  | N/A | WA | Manufactured | Shower | 2199 | 1982.27 | Manufactured | TRUE | TRUE | TRUE | FALSE | FALSE | 4955.675 | 0 | Manufactured_TRUE | Manufactured_TRUE | Manufactured_TRUE | Manufactured_FALSE | Manufactured_FALSE | unknown | unknownManufactured_FALSE | unknownManufactured_TRUE
Water_00002962 | SITE_01691 | Room_00020925 | Bathroom_1 | Bathroom | Bathroom Faucet | 1.5 |  | 1.5 | 1.4 |  | N/A | N/A | N/A | Unknown |  | N/A |  | N/A | WA | Manufactured | Bathroom Faucet | 2199 | 1982.27 | Manufactured | FALSE | FALSE |  |  |  | 2973.405 | 0 | Manufactured_FALSE | Manufactured_FALSE | Manufactured_ | Manufactured_ | Manufactured_ | unknown | unknownManufactured_ | unknownManufactured_FALSE
Water_00002963 | SITE_01691 | Room_00020928 | Bathroom_2 | Bathroom | Bathtub | unknown |  |  |  | N/A | N/A | N/A | N/A | Unknown |  | N/A |  | N/A | WA | Manufactured | Bathtub | 2199 | 1982.27 | Manufactured | FALSE | FALSE |  |  |  | 0 | 0 | Manufactured_FALSE | Manufactured_FALSE | Manufactured_ | Manufactured_ | Manufactured_ | unknown | unknownManufactured_ | unknownManufactured_FALSE
Water_00002964 | SITE_01691 | Room_00020928 | Bathroom_2 | Bathroom | Bathroom Faucet | 1.5 |  | 1.5 | 1.4 |  | N/A | N/A | N/A | Unknown |  | N/A |  | N/A | WA | Manufactured | Bathroom Faucet | 2199 | 1982.27 | Manufactured | FALSE | FALSE |  |  |  | 2973.405 | 0 | Manufactured_FALSE | Manufactured_FALSE | Manufactured_ | Manufactured_ | Manufactured_ | unknown | unknownManufactured_ | unknownManufactured_FALSE
Water_00002965 | SITE_01691 | Room_00020928 | Bathroom_2 | Bathroom | Bathroom Faucet | 1.5 |  | 1.5 | 1.2 |  | N/A | N/A | N/A | Unknown |  | N/A |  | N/A | WA | Manufactured | Bathroom Faucet | 2199 | 1982.27 | Manufactured | FALSE | FALSE |  |  |  | 2973.405 | 0 | Manufactured_FALSE | Manufactured_FALSE | Manufactured_ | Manufactured_ | Manufactured_ | unknown | unknownManufactured_ | unknownManufactured_FALSE
Water_00002966 | SITE_01691 | Room_00020928 | Bathroom_2 | Bathroom | Shower | unknown |  |  | 2.2 |  | Primary | Daily / Almost Daily | N/A | Unknown |  | N/A |  | N/A | WA | Manufactured | Shower | 2199 | 1982.27 | Manufactured | TRUE | FALSE | FALSE | FALSE | FALSE | 0 | 0 | Manufactured_TRUE | Manufactured_FALSE | Manufactured_FALSE | Manufactured_FALSE | Manufactured_FALSE | unknown | unknownManufactured_FALSE | unknownManufactured_TRUE
Water_00002967 | SITE_01686 | Room_00020874 | Laundry_2 | Laundry | Kitchen Faucet | unknown |  |  | 4.5 |  | N/A | N/A | N/A | Unknown |  | N/A |  | N/A | WA | Manufactured | Kitchen Faucet | 2194 | 921.5 | Manufactured | FALSE | FALSE |  |  |  | 0 | 0 | Manufactured_FALSE | Manufactured_FALSE | Manufactured_ | Manufactured_ | Manufactured_ | unknown | unknownManufactured_ | unknownManufactured_FALSE
Water_00002968 | SITE_01916 | Room_00023266 | Bathroom_6 | Bathroom | Shower | unknown |  |  | 2 |  | Primary | A few times per week | N/A | Unknown |  | N/A |  | N/A | WA | Single Family | Shower | 2423 | 12576.67 | Single Family | TRUE | FALSE | FALSE | FALSE | FALSE | 0 | 0 | Single Family_TRUE | Single Family_FALSE | Single Family_FALSE | Single Family_FALSE | Single Family_FALSE | unknown | unknownSingle Family_FALSE | unknownSingle Family_TRUE
Water_00002969 | SITE_01916 | Room_00023266 | Bathroom_6 | Bathroom | Bathroom Faucet | 2 |  | 2 | 2.3 |  | N/A | N/A | N/A | Unknown |  | N/A |  | N/A | WA | Single Family | Bathroom Faucet | 2423 | 12576.67 | Single Family | FALSE | FALSE |  |  |  | 25153.34 | 0 | Single Family_FALSE | Single Family_FALSE | Single Family_ | Single Family_ | Single Family_ | unknown | unknownSingle Family_ | unknownSingle Family_FALSE
Water_00002970 | SITE_01916 | Room_00023267 | Laundry_2 | Laundry | Kitchen Faucet | unknown |  |  |  | Unknown | N/A | N/A | N/A | Unknown |  | N/A |  | N/A | WA | Single Family | Kitchen Faucet | 2423 | 12576.67 | Single Family | FALSE | FALSE |  |  |  | 0 | 0 | Single Family_FALSE | Single Family_FALSE | Single Family_ | Single Family_ | Single Family_ | unknown | unknownSingle Family_ | unknownSingle Family_FALSE
Water_00002971 | SITE_01910 | Room_00023183 | Kitchen_1 | Kitchen | Kitchen Faucet | 2.2 |  | 2.2 | 2 |  | N/A | N/A | N/A | Unknown |  | N/A |  | N/A | WA | Single Family | Kitchen Faucet | 2417 | 10259.39 | Single Family | FALSE | FALSE |  |  |  | 22570.658 | 0 | Single Family_FALSE | Single Family_FALSE | Single Family_ | Single Family_ | Single Family_ | unknown | unknownSingle Family_ | unknownSingle Family_FALSE
Water_00002972 | SITE_01910 | Room_00023185 | Bathroom_1 | Bathroom | Bathroom Faucet | 2.2 |  | 2.2 | 2.3 |  | N/A | N/A | N/A | Unknown |  | N/A |  | N/A | WA | Single Family | Bathroom Faucet | 2417 | 10259.39 | Single Family | FALSE | FALSE |  |  |  | 22570.658 | 0 | Single Family_FALSE | Single Family_FALSE | Single Family_ | Single Family_ | Single Family_ | unknown | unknownSingle Family_ | unknownSingle Family_FALSE
Water_00002973 | SITE_01910 | Room_00023185 | Bathroom_1 | Bathroom | Shower | unknown |  |  | 5 |  | All used about the same | Daily / Almost Daily | N/A | Unknown |  | N/A |  | N/A | WA | Single Family | Shower | 2417 | 10259.39 | Single Family | TRUE | FALSE | FALSE | FALSE | FALSE | 0 | 0 | Single Family_TRUE | Single Family_FALSE | Single Family_FALSE | Single Family_FALSE | Single Family_FALSE | unknown | unknownSingle Family_FALSE | unknownSingle Family_TRUE
Water_00002974 | SITE_01685 | Room_00020864 | Kitchen_1 | Kitchen | Kitchen Faucet | 1.5 |  | 1.5 | 0.7 |  | N/A | N/A | N/A | Unknown |  | N/A |  | N/A | WA | Manufactured | Kitchen Faucet | 2193 | 1982.27 | Manufactured | FALSE | FALSE |  |  |  | 2973.405 | 0 | Manufactured_FALSE | Manufactured_FALSE | Manufactured_ | Manufactured_ | Manufactured_ | unknown | unknownManufactured_ | unknownManufactured_FALSE
Water_00002975 | SITE_01685 | Room_00020868 | Bathroom_1 | Bathroom | Shower / Bathtub combo with diverter valve | 2.5 |  | 2.5 |  | Unknown | Primary | Daily / Almost Daily | 2 heads, 1 fixed, one hose, with ball valve | Unknown |  | N/A |  | N/A | WA | Manufactured | Shower | 2193 | 1982.27 | Manufactured | TRUE | TRUE | TRUE | FALSE | FALSE | 4955.675 | 0 | Manufactured_TRUE | Manufactured_TRUE | Manufactured_TRUE | Manufactured_FALSE | Manufactured_FALSE | unknown | unknownManufactured_FALSE | unknownManufactured_TRUE
Water_00002976 | SITE_01685 | Room_00020868 | Bathroom_1 | Bathroom | Bathroom Faucet | unknown |  |  | 1.8 |  | N/A | N/A | N/A | Unknown |  | N/A |  | N/A | WA | Manufactured | Bathroom Faucet | 2193 | 1982.27 | Manufactured | FALSE | FALSE |  |  |  | 0 | 0 | Manufactured_FALSE | Manufactured_FALSE | Manufactured_ | Manufactured_ | Manufactured_ | unknown | unknownManufactured_ | unknownManufactured_FALSE
Water_00002977 | SITE_01728 | Room_00021276 | Kitchen_1 | Kitchen | Kitchen Faucet | 2 | 1.4156 | 2 | 1.6 |  | N/A | N/A | N/A | Bag | 0.796 |  | 1.274 |  | WA | Multifamily Residence | Kitchen Faucet | 2236 | 2000.27 | Multifamily Residence | FALSE | FALSE |  |  |  | 4000.54 | 2548.344 | Multifamily Residence_FALSE | Multifamily Residence_FALSE | Multifamily Residence_ | Multifamily Residence_ | Multifamily Residence_ | unknown | unknownMultifamily Residence_ | unknownMultifamily Residence_FALSE
Water_00002978 | SITE_01728 | Room_00021278 | Bathroom_1 | Bathroom | Bathroom Faucet | 2.6533 | 2.6533 |  | 3 |  | N/A | N/A | No aerator | Bag | 0.796 |  | 2.388 |  | WA | Multifamily Residence | Bathroom Faucet | 2236 | 2000.27 | Multifamily Residence | FALSE | FALSE |  |  |  | 5307.3831 | 4776.6448 | Multifamily Residence_FALSE | Multifamily Residence_FALSE | Multifamily Residence_ | Multifamily Residence_ | Multifamily Residence_ | unknown | unknownMultifamily Residence_ | unknownMultifamily Residence_FALSE
Water_00002979 | SITE_01728 | Room_00021278 | Bathroom_1 | Bathroom | Shower / Bathtub combo with diverter valve | 2.5 |  | 2.5 | 2.3 |  | Secondary | A few times per year | Never used | Unknown |  | N/A |  | N/A | WA | Multifamily Residence | Shower | 2236 | 2000.27 | Multifamily Residence | TRUE | TRUE | TRUE | FALSE | FALSE | 5000.675 | 0 | Multifamily Residence_TRUE | Multifamily Residence_TRUE | Multifamily Residence_TRUE | Multifamily Residence_FALSE | Multifamily Residence_FALSE | unknown | unknownMultifamily Residence_FALSE | unknownMultifamily Residence_TRUE
Water_00002980 | SITE_01728 | Room_00021282 | Bathroom_2 | Bathroom | Bathroom Faucet | 2 | 1.2378 | 2 | 1.4 |  | N/A | N/A | N/A | Bag | 0.796 |  | 1.114 |  | WA | Multifamily Residence | Bathroom Faucet | 2236 | 2000.27 | Multifamily Residence | FALSE | FALSE |  |  |  | 4000.54 | 2228.3008 | Multifamily Residence_FALSE | Multifamily Residence_FALSE | Multifamily Residence_ | Multifamily Residence_ | Multifamily Residence_ | unknown | unknownMultifamily Residence_ | unknownMultifamily Residence_FALSE
Water_00002981 | SITE_01728 | Room_00021282 | Bathroom_2 | Bathroom | Bathroom Faucet | 2 | 1.2378 | 2 | 1.4 |  | N/A | N/A | N/A | Bag | 0.796 |  | 1.114 |  | WA | Multifamily Residence | Bathroom Faucet | 2236 | 2000.27 | Multifamily Residence | FALSE | FALSE |  |  |  | 4000.54 | 2228.3008 | Multifamily Residence_FALSE | Multifamily Residence_FALSE | Multifamily Residence_ | Multifamily Residence_ | Multifamily Residence_ | unknown | unknownMultifamily Residence_ | unknownMultifamily Residence_FALSE
Water_00002982 | SITE_01728 | Room_00021282 | Bathroom_2 | Bathroom | Shower | unknown |  |  | 3.5 |  | Primary | Daily / Almost Daily | N/A | Unknown |  | N/A |  | N/A | WA | Multifamily Residence | Shower | 2236 | 2000.27 | Multifamily Residence | TRUE | FALSE | FALSE | FALSE | FALSE | 0 | 0 | Multifamily Residence_TRUE | Multifamily Residence_FALSE | Multifamily Residence_FALSE | Multifamily Residence_FALSE | Multifamily Residence_FALSE | unknown | unknownMultifamily Residence_FALSE | unknownMultifamily Residence_TRUE
Water_00002983 | SITE_01900 | Room_00023034 | Kitchen_1 | Kitchen | Kitchen Faucet | 2.4767 | 2.4767 |  | 2.8 |  | N/A | N/A | N/A | Bag | 0.796 |  | 2.229 |  | WA | Single Family | Kitchen Faucet | 2407 | 2259.17 | Single Family | FALSE | FALSE |  |  |  | 5595.211 | 5035.6899 | Single Family_FALSE | Single Family_FALSE | Single Family_ | Single Family_ | Single Family_ | unknown | unknownSingle Family_ | unknownSingle Family_FALSE
Water_00002984 | SITE_01900 | Room_00023036 | Bathroom_1 | Bathroom | Bathroom Faucet | 2.2 | 2.1222 | 2.2 | 2.4 |  | N/A | N/A | N/A | Bag | 0.796 |  | 1.91 |  | WA | Single Family | Bathroom Faucet | 2407 | 2259.17 | Single Family | FALSE | FALSE |  |  |  | 4970.174 | 4315.0147 | Single Family_FALSE | Single Family_FALSE | Single Family_ | Single Family_ | Single Family_ | unknown | unknownSingle Family_ | unknownSingle Family_FALSE
Water_00002985 | SITE_01900 | Room_00023036 | Bathroom_1 | Bathroom | Shower | 2 |  | 2 | 1.9 |  | Primary | Daily / Almost Daily | N/A | Unknown |  | N/A |  | N/A | WA | Single Family | Shower | 2407 | 2259.17 | Single Family | TRUE | FALSE | TRUE | FALSE | FALSE | 4518.34 | 0 | Single Family_TRUE | Single Family_FALSE | Single Family_TRUE | Single Family_FALSE | Single Family_FALSE | unknown | unknownSingle Family_FALSE | unknownSingle Family_TRUE
Water_00002986 | SITE_01900 | Room_00023041 | Bathroom_2 | Bathroom | Bathroom Faucet | 2.2 | 2.1222 | 2.2 | 2.4 |  | N/A | N/A | N/A | Bag | 0.796 |  | 1.91 |  | WA | Single Family | Bathroom Faucet | 2407 | 2259.17 | Single Family | FALSE | FALSE |  |  |  | 4970.174 | 4315.0147 | Single Family_FALSE | Single Family_FALSE | Single Family_ | Single Family_ | Single Family_ | unknown | unknownSingle Family_ | unknownSingle Family_FALSE
Water_00002987 | SITE_01900 | Room_00023041 | Bathroom_2 | Bathroom | Shower / Bathtub combo with diverter valve | 2.5 |  | 2.5 |  | Unknown | Primary | Daily / Almost Daily | Massive shower head | Unknown |  | N/A |  | N/A | WA | Single Family | Shower | 2407 | 2259.17 | Single Family | TRUE | TRUE | TRUE | FALSE | FALSE | 5647.925 | 0 | Single Family_TRUE | Single Family_TRUE | Single Family_TRUE | Single Family_FALSE | Single Family_FALSE | unknown | unknownSingle Family_FALSE | unknownSingle Family_TRUE
Water_00002988 | SITE_01908 | Room_00023158 | Kitchen_1 | Kitchen | Kitchen Faucet | 1.9456 | 1.9456 |  | 2.2 |  | N/A | N/A | N/A | Bag | 0.796 |  | 1.751 |  | WA | Single Family | Kitchen Faucet | 2415 | 2259.17 | Single Family | FALSE | FALSE |  |  |  | 4395.3407 | 3955.8067 | Single Family_FALSE | Single Family_FALSE | Single Family_ | Single Family_ | Single Family_ | unknown | unknownSingle Family_ | unknownSingle Family_FALSE
Water_00002989 | SITE_01908 | Room_00023161 | Bathroom_1 | Bathroom | Bathroom Faucet | 1.7689 | 1.7689 |  | 2 |  | N/A | N/A | N/A | Bag | 0.796 |  | 1.592 |  | WA | Single Family | Bathroom Faucet | 2415 | 2259.17 | Single Family | FALSE | FALSE |  |  |  | 3996.2207 | 3596.5986 | Single Family_FALSE | Single Family_FALSE | Single Family_ | Single Family_ | Single Family_ | unknown | unknownSingle Family_ | unknownSingle Family_FALSE
Water_00002990 | SITE_01908 | Room_00023161 | Bathroom_1 | Bathroom | Shower / Bathtub combo with diverter valve | 2.5 |  | 2.5 | 1.2 |  | Primary | Daily / Almost Daily | N/A | Unknown |  | N/A |  | N/A | WA | Single Family | Shower | 2415 | 2259.17 | Single Family | TRUE | TRUE | TRUE | FALSE | FALSE | 5647.925 | 0 | Single Family_TRUE | Single Family_TRUE | Single Family_TRUE | Single Family_FALSE | Single Family_FALSE | unknown | unknownSingle Family_FALSE | unknownSingle Family_TRUE
Water_00002991 | SITE_01908 | Room_00023167 | Bathroom_2 | Bathroom | Bathroom Faucet | 1.7689 | 1.7689 |  | 2 |  | N/A | N/A | N/A | Bag | 0.796 |  | 1.592 |  | WA | Single Family | Bathroom Faucet | 2415 | 2259.17 | Single Family | FALSE | FALSE |  |  |  | 3996.2207 | 3596.5986 | Single Family_FALSE | Single Family_FALSE | Single Family_ | Single Family_ | Single Family_ | unknown | unknownSingle Family_ | unknownSingle Family_FALSE
Water_00002992 | SITE_01908 | Room_00023167 | Bathroom_2 | Bathroom | Shower | unknown |  |  | 2.3 |  | Secondary | Daily / Almost Daily | N/A | Unknown |  | N/A |  | N/A | WA | Single Family | Shower | 2415 | 2259.17 | Single Family | TRUE | FALSE | FALSE | FALSE | FALSE | 0 | 0 | Single Family_TRUE | Single Family_FALSE | Single Family_FALSE | Single Family_FALSE | Single Family_FALSE | unknown | unknownSingle Family_FALSE | unknownSingle Family_TRUE
Water_00002993 | SITE_01757 | Room_00021552 | Kitchen_1 | Kitchen | Bathroom Faucet | 1.8 | 1.7689 | 1.8 | 2 |  | N/A | N/A | N/A | Bag | 0.796 |  | 1.592 |  | WA | Multifamily Residence | Bathroom Faucet | 2265 | 2000.27 | Multifamily Residence | FALSE | FALSE |  |  |  | 3600.486 | 3184.4298 | Multifamily Residence_FALSE | Multifamily Residence_FALSE | Multifamily Residence_ | Multifamily Residence_ | Multifamily Residence_ | unknown | unknownMultifamily Residence_ | unknownMultifamily Residence_FALSE
Water_00002994 | SITE_01757 | Room_00021553 | Bathroom_1 | Bathroom | Bathroom Faucet | 2 | 1.3267 | 2 | 1.5 |  | N/A | N/A | N/A | Bag | 0.796 |  | 1.194 |  | WA | Multifamily Residence | Bathroom Faucet | 2265 | 2000.27 | Multifamily Residence | FALSE | FALSE |  |  |  | 4000.54 | 2388.3224 | Multifamily Residence_FALSE | Multifamily Residence_FALSE | Multifamily Residence_ | Multifamily Residence_ | Multifamily Residence_ | unknown | unknownMultifamily Residence_ | unknownMultifamily Residence_FALSE
Water_00002995 | SITE_01757 | Room_00021553 | Bathroom_1 | Bathroom | Shower / Bathtub combo with diverter valve | 2.5 |  | 2.5 | 1.3 |  | Primary | Daily / Almost Daily | N/A | Unknown |  | N/A |  | N/A | WA | Multifamily Residence | Shower | 2265 | 2000.27 | Multifamily Residence | TRUE | TRUE | TRUE | FALSE | FALSE | 5000.675 | 0 | Multifamily Residence_TRUE | Multifamily Residence_TRUE | Multifamily Residence_TRUE | Multifamily Residence_FALSE | Multifamily Residence_FALSE | unknown | unknownMultifamily Residence_FALSE | unknownMultifamily Residence_TRUE
Water_00002996 | SITE_01716 | Room_00021171 | Kitchen_1 | Kitchen | Kitchen Faucet | unknown |  |  |  | Unknown | N/A | N/A | Overflowing with dishes | Bag | 0.796 |  |  | Unknown | WA | Multifamily Residence | Kitchen Faucet | 2224 | 2002.39 | Multifamily Residence | FALSE | FALSE |  |  |  | 0 | 0 | Multifamily Residence_FALSE | Multifamily Residence_FALSE | Multifamily Residence_ | Multifamily Residence_ | Multifamily Residence_ | unknown | unknownMultifamily Residence_ | unknownMultifamily Residence_FALSE
Water_00002997 | SITE_01716 | Room_00021175 | Bathroom_1 | Bathroom | Bathroom Faucet | 2 | 1.68 | 2 | 1.9 |  | N/A | N/A | N/A | Bag | 0.796 |  | 1.512 |  | WA | Multifamily Residence | Bathroom Faucet | 2224 | 2002.39 | Multifamily Residence | FALSE | FALSE |  |  |  | 4004.78 | 3027.6137 | Multifamily Residence_FALSE | Multifamily Residence_FALSE | Multifamily Residence_ | Multifamily Residence_ | Multifamily Residence_ | unknown | unknownMultifamily Residence_ | unknownMultifamily Residence_FALSE
Water_00002998 | SITE_01716 | Room_00021175 | Bathroom_1 | Bathroom | Shower | 2 |  | 2 | 2 |  | All used about the same | Daily / Almost Daily | N/A | Unknown |  | N/A |  | N/A | WA | Multifamily Residence | Shower | 2224 | 2002.39 | Multifamily Residence | TRUE | FALSE | TRUE | FALSE | FALSE | 4004.78 | 0 | Multifamily Residence_TRUE | Multifamily Residence_FALSE | Multifamily Residence_TRUE | Multifamily Residence_FALSE | Multifamily Residence_FALSE | unknown | unknownMultifamily Residence_FALSE | unknownMultifamily Residence_TRUE
Water_00002999 | SITE_01716 | Room_00021177 | Bathroom_2 | Bathroom | Shower / Bathtub combo with diverter valve | 2 |  | 2 | 2 |  | All used about the same | Daily / Almost Daily | N/A | Unknown |  | N/A |  | N/A | WA | Multifamily Residence | Shower | 2224 | 2002.39 | Multifamily Residence | TRUE | TRUE | TRUE | FALSE | FALSE | 4004.78 | 0 | Multifamily Residence_TRUE | Multifamily Residence_TRUE | Multifamily Residence_TRUE | Multifamily Residence_FALSE | Multifamily Residence_FALSE | unknown | unknownMultifamily Residence_FALSE | unknownMultifamily Residence_TRUE
Water_00003000 | SITE_01716 | Room_00021177 | Bathroom_2 | Bathroom | Bathroom Faucet | 2 | 1.68 | 2 | 1.9 |  | N/A | N/A | N/A | Bag | 0.796 |  | 1.512 |  | WA | Multifamily Residence | Bathroom Faucet | 2224 | 2002.39 | Multifamily Residence | FALSE | FALSE |  |  |  | 4004.78 | 3027.6137 | Multifamily Residence_FALSE | Multifamily Residence_FALSE | Multifamily Residence_ | Multifamily Residence_ | Multifamily Residence_ | unknown | unknownMultifamily Residence_ | unknownMultifamily Residence_FALSE
Water_00003001 | SITE_01893 | Room_00022925 | Bathroom_1 | Bathroom | Bathroom Faucet | 2.2111 | 2.2111 |  | 2.5 |  | N/A | N/A | N/A | Bag | 0.796 |  | 1.99 |  | WA | Single Family | Bathroom Faucet | 2400 | 2259.17 | Single Family | FALSE | FALSE |  |  |  | 4995.2759 | 4495.7483 | Single Family_FALSE | Single Family_FALSE | Single Family_ | Single Family_ | Single Family_ | unknown | unknownSingle Family_ | unknownSingle Family_FALSE
Water_00003002 | SITE_01893 | Room_00022931 | Bathroom_2 | Bathroom | Bathroom Faucet | 2.2111 | 2.2111 |  | 2.5 |  | N/A | N/A | N/A | Bag | 0.796 |  | 1.99 |  | WA | Single Family | Bathroom Faucet | 2400 | 2259.17 | Single Family | FALSE | FALSE |  |  |  | 4995.2759 | 4495.7483 | Single Family_FALSE | Single Family_FALSE | Single Family_ | Single Family_ | Single Family_ | unknown | unknownSingle Family_ | unknownSingle Family_FALSE
Water_00003003 | SITE_01893 | Room_00022931 | Bathroom_2 | Bathroom | Shower | 2.5 |  | 2.5 | 2.5 |  | Unknown | A few times per year | N/A | Unknown |  | N/A |  | N/A | WA | Single Family | Shower | 2400 | 2259.17 | Single Family | TRUE | FALSE | TRUE | FALSE | FALSE | 5647.925 | 0 | Single Family_TRUE | Single Family_FALSE | Single Family_TRUE | Single Family_FALSE | Single Family_FALSE | unknown | unknownSingle Family_FALSE | unknownSingle Family_TRUE
Water_00003004 | SITE_01893 | Room_00022931 | Bathroom_2 | Bathroom | Bathtub | unknown |  |  |  | N/A | N/A | N/A | N/A | Unknown |  | N/A |  | N/A | WA | Single Family | Bathtub | 2400 | 2259.17 | Single Family | FALSE | FALSE |  |  |  | 0 | 0 | Single Family_FALSE | Single Family_FALSE | Single Family_ | Single Family_ | Single Family_ | unknown | unknownSingle Family_ | unknownSingle Family_FALSE
Water_00003005 | SITE_01893 | Room_00022937 | Laundry_1 | Laundry | Shower / Bathtub combo with diverter valve | 2.5 |  | 2.5 | 2.2 |  | Secondary | A few times per year | N/A | Unknown |  | N/A |  | N/A | WA | Single Family | Shower | 2400 | 2259.17 | Single Family | TRUE | TRUE | TRUE | FALSE | FALSE | 5647.925 | 0 | Single Family_TRUE | Single Family_TRUE | Single Family_TRUE | Single Family_FALSE | Single Family_FALSE | unknown | unknownSingle Family_FALSE | unknownSingle Family_TRUE
Water_00003006 | SITE_01893 | Room_00022937 | Laundry_1 | Laundry | Bathroom Faucet | 1.4156 | 1.4156 |  | 1.6 |  | N/A | N/A | N/A | Bag | 0.796 |  | 1.274 |  | WA | Single Family | Bathroom Faucet | 2400 | 2259.17 | Single Family | FALSE | FALSE |  |  |  | 3197.9806 | 2878.1826 | Single Family_FALSE | Single Family_FALSE | Single Family_ | Single Family_ | Single Family_ | unknown | unknownSingle Family_ | unknownSingle Family_FALSE
Water_00003007 | SITE_01893 | Room_00022942 | Bathroom_4 | Bathroom | Bathroom Faucet | 1.7689 | 1.7689 |  | 2 |  | N/A | N/A | N/A | Bag | 0.796 |  | 1.592 |  | WA | Single Family | Bathroom Faucet | 2400 | 2259.17 | Single Family | FALSE | FALSE |  |  |  | 3996.2207 | 3596.5986 | Single Family_FALSE | Single Family_FALSE | Single Family_ | Single Family_ | Single Family_ | unknown | unknownSingle Family_ | unknownSingle Family_FALSE
Water_00003008 | SITE_01893 | Room_00022942 | Bathroom_4 | Bathroom | Bathroom Faucet | 1.4156 | 1.4156 |  | 1.6 |  | N/A | N/A | N/A | Bag | 0.796 |  | 1.274 |  | WA | Single Family | Bathroom Faucet | 2400 | 2259.17 | Single Family | FALSE | FALSE |  |  |  | 3197.9806 | 2878.1826 | Single Family_FALSE | Single Family_FALSE | Single Family_ | Single Family_ | Single Family_ | unknown | unknownSingle Family_ | unknownSingle Family_FALSE
Water_00003009 | SITE_01893 | Room_00022942 | Bathroom_4 | Bathroom | Shower | unknown |  |  | 2 |  | Primary | Daily / Almost Daily | N/A | Unknown |  | N/A |  | N/A | WA | Single Family | Shower | 2400 | 2259.17 | Single Family | TRUE | FALSE | FALSE | FALSE | FALSE | 0 | 0 | Single Family_TRUE | Single Family_FALSE | Single Family_FALSE | Single Family_FALSE | Single Family_FALSE | unknown | unknownSingle Family_FALSE | unknownSingle Family_TRUE
Water_00003010 | SITE_01893 | Room_00022943 | Kitchen_1 | Kitchen | Kitchen Faucet | 3.2722 | 3.2722 |  | 3.7 |  | N/A | N/A | N/A | Bag | 0.796 |  | 2.945 |  | WA | Single Family | Kitchen Faucet | 2400 | 2259.17 | Single Family | FALSE | FALSE |  |  |  | 7392.5063 | 6653.2557 | Single Family_FALSE | Single Family_FALSE | Single Family_ | Single Family_ | Single Family_ | unknown | unknownSingle Family_ | unknownSingle Family_FALSE
Water_00003011 | SITE_01683 | Room_00020843 | Kitchen_1 | Kitchen | Kitchen Faucet | 1.5 | 1.0611 | 1.5 | 1.2 |  | N/A | N/A | N/A | Bag | 0.796 |  | 0.955 |  | WA | Manufactured | Kitchen Faucet | 2191 | 1982.27 | Manufactured | FALSE | FALSE |  |  |  | 2973.405 | 1893.0678 | Manufactured_FALSE | Manufactured_FALSE | Manufactured_ | Manufactured_ | Manufactured_ | unknown | unknownManufactured_ | unknownManufactured_FALSE
Water_00003012 | SITE_01683 | Room_00020847 | Bathroom_1 | Bathroom | Bathroom Faucet | 1.4156 | 1.4156 |  | 1.6 |  | N/A | N/A | N/A | Bag | 0.796 |  | 1.274 |  | WA | Manufactured | Bathroom Faucet | 2191 | 1982.27 | Manufactured | FALSE | FALSE |  |  |  | 2806.0133 | 2525.412 | Manufactured_FALSE | Manufactured_FALSE | Manufactured_ | Manufactured_ | Manufactured_ | unknown | unknownManufactured_ | unknownManufactured_FALSE
Water_00003013 | SITE_01683 | Room_00020847 | Bathroom_1 | Bathroom | Shower / Bathtub combo with diverter valve | unknown |  |  | 1.4 |  | Secondary | Daily / Almost Daily | N/A | Unknown |  | N/A |  | N/A | WA | Manufactured | Shower | 2191 | 1982.27 | Manufactured | TRUE | TRUE | FALSE | FALSE | FALSE | 0 | 0 | Manufactured_TRUE | Manufactured_TRUE | Manufactured_FALSE | Manufactured_FALSE | Manufactured_FALSE | unknown | unknownManufactured_FALSE | unknownManufactured_TRUE
Water_00003014 | SITE_01683 | Room_00020851 | Bathroom_2 | Bathroom | Bathroom Faucet | 1.3267 | 1.3267 |  | 1.5 |  | N/A | N/A | Can't read | Bag | 0.796 |  | 1.194 |  | WA | Manufactured | Bathroom Faucet | 2191 | 1982.27 | Manufactured | FALSE | FALSE |  |  |  | 2629.8115 | 2366.8304 | Manufactured_FALSE | Manufactured_FALSE | Manufactured_ | Manufactured_ | Manufactured_ | unknown | unknownManufactured_ | unknownManufactured_FALSE
Water_00003015 | SITE_01683 | Room_00020851 | Bathroom_2 | Bathroom | Shower / Bathtub combo with diverter valve | unknown |  |  |  | Unknown | Primary | Daily / Almost Daily | Dual shower heads | Unknown |  | N/A |  | N/A | WA | Manufactured | Shower | 2191 | 1982.27 | Manufactured | TRUE | TRUE | FALSE | FALSE | FALSE | 0 | 0 | Manufactured_TRUE | Manufactured_TRUE | Manufactured_FALSE | Manufactured_FALSE | Manufactured_FALSE | unknown | unknownManufactured_FALSE | unknownManufactured_TRUE
Water_00003016 | SITE_01708 | Room_00021104 | Bathroom_6 | Bathroom | Shower | 2.5 |  | 2.5 | 2.52 |  | Primary | Daily / Almost Daily | N/A | Unknown |  | N/A |  | N/A | WA | Manufactured | Shower | 2216 | 1982.27 | Manufactured | TRUE | FALSE | TRUE | FALSE | FALSE | 4955.675 | 0 | Manufactured_TRUE | Manufactured_FALSE | Manufactured_TRUE | Manufactured_FALSE | Manufactured_FALSE | unknown | unknownManufactured_FALSE | unknownManufactured_TRUE
Water_00003017 | SITE_01708 | Room_00021104 | Bathroom_6 | Bathroom | Bathroom Faucet | 2 |  | 2 | 2 |  | N/A | N/A | N/A | Unknown |  | N/A |  | N/A | WA | Manufactured | Bathroom Faucet | 2216 | 1982.27 | Manufactured | FALSE | FALSE |  |  |  | 3964.54 | 0 | Manufactured_FALSE | Manufactured_FALSE | Manufactured_ | Manufactured_ | Manufactured_ | unknown | unknownManufactured_ | unknownManufactured_FALSE
Water_00003018 | SITE_01715 | Room_00021162 | Kitchen_1 | Kitchen | Kitchen Faucet | 2.2 | 0.88444 | 2.2 | 1 |  | N/A | N/A | N/A | Bag | 0.796 |  | 0.796 |  | WA | Manufactured | Kitchen Faucet | 2223 | 1982.27 | Manufactured | FALSE | FALSE |  |  |  | 4360.994 | 1577.8869 | Manufactured_FALSE | Manufactured_FALSE | Manufactured_ | Manufactured_ | Manufactured_ | unknown | unknownManufactured_ | unknownManufactured_FALSE
Water_00003019 | SITE_01715 | Room_00021164 | Bathroom_1 | Bathroom | Shower / Bathtub combo with diverter valve | unknown |  |  | 0.5 |  | Secondary | A few times per year | N/A | Unknown |  | N/A |  | N/A | WA | Manufactured | Shower | 2223 | 1982.27 | Manufactured | TRUE | TRUE | FALSE | FALSE | FALSE | 0 | 0 | Manufactured_TRUE | Manufactured_TRUE | Manufactured_FALSE | Manufactured_FALSE | Manufactured_FALSE | unknown | unknownManufactured_FALSE | unknownManufactured_TRUE
Water_00003020 | SITE_01715 | Room_00021164 | Bathroom_1 | Bathroom | Bathroom Faucet | 1 |  | 1 | 1 |  | N/A | N/A | N/A | Unknown |  | N/A |  | N/A | WA | Manufactured | Bathroom Faucet | 2223 | 1982.27 | Manufactured | FALSE | FALSE |  |  |  | 1982.27 | 0 | Manufactured_FALSE | Manufactured_FALSE | Manufactured_ | Manufactured_ | Manufactured_ | unknown | unknownManufactured_ | unknownManufactured_FALSE
Water_00003021 | SITE_01707 | Room_00021092 | Bathroom_6 | Bathroom | Shower / Bathtub combo with diverter valve | 2.5 |  | 2.5 | 1.5 |  | Primary | Daily / Almost Daily | N/A | Unknown |  | N/A |  | N/A | WA | Manufactured | Shower | 2215 | 1982.27 | Manufactured | TRUE | TRUE | TRUE | FALSE | FALSE | 4955.675 | 0 | Manufactured_TRUE | Manufactured_TRUE | Manufactured_TRUE | Manufactured_FALSE | Manufactured_FALSE | unknown | unknownManufactured_FALSE | unknownManufactured_TRUE
Water_00003022 | SITE_01707 | Room_00021092 | Bathroom_6 | Bathroom | Bathroom Faucet | 2.2 |  | 2.2 | 2 |  | N/A | N/A | N/A | Unknown |  | N/A |  | N/A | WA | Manufactured | Bathroom Faucet | 2215 | 1982.27 | Manufactured | FALSE | FALSE |  |  |  | 4360.994 | 0 | Manufactured_FALSE | Manufactured_FALSE | Manufactured_ | Manufactured_ | Manufactured_ | unknown | unknownManufactured_ | unknownManufactured_FALSE
Water_00003023 | SITE_01709 | Room_00021115 | Bathroom_6 | Bathroom | Shower | unknown |  |  | 2.5 |  | Primary | A few times per week | N/A | Unknown |  | N/A |  | N/A | WA | Manufactured | Shower | 2217 | 1982.27 | Manufactured | TRUE | FALSE | FALSE | FALSE | FALSE | 0 | 0 | Manufactured_TRUE | Manufactured_FALSE | Manufactured_FALSE | Manufactured_FALSE | Manufactured_FALSE | unknown | unknownManufactured_FALSE | unknownManufactured_TRUE
Water_00003024 | SITE_01709 | Room_00021115 | Bathroom_6 | Bathroom | Bathroom Faucet | 2 |  | 2 | 2.5 |  | N/A | N/A | N/A | Unknown |  | N/A |  | N/A | WA | Manufactured | Bathroom Faucet | 2217 | 1982.27 | Manufactured | FALSE | FALSE |  |  |  | 3964.54 | 0 | Manufactured_FALSE | Manufactured_FALSE | Manufactured_ | Manufactured_ | Manufactured_ | unknown | unknownManufactured_ | unknownManufactured_FALSE
Water_00003025 | SITE_01709 | Room_00021115 | Bathroom_6 | Bathroom | Bathroom Faucet | 2 |  | 2 | 2.5 |  | N/A | N/A | N/A | Unknown |  | N/A |  | N/A | WA | Manufactured | Bathroom Faucet | 2217 | 1982.27 | Manufactured | FALSE | FALSE |  |  |  | 3964.54 | 0 | Manufactured_FALSE | Manufactured_FALSE | Manufactured_ | Manufactured_ | Manufactured_ | unknown | unknownManufactured_ | unknownManufactured_FALSE
Water_00003026 | SITE_01704 | Room_00021065 | Bathroom_1 | Bathroom | Bathroom Faucet | 2 |  | 2 | 3 |  | N/A | N/A | N/A | Unknown |  | N/A |  | N/A | WA | Manufactured | Bathroom Faucet | 2212 | 997.59 | Manufactured | FALSE | FALSE |  |  |  | 1995.18 | 0 | Manufactured_FALSE | Manufactured_FALSE | Manufactured_ | Manufactured_ | Manufactured_ | unknown | unknownManufactured_ | unknownManufactured_FALSE
Water_00003027 | SITE_01704 | Room_00021065 | Bathroom_1 | Bathroom | Shower / Bathtub combo with diverter valve | unknown |  |  |  | Unknown | Secondary | Never | Shower head disconnected. Area used as storage. | Unknown |  | N/A |  | N/A | WA | Manufactured | Shower | 2212 | 997.59 | Manufactured | TRUE | TRUE | FALSE | FALSE | FALSE | 0 | 0 | Manufactured_TRUE | Manufactured_TRUE | Manufactured_FALSE | Manufactured_FALSE | Manufactured_FALSE | unknown | unknownManufactured_FALSE | unknownManufactured_TRUE
Water_00003028 | SITE_01704 | Room_00021067 | Bathroom_2 | Bathroom | Bathroom Faucet | unknown |  |  | 2.5 |  | N/A | N/A | N/A | Unknown |  | N/A |  | N/A | WA | Manufactured | Bathroom Faucet | 2212 | 997.59 | Manufactured | FALSE | FALSE |  |  |  | 0 | 0 | Manufactured_FALSE | Manufactured_FALSE | Manufactured_ | Manufactured_ | Manufactured_ | unknown | unknownManufactured_ | unknownManufactured_FALSE
Water_00003029 | SITE_01704 | Room_00021067 | Bathroom_2 | Bathroom | Bathroom Faucet | unknown |  |  | 4 |  | N/A | N/A | N/A | Unknown |  | N/A |  | N/A | WA | Manufactured | Bathroom Faucet | 2212 | 997.59 | Manufactured | FALSE | FALSE |  |  |  | 0 | 0 | Manufactured_FALSE | Manufactured_FALSE | Manufactured_ | Manufactured_ | Manufactured_ | unknown | unknownManufactured_ | unknownManufactured_FALSE
Water_00003030 | SITE_01704 | Room_00021067 | Bathroom_2 | Bathroom | Shower | unknown |  |  | 3 |  | Primary | A few times per week | N/A | Unknown |  | N/A |  | N/A | WA | Manufactured | Shower | 2212 | 997.59 | Manufactured | TRUE | FALSE | FALSE | FALSE | FALSE | 0 | 0 | Manufactured_TRUE | Manufactured_FALSE | Manufactured_FALSE | Manufactured_FALSE | Manufactured_FALSE | unknown | unknownManufactured_FALSE | unknownManufactured_TRUE
Water_00003031 | SITE_01764 | Room_00021609 | Bathroom_6 | Bathroom | Bathroom Faucet | 1.5 |  | 1.5 | 1.5 |  | N/A | N/A | N/A | Unknown |  | N/A |  | N/A | WA | Manufactured | Bathroom Faucet | 2272 | 997.59 | Manufactured | FALSE | FALSE |  |  |  | 1496.385 | 0 | Manufactured_FALSE | Manufactured_FALSE | Manufactured_ | Manufactured_ | Manufactured_ | unknown | unknownManufactured_ | unknownManufactured_FALSE
Water_00003032 | SITE_01764 | Room_00021609 | Bathroom_6 | Bathroom | Shower / Bathtub combo with diverter valve | unknown |  |  | 2.5 |  | Primary | Daily / Almost Daily | N/A | Unknown |  | N/A |  | N/A | WA | Manufactured | Shower | 2272 | 997.59 | Manufactured | TRUE | TRUE | FALSE | FALSE | FALSE | 0 | 0 | Manufactured_TRUE | Manufactured_TRUE | Manufactured_FALSE | Manufactured_FALSE | Manufactured_FALSE | unknown | unknownManufactured_FALSE | unknownManufactured_TRUE
Water_00003033 | SITE_01765 | Room_00021619 | Kitchen_1 | Kitchen | Kitchen Faucet | 1.7689 | 1.7689 |  | 2 |  | N/A | N/A | N/A | Bag | 0.796 |  | 1.592 |  | WA | Multifamily Residence | Kitchen Faucet | 2273 | 2002.11 | Multifamily Residence | FALSE | FALSE |  |  |  | 3541.5101 | 3187.3591 | Multifamily Residence_FALSE | Multifamily Residence_FALSE | Multifamily Residence_ | Multifamily Residence_ | Multifamily Residence_ | unknown | unknownMultifamily Residence_ | unknownMultifamily Residence_FALSE
Water_00003034 | SITE_01765 | Room_00021624 | Bathroom_1 | Bathroom | Bathroom Faucet | unknown |  |  | 1.5 |  | N/A | N/A | N/A | Unknown |  | N/A |  | N/A | WA | Multifamily Residence | Bathroom Faucet | 2273 | 2002.11 | Multifamily Residence | FALSE | FALSE |  |  |  | 0 | 0 | Multifamily Residence_FALSE | Multifamily Residence_FALSE | Multifamily Residence_ | Multifamily Residence_ | Multifamily Residence_ | unknown | unknownMultifamily Residence_ | unknownMultifamily Residence_FALSE
Water_00003035 | SITE_01765 | Room_00021624 | Bathroom_1 | Bathroom | Shower / Bathtub combo with diverter valve | unknown |  |  | 3.5 |  | Primary | Daily / Almost Daily | N/A | Unknown |  | N/A |  | N/A | WA | Multifamily Residence | Shower | 2273 | 2002.11 | Multifamily Residence | TRUE | TRUE | FALSE | FALSE | FALSE | 0 | 0 | Multifamily Residence_TRUE | Multifamily Residence_TRUE | Multifamily Residence_FALSE | Multifamily Residence_FALSE | Multifamily Residence_FALSE | unknown | unknownMultifamily Residence_FALSE | unknownMultifamily Residence_TRUE
Water_00003036 | SITE_01780 | Room_00021719 | Bathroom_1 | Bathroom | Bathroom Faucet | 1.5 |  | 1.5 | 1.2 |  | N/A | N/A | N/A | Unknown |  | N/A |  | N/A | WA | Multifamily Residence | Bathroom Faucet | 2288 | 2804.94 | Multifamily Residence | FALSE | FALSE |  |  |  | 4207.41 | 0 | Multifamily Residence_FALSE | Multifamily Residence_FALSE | Multifamily Residence_ | Multifamily Residence_ | Multifamily Residence_ | unknown | unknownMultifamily Residence_ | unknownMultifamily Residence_FALSE
Water_00003037 | SITE_01780 | Room_00021719 | Bathroom_1 | Bathroom | Shower / Bathtub combo with diverter valve | 2 |  | 2 | 2 |  | Primary | Daily / Almost Daily | N/A | Unknown |  | N/A |  | N/A | WA | Multifamily Residence | Shower | 2288 | 2804.94 | Multifamily Residence | TRUE | TRUE | TRUE | FALSE | FALSE | 5609.88 | 0 | Multifamily Residence_TRUE | Multifamily Residence_TRUE | Multifamily Residence_TRUE | Multifamily Residence_FALSE | Multifamily Residence_FALSE | unknown | unknownMultifamily Residence_FALSE | unknownMultifamily Residence_TRUE
Water_00003038 | SITE_01598 | Room_00019770 | Bathroom_1 | Bathroom | Bathroom Faucet | 1.7689 | 1.7689 |  | 2 |  | N/A | N/A | N/A | Bag | 0.796 |  | 1.592 |  | WA | Single Family | Bathroom Faucet | 2107 | 235.4 | Single Family | FALSE | FALSE |  |  |  | 416.3964 | 374.7568 | Single Family_FALSE | Single Family_FALSE | Single Family_ | Single Family_ | Single Family_ | unknown | unknownSingle Family_ | unknownSingle Family_FALSE
Water_00003039 | SITE_01598 | Room_00019770 | Bathroom_1 | Bathroom | Shower | unknown |  |  |  | Unknown | Secondary | A few times per week | Dual head shower | Unknown |  | N/A |  | N/A | WA | Single Family | Shower | 2107 | 235.4 | Single Family | TRUE | FALSE | FALSE | FALSE | FALSE | 0 | 0 | Single Family_TRUE | Single Family_FALSE | Single Family_FALSE | Single Family_FALSE | Single Family_FALSE | unknown | unknownSingle Family_FALSE | unknownSingle Family_TRUE
Water_00003040 | SITE_01598 | Room_00019776 | Bathroom_2 | Bathroom | Bathroom Faucet | 1.5033 | 1.5033 |  | 1.7 |  | N/A | N/A | N/A | Bag | 0.796 |  | 1.353 |  | WA | Single Family | Bathroom Faucet | 2107 | 235.4 | Single Family | FALSE | FALSE |  |  |  | 353.8847 | 318.4962 | Single Family_FALSE | Single Family_FALSE | Single Family_ | Single Family_ | Single Family_ | unknown | unknownSingle Family_ | unknownSingle Family_FALSE
Water_00003041 | SITE_01598 | Room_00019776 | Bathroom_2 | Bathroom | Shower | unknown |  |  |  | Unknown | Primary | Daily / Almost Daily | Also dual shower heads | Unknown |  | N/A |  | N/A | WA | Single Family | Shower | 2107 | 235.4 | Single Family | TRUE | FALSE | FALSE | FALSE | FALSE | 0 | 0 | Single Family_TRUE | Single Family_FALSE | Single Family_FALSE | Single Family_FALSE | Single Family_FALSE | unknown | unknownSingle Family_FALSE | unknownSingle Family_TRUE
Water_00003042 | SITE_01598 | Room_00019779 | Kitchen_1 | Kitchen | Kitchen Faucet | 1.8578 | 1.8578 |  | 2.1 |  | N/A | N/A | N/A | Bag | 0.796 |  | 1.672 |  | WA | Single Family | Kitchen Faucet | 2107 | 235.4 | Single Family | FALSE | FALSE |  |  |  | 437.3209 | 393.5888 | Single Family_FALSE | Single Family_FALSE | Single Family_ | Single Family_ | Single Family_ | unknown | unknownSingle Family_ | unknownSingle Family_FALSE
Water_00003043 | SITE_01743 | Room_00021429 | Bathroom_1 | Bathroom | Shower / Bathtub combo with diverter valve | 2.5 |  | 2.5 | 2 |  | Primary | Daily / Almost Daily | N/A | Unknown |  | N/A |  | N/A | WA | Multifamily Residence | Shower | 2251 | 2383.66 | Multifamily Residence | TRUE | TRUE | TRUE | FALSE | FALSE | 5959.15 | 0 | Multifamily Residence_TRUE | Multifamily Residence_TRUE | Multifamily Residence_TRUE | Multifamily Residence_FALSE | Multifamily Residence_FALSE | unknown | unknownMultifamily Residence_FALSE | unknownMultifamily Residence_TRUE
Water_00003044 | SITE_01743 | Room_00021429 | Bathroom_1 | Bathroom | Bathroom Faucet | 2.2 |  | 2.2 | 2.5 |  | N/A | N/A | N/A | Unknown |  | N/A |  | N/A | WA | Multifamily Residence | Bathroom Faucet | 2251 | 2383.66 | Multifamily Residence | FALSE | FALSE |  |  |  | 5244.052 | 0 | Multifamily Residence_FALSE | Multifamily Residence_FALSE | Multifamily Residence_ | Multifamily Residence_ | Multifamily Residence_ | unknown | unknownMultifamily Residence_ | unknownMultifamily Residence_FALSE
Water_00003045 | SITE_01743 | Room_00021430 | Kitchen_1 | Kitchen | Kitchen Faucet | 1.3267 | 1.3267 |  | 1.5 |  | N/A | N/A | N/A | Bag | 0.796 |  | 1.194 |  | WA | Multifamily Residence | Kitchen Faucet | 2251 | 2383.66 | Multifamily Residence | FALSE | FALSE |  |  |  | 3162.3223 | 2846.09 | Multifamily Residence_FALSE | Multifamily Residence_FALSE | Multifamily Residence_ | Multifamily Residence_ | Multifamily Residence_ | unknown | unknownMultifamily Residence_ | unknownMultifamily Residence_FALSE
Water_00003046 | SITE_01743 | Room_00021433 | Bathroom_2 | Bathroom | Shower / Bathtub combo with diverter valve | unknown |  |  |  | Unknown | Secondary | Never | Used for storage. | Unknown |  | N/A |  | N/A | WA | Multifamily Residence | Shower | 2251 | 2383.66 | Multifamily Residence | TRUE | TRUE | FALSE | FALSE | FALSE | 0 | 0 | Multifamily Residence_TRUE | Multifamily Residence_TRUE | Multifamily Residence_FALSE | Multifamily Residence_FALSE | Multifamily Residence_FALSE | unknown | unknownMultifamily Residence_FALSE | unknownMultifamily Residence_TRUE
Water_00003047 | SITE_01743 | Room_00021433 | Bathroom_2 | Bathroom | Bathroom Faucet | 2.2 |  | 2.2 | 2 |  | N/A | N/A | N/A | Unknown |  | N/A |  | N/A | WA | Multifamily Residence | Bathroom Faucet | 2251 | 2383.66 | Multifamily Residence | FALSE | FALSE |  |  |  | 5244.052 | 0 | Multifamily Residence_FALSE | Multifamily Residence_FALSE | Multifamily Residence_ | Multifamily Residence_ | Multifamily Residence_ | unknown | unknownMultifamily Residence_ | unknownMultifamily Residence_FALSE
Water_00003048 | SITE_00924 | Room_00015037 | Bathroom_1 | Bathroom | Bathroom Faucet | 1.99 | 1.99 |  | 2.25 |  | N/A | N/A | N/A | Bag | 0.796 |  | 1.791 |  | MT | Manufactured | Bathroom Faucet | 1441 | 331.65 | Manufactured | FALSE | FALSE |  |  |  | 659.9835 | 593.9851 | Manufactured_FALSE | Manufactured_FALSE | Manufactured_ | Manufactured_ | Manufactured_ | unknown | unknownManufactured_ | unknownManufactured_FALSE
Water_00003049 | SITE_00924 | Room_00015037 | Bathroom_1 | Bathroom | Shower | 3.5389 | 3.5389 |  | 3.75 |  | Primary | Daily / Almost Daily | N/A | Bag | 0.8492 |  | 3.185 |  | MT | Manufactured | Shower | 1441 | 331.65 | Manufactured | TRUE | FALSE | TRUE | TRUE | TRUE | 1173.6725 | 1056.3052 | Manufactured_TRUE | Manufactured_FALSE | Manufactured_TRUE | Manufactured_TRUE | Manufactured_TRUE | gt2.5gpm | gt2.5gpmManufactured_TRUE | gt2.5gpmManufactured_TRUE
Water_00003050 | SITE_00924 | Room_00015041 | Kitchen_1 | Kitchen | Bathroom Faucet | 1.99 | 1.99 |  | 2.25 |  | N/A | N/A | N/A | Bag | 0.796 |  | 1.791 |  | MT | Manufactured | Bathroom Faucet | 1441 | 331.65 | Manufactured | FALSE | FALSE |  |  |  | 659.9835 | 593.9851 | Manufactured_FALSE | Manufactured_FALSE | Manufactured_ | Manufactured_ | Manufactured_ | unknown | unknownManufactured_ | unknownManufactured_FALSE
Water_00003051 | SITE_00924 | Room_00015043 | Bathroom_2 | Bathroom | Bathroom Faucet | 2.2111 | 2.2111 |  | 2.5 |  | N/A | N/A | N/A | Bag | 0.796 |  | 1.99 |  | MT | Manufactured | Bathroom Faucet | 1441 | 331.65 | Manufactured | FALSE | FALSE |  |  |  | 733.315 | 659.9835 | Manufactured_FALSE | Manufactured_FALSE | Manufactured_ | Manufactured_ | Manufactured_ | unknown | unknownManufactured_ | unknownManufactured_FALSE
Water_00003052 | SITE_00924 | Room_00015043 | Bathroom_2 | Bathroom | Shower / Bathtub combo with diverter valve | 1.18 | 1.18 |  | 1.25 |  | Secondary | A few times per year | Unable get majority of flow through showerhead | Bag | 0.8492 |  | 1.062 |  | MT | Manufactured | Shower | 1441 | 331.65 | Manufactured | TRUE | TRUE | TRUE | TRUE | TRUE | 391.347 | 352.2123 | Manufactured_TRUE | Manufactured_TRUE | Manufactured_TRUE | Manufactured_TRUE | Manufactured_TRUE | <1.5gpm | <1.5gpmManufactured_TRUE | <1.5gpmManufactured_TRUE
Water_00003053 | SITE_00954 | Room_00015115 | Bathroom_2 | Bathroom | Bathroom Faucet | 1.5 | 1.99 | 1.5 | 2.25 |  | N/A | N/A | N/A | Bag | 0.796 |  | 1.791 |  | MT | Single Family | Bathroom Faucet | 1471 | 1882.4 | Single Family | FALSE | FALSE |  |  |  | 2823.6 | 3371.3784 | Single Family_FALSE | Single Family_FALSE | Single Family_ | Single Family_ | Single Family_ | unknown | unknownSingle Family_ | unknownSingle Family_FALSE
Water_00003054 | SITE_00954 | Room_00015115 | Bathroom_2 | Bathroom | Shower / Bathtub combo with diverter valve | 1.6 | 2.1233 | 1.6 | 2.25 |  | Primary | A few times per week | N/A | Bag | 0.8492 |  | 1.911 |  | MT | Single Family | Shower | 1471 | 1882.4 | Single Family | TRUE | TRUE | TRUE | TRUE | TRUE | 3011.84 | 3597.2664 | Single Family_TRUE | Single Family_TRUE | Single Family_TRUE | Single Family_TRUE | Single Family_TRUE | 1.8gpm | 1.8gpmSingle Family_TRUE | 1.8gpmSingle Family_TRUE
Water_00003055 | SITE_00954 | Room_00015114 | Bathroom_1 | Bathroom | Shower | 2.5944 | 2.5944 |  | 2.75 |  | Secondary | A few times per week | N/A | Bag | 0.8492 |  | 2.335 |  | MT | Single Family | Shower | 1471 | 1882.4 | Single Family | TRUE | FALSE | TRUE | TRUE | TRUE | 4883.7822 | 4395.404 | Single Family_TRUE | Single Family_FALSE | Single Family_TRUE | Single Family_TRUE | Single Family_TRUE | gt2.5gpm | gt2.5gpmSingle Family_TRUE | gt2.5gpmSingle Family_TRUE
Water_00003056 | SITE_00954 | Room_00015114 | Bathroom_1 | Bathroom | Bathroom Faucet | 1.5 | 1.5478 | 1.5 | 1.75 |  | N/A | N/A | N/A | Bag | 0.796 |  | 1.393 |  | MT | Single Family | Bathroom Faucet | 1471 | 1882.4 | Single Family | FALSE | FALSE |  |  |  | 2823.6 | 2622.1832 | Single Family_FALSE | Single Family_FALSE | Single Family_ | Single Family_ | Single Family_ | unknown | unknownSingle Family_ | unknownSingle Family_FALSE
Water_00003057 | SITE_00954 | Room_00015118 | Kitchen_1 | Kitchen | Kitchen Faucet | 1.7689 | 1.7689 |  | 2 |  | N/A | N/A | N/A | Bag | 0.796 |  | 1.592 |  | MT | Single Family | Kitchen Faucet | 1471 | 1882.4 | Single Family | FALSE | FALSE |  |  |  | 3329.7564 | 2996.7808 | Single Family_FALSE | Single Family_FALSE | Single Family_ | Single Family_ | Single Family_ | unknown | unknownSingle Family_ | unknownSingle Family_FALSE
Water_00003058 | SITE_00954 | Room_00015120 | Laundry_1 | Laundry | Kitchen Faucet | unknown |  |  |  | Unknown | N/A | N/A | Measured flow greater than 5 | Bag | 0.796 |  |  | Unknown | MT | Single Family | Kitchen Faucet | 1471 | 1882.4 | Single Family | FALSE | FALSE |  |  |  | 0 | 0 | Single Family_FALSE | Single Family_FALSE | Single Family_ | Single Family_ | Single Family_ | unknown | unknownSingle Family_ | unknownSingle Family_FALSE
Water_00003059 | SITE_01044 | Room_00015421 | Kitchen_1 | Kitchen | Kitchen Faucet | 1.5 | 1.99 | 1.5 | 2.25 |  | N/A | N/A | N/A | Bag | 0.796 |  | 1.791 |  | MT | Single Family | Kitchen Faucet | 1560 | 1882.4 | Single Family | FALSE | FALSE |  |  |  | 2823.6 | 3371.3784 | Single Family_FALSE | Single Family_FALSE | Single Family_ | Single Family_ | Single Family_ | unknown | unknownSingle Family_ | unknownSingle Family_FALSE
Water_00003060 | SITE_01044 | Room_00015428 | Bathroom_1 | Bathroom | Shower | 2 | 2.5944 | 2 | 2.75 |  | Primary | Daily / Almost Daily | N/A | Bag | 0.8492 |  | 2.335 |  | MT | Single Family | Shower | 1560 | 1882.4 | Single Family | TRUE | FALSE | TRUE | TRUE | TRUE | 3764.8 | 4395.404 | Single Family_TRUE | Single Family_FALSE | Single Family_TRUE | Single Family_TRUE | Single Family_TRUE | 2.0gpm | 2.0gpmSingle Family_TRUE | 2.0gpmSingle Family_TRUE
Water_00003061 | SITE_01044 | Room_00015428 | Bathroom_1 | Bathroom | Bathroom Faucet | 1.5 | 1.7689 | 1.5 | 2 |  | N/A | N/A | N/A | Bag | 0.796 |  | 1.592 |  | MT | Single Family | Bathroom Faucet | 1560 | 1882.4 | Single Family | FALSE | FALSE |  |  |  | 2823.6 | 2996.7808 | Single Family_FALSE | Single Family_FALSE | Single Family_ | Single Family_ | Single Family_ | unknown | unknownSingle Family_ | unknownSingle Family_FALSE
Water_00003062 | SITE_01044 | Room_00015430 | Bathroom_2 | Bathroom | Bathroom Faucet | 1.5 | 1.7689 | 1.5 | 2 |  | N/A | N/A | N/A | Bag | 0.796 |  | 1.592 |  | MT | Single Family | Bathroom Faucet | 1560 | 1882.4 | Single Family | FALSE | FALSE |  |  |  | 2823.6 | 2996.7808 | Single Family_FALSE | Single Family_FALSE | Single Family_ | Single Family_ | Single Family_ | unknown | unknownSingle Family_ | unknownSingle Family_FALSE
Water_00003063 | SITE_01044 | Room_00015430 | Bathroom_2 | Bathroom | Shower / Bathtub combo with diverter valve | 2 | 2.1233 | 2 | 2.25 |  | Secondary | A few times per year | N/A | Bag | 0.8492 |  | 1.911 |  | MT | Single Family | Shower | 1560 | 1882.4 | Single Family | TRUE | TRUE | TRUE | TRUE | TRUE | 3764.8 | 3597.2664 | Single Family_TRUE | Single Family_TRUE | Single Family_TRUE | Single Family_TRUE | Single Family_TRUE | 2.0gpm | 2.0gpmSingle Family_TRUE | 2.0gpmSingle Family_TRUE
Water_00003064 | SITE_01044 | Room_00015432 | Laundry_1 | Laundry | Kitchen Faucet | 1.5 | 1.99 | 1.5 | 2.25 |  | N/A | N/A | N/A | Bag | 0.796 |  | 1.791 |  | MT | Single Family | Kitchen Faucet | 1560 | 1882.4 | Single Family | FALSE | FALSE |  |  |  | 2823.6 | 3371.3784 | Single Family_FALSE | Single Family_FALSE | Single Family_ | Single Family_ | Single Family_ | unknown | unknownSingle Family_ | unknownSingle Family_FALSE
Water_00003065 | SITE_00953 | Room_00015101 | Kitchen_1 | Kitchen | Kitchen Faucet | 2.2 | 1.1056 | 2.2 | 1.25 |  | N/A | N/A | N/A | Bag | 0.796 |  | 0.995 |  | MT | Multifamily Residence | Kitchen Faucet | 1470 | 2103.18 | Multifamily Residence | FALSE | FALSE |  |  |  | 4626.996 | 2092.6641 | Multifamily Residence_FALSE | Multifamily Residence_FALSE | Multifamily Residence_ | Multifamily Residence_ | Multifamily Residence_ | unknown | unknownMultifamily Residence_ | unknownMultifamily Residence_FALSE
Water_00003066 | SITE_00953 | Room_00015104 | Bathroom_1 | Bathroom | Bathroom Faucet | 1.5 | 1.99 | 1.5 | 2.25 |  | N/A | N/A | N/A | Bag | 0.796 |  | 1.791 |  | MT | Multifamily Residence | Bathroom Faucet | 1470 | 2103.18 | Multifamily Residence | FALSE | FALSE |  |  |  | 3154.77 | 3766.7954 | Multifamily Residence_FALSE | Multifamily Residence_FALSE | Multifamily Residence_ | Multifamily Residence_ | Multifamily Residence_ | unknown | unknownMultifamily Residence_ | unknownMultifamily Residence_FALSE
Water_00003067 | SITE_00953 | Room_00015104 | Bathroom_1 | Bathroom | Shower | 2.5 |  | 2.5 |  | Unknown | Primary | Daily / Almost Daily | Too much in way to measure. | Bag | 0.8492 |  |  | Unknown | MT | Multifamily Residence | Shower | 1470 | 2103.18 | Multifamily Residence | TRUE | FALSE | TRUE | FALSE | FALSE | 5257.95 | 0 | Multifamily Residence_TRUE | Multifamily Residence_FALSE | Multifamily Residence_TRUE | Multifamily Residence_FALSE | Multifamily Residence_FALSE | unknown | unknownMultifamily Residence_FALSE | unknownMultifamily Residence_TRUE
Water_00003068 | SITE_01033 | Room_00015373 | Bathroom_1 | Bathroom | Bathroom Faucet | 1.99 | 1.99 |  | 2.25 |  | N/A | N/A | N/A | Bag | 0.796 |  | 1.791 |  | MT | Single Family | Bathroom Faucet | 1549 | 2661.5 | Single Family | FALSE | FALSE |  |  |  | 5296.385 | 4766.7465 | Single Family_FALSE | Single Family_FALSE | Single Family_ | Single Family_ | Single Family_ | unknown | unknownSingle Family_ | unknownSingle Family_FALSE
Water_00003069 | SITE_01033 | Room_00015373 | Bathroom_1 | Bathroom | Shower / Bathtub combo with diverter valve | 2.5944 | 2.5944 |  | 2.75 |  | Secondary | A few times per year | N/A | Bag | 0.8492 |  | 2.335 |  | MT | Single Family | Shower | 1549 | 2661.5 | Single Family | TRUE | TRUE | TRUE | TRUE | TRUE | 6905.1139 | 6214.6025 | Single Family_TRUE | Single Family_TRUE | Single Family_TRUE | Single Family_TRUE | Single Family_TRUE | gt2.5gpm | gt2.5gpmSingle Family_TRUE | gt2.5gpmSingle Family_TRUE
Water_00003070 | SITE_01033 | Room_00015376 | Kitchen_1 | Kitchen | Kitchen Faucet | 1.75 | 1.99 | 1.75 | 2.25 |  | N/A | N/A | N/A | Bag | 0.796 |  | 1.791 |  | MT | Single Family | Kitchen Faucet | 1549 | 2661.5 | Single Family | FALSE | FALSE |  |  |  | 4657.625 | 4766.7465 | Single Family_FALSE | Single Family_FALSE | Single Family_ | Single Family_ | Single Family_ | unknown | unknownSingle Family_ | unknownSingle Family_FALSE
Water_00003071 | SITE_01033 | Room_00015377 | Laundry_1 | Laundry | Kitchen Faucet | 3.0956 | 3.0956 |  | 3.5 |  | N/A | N/A | N/A | Bag | 0.796 |  | 2.786 |  | MT | Single Family | Kitchen Faucet | 1549 | 2661.5 | Single Family | FALSE | FALSE |  |  |  | 8238.8211 | 7414.939 | Single Family_FALSE | Single Family_FALSE | Single Family_ | Single Family_ | Single Family_ | unknown | unknownSingle Family_ | unknownSingle Family_FALSE
Water_00003072 | SITE_01033 | Room_00015381 | Bathroom_2 | Bathroom | Bathroom Faucet | 2.2111 | 2.2111 |  | 2.5 |  | N/A | N/A | N/A | Bag | 0.796 |  | 1.99 |  | MT | Single Family | Bathroom Faucet | 1549 | 2661.5 | Single Family | FALSE | FALSE |  |  |  | 5884.8722 | 5296.385 | Single Family_FALSE | Single Family_FALSE | Single Family_ | Single Family_ | Single Family_ | unknown | unknownSingle Family_ | unknownSingle Family_FALSE
Water_00003073 | SITE_01033 | Room_00015381 | Bathroom_2 | Bathroom | Bathroom Faucet | 2.6533 | 2.6533 |  | 3 |  | N/A | N/A | N/A | Bag | 0.796 |  | 2.388 |  | MT | Single Family | Bathroom Faucet | 1549 | 2661.5 | Single Family | FALSE | FALSE |  |  |  | 7061.8467 | 6355.662 | Single Family_FALSE | Single Family_FALSE | Single Family_ | Single Family_ | Single Family_ | unknown | unknownSingle Family_ | unknownSingle Family_FALSE
Water_00003074 | SITE_01033 | Room_00015381 | Bathroom_2 | Bathroom | Shower | 2.5 | 2.5944 | 2.5 | 2.75 |  | Primary | Daily / Almost Daily | N/A | Bag | 0.8492 |  | 2.335 |  | MT | Single Family | Shower | 1549 | 2661.5 | Single Family | TRUE | FALSE | TRUE | TRUE | TRUE | 6653.75 | 6214.6025 | Single Family_TRUE | Single Family_FALSE | Single Family_TRUE | Single Family_TRUE | Single Family_TRUE | 2.5gpm | 2.5gpmSingle Family_TRUE | 2.5gpmSingle Family_TRUE
Water_00003075 | SITE_01033 | Room_00015382 | Bathroom_3 | Bathroom | Bathroom Faucet | 2.6533 | 2.6533 |  | 3 |  | N/A | N/A | N/A | Bag | 0.796 |  | 2.388 |  | MT | Single Family | Bathroom Faucet | 1549 | 2661.5 | Single Family | FALSE | FALSE |  |  |  | 7061.8467 | 6355.662 | Single Family_FALSE | Single Family_FALSE | Single Family_ | Single Family_ | Single Family_ | unknown | unknownSingle Family_ | unknownSingle Family_FALSE
Water_00003076 | SITE_01033 | Room_00015382 | Bathroom_3 | Bathroom | Shower | 2 | 2.5944 | 2 | 2.75 |  | Secondary | A few times per year | N/A | Bag | 0.8492 |  | 2.335 |  | MT | Single Family | Shower | 1549 | 2661.5 | Single Family | TRUE | FALSE | TRUE | TRUE | TRUE | 5323 | 6214.6025 | Single Family_TRUE | Single Family_FALSE | Single Family_TRUE | Single Family_TRUE | Single Family_TRUE | 2.0gpm | 2.0gpmSingle Family_TRUE | 2.0gpmSingle Family_TRUE
Water_00003077 | SITE_01033 | Room_00015384 | Family Room_1 | Family Room | Kitchen Faucet | 1.7689 | 1.7689 |  | 2 |  | N/A | N/A | N/A | Bag | 0.796 |  | 1.592 |  | MT | Single Family | Kitchen Faucet | 1549 | 2661.5 | Single Family | FALSE | FALSE |  |  |  | 4707.8978 | 4237.108 | Single Family_FALSE | Single Family_FALSE | Single Family_ | Single Family_ | Single Family_ | unknown | unknownSingle Family_ | unknownSingle Family_FALSE
Water_00003078 | SITE_01892 | Room_00022912 | Kitchen_1 | Kitchen | Kitchen Faucet | 2.2 | 1.9456 | 2.2 | 2.2 |  | N/A | N/A | N/A | Bag | 0.796 |  | 1.751 |  | WA | Single Family | Kitchen Faucet | 2399 | 12576.67 | Single Family | FALSE | FALSE |  |  |  | 27668.674 | 22021.7492 | Single Family_FALSE | Single Family_FALSE | Single Family_ | Single Family_ | Single Family_ | unknown | unknownSingle Family_ | unknownSingle Family_FALSE
Water_00003079 | SITE_01892 | Room_00022916 | Bathroom_1 | Bathroom | Bathroom Faucet | 2.2 | 2.0344 | 2.2 | 2.3 |  | N/A | N/A | N/A | Bag | 0.796 |  | 1.831 |  | WA | Single Family | Bathroom Faucet | 2399 | 12576.67 | Single Family | FALSE | FALSE |  |  |  | 27668.674 | 23027.8828 | Single Family_FALSE | Single Family_FALSE | Single Family_ | Single Family_ | Single Family_ | unknown | unknownSingle Family_ | unknownSingle Family_FALSE
Water_00003080 | SITE_01892 | Room_00022916 | Bathroom_1 | Bathroom | Shower / Bathtub combo with diverter valve | 2.5 |  | 2.5 | 2.7 |  | Secondary | A few times per week | N/A | Unknown |  | N/A |  | N/A | WA | Single Family | Shower | 2399 | 12576.67 | Single Family | TRUE | TRUE | TRUE | FALSE | FALSE | 31441.675 | 0 | Single Family_TRUE | Single Family_TRUE | Single Family_TRUE | Single Family_FALSE | Single Family_FALSE | unknown | unknownSingle Family_FALSE | unknownSingle Family_TRUE
Water_00003081 | SITE_01892 | Room_00022919 | Bathroom_2 | Bathroom | Bathroom Faucet | 1.68 | 1.68 |  | 1.9 |  | N/A | N/A | N/A | Bag | 0.796 |  | 1.512 |  | WA | Single Family | Bathroom Faucet | 2399 | 12576.67 | Single Family | FALSE | FALSE |  |  |  | 21128.8056 | 19015.925 | Single Family_FALSE | Single Family_FALSE | Single Family_ | Single Family_ | Single Family_ | unknown | unknownSingle Family_ | unknownSingle Family_FALSE
Water_00003082 | SITE_01892 | Room_00022919 | Bathroom_2 | Bathroom | Bathroom Faucet | 1.7689 | 1.7689 |  | 2 |  | N/A | N/A | N/A | Bag | 0.796 |  | 1.592 |  | WA | Single Family | Bathroom Faucet | 2399 | 12576.67 | Single Family | FALSE | FALSE |  |  |  | 22246.7318 | 20022.0586 | Single Family_FALSE | Single Family_FALSE | Single Family_ | Single Family_ | Single Family_ | unknown | unknownSingle Family_ | unknownSingle Family_FALSE
Water_00003083 | SITE_01892 | Room_00022919 | Bathroom_2 | Bathroom | Shower | 2.5 |  | 2.5 | 2.8 |  | Primary | Daily / Almost Daily | N/A | Unknown |  | N/A |  | N/A | WA | Single Family | Shower | 2399 | 12576.67 | Single Family | TRUE | FALSE | TRUE | FALSE | FALSE | 31441.675 | 0 | Single Family_TRUE | Single Family_FALSE | Single Family_TRUE | Single Family_FALSE | Single Family_FALSE | unknown | unknownSingle Family_FALSE | unknownSingle Family_TRUE
Water_00003084 | SITE_01892 | Room_00022919 | Bathroom_2 | Bathroom | Bathtub | unknown |  |  |  | N/A | N/A | N/A | N/A | Unknown |  | N/A |  | N/A | WA | Single Family | Bathtub | 2399 | 12576.67 | Single Family | FALSE | FALSE |  |  |  | 0 | 0 | Single Family_FALSE | Single Family_FALSE | Single Family_ | Single Family_ | Single Family_ | unknown | unknownSingle Family_ | unknownSingle Family_FALSE
Water_00003085 | SITE_01897 | Room_00022988 | Bathroom_1 | Bathroom | Bathroom Faucet | 1.5 | 1.5033 | 1.5 | 1.7 |  | N/A | N/A | N/A | Bag | 0.796 |  | 1.353 |  | WA | Single Family | Bathroom Faucet | 2404 | 597.38 | Single Family | FALSE | FALSE |  |  |  | 896.07 | 808.2551 | Single Family_FALSE | Single Family_FALSE | Single Family_ | Single Family_ | Single Family_ | unknown | unknownSingle Family_ | unknownSingle Family_FALSE
Water_00003086 | SITE_01897 | Room_00022989 | Laundry_1 | Laundry | Shower | 2 |  | 2 | 2.1 |  | Secondary | Daily / Almost Daily | N/A | Unknown |  | N/A |  | N/A | WA | Single Family | Shower | 2404 | 597.38 | Single Family | TRUE | FALSE | TRUE | FALSE | FALSE | 1194.76 | 0 | Single Family_TRUE | Single Family_FALSE | Single Family_TRUE | Single Family_FALSE | Single Family_FALSE | unknown | unknownSingle Family_FALSE | unknownSingle Family_TRUE
Water_00003087 | SITE_01897 | Room_00022993 | Bathroom_2 | Bathroom | Bathroom Faucet | 2.2 | 1.8578 | 2.2 | 2.1 |  | N/A | N/A | N/A | Bag | 0.796 |  | 1.672 |  | WA | Single Family | Bathroom Faucet | 2404 | 597.38 | Single Family | FALSE | FALSE |  |  |  | 1314.236 | 998.8194 | Single Family_FALSE | Single Family_FALSE | Single Family_ | Single Family_ | Single Family_ | unknown | unknownSingle Family_ | unknownSingle Family_FALSE
Water_00003088 | SITE_01897 | Room_00022993 | Bathroom_2 | Bathroom | Shower | 2.5 |  | 2.5 | 2.8 |  | All used about the same | Daily / Almost Daily | N/A | Unknown |  | N/A |  | N/A | WA | Single Family | Shower | 2404 | 597.38 | Single Family | TRUE | FALSE | TRUE | FALSE | FALSE | 1493.45 | 0 | Single Family_TRUE | Single Family_FALSE | Single Family_TRUE | Single Family_FALSE | Single Family_FALSE | unknown | unknownSingle Family_FALSE | unknownSingle Family_TRUE
Water_00003089 | SITE_01897 | Room_00022994 | Bathroom_3 | Bathroom | Bathroom Faucet | 2.2 | 1.9456 | 2.2 | 2.2 |  | N/A | N/A | N/A | Bag | 0.796 |  | 1.751 |  | WA | Single Family | Bathroom Faucet | 2404 | 597.38 | Single Family | FALSE | FALSE |  |  |  | 1314.236 | 1046.0124 | Single Family_FALSE | Single Family_FALSE | Single Family_ | Single Family_ | Single Family_ | unknown | unknownSingle Family_ | unknownSingle Family_FALSE
Water_00003090 | SITE_01897 | Room_00022994 | Bathroom_3 | Bathroom | Bathroom Faucet | 2.2 | 1.8578 | 2.2 | 2.1 |  | N/A | N/A | N/A | Bag | 0.796 |  | 1.672 |  | WA | Single Family | Bathroom Faucet | 2404 | 597.38 | Single Family | FALSE | FALSE |  |  |  | 1314.236 | 998.8194 | Single Family_FALSE | Single Family_FALSE | Single Family_ | Single Family_ | Single Family_ | unknown | unknownSingle Family_ | unknownSingle Family_FALSE
Water_00003091 | SITE_01897 | Room_00022994 | Bathroom_3 | Bathroom | Shower / Bathtub combo with diverter valve | 2 |  | 2 | 2.1 |  | All used about the same | Daily / Almost Daily | N/A | Unknown |  | N/A |  | N/A | WA | Single Family | Shower | 2404 | 597.38 | Single Family | TRUE | TRUE | TRUE | FALSE | FALSE | 1194.76 | 0 | Single Family_TRUE | Single Family_TRUE | Single Family_TRUE | Single Family_FALSE | Single Family_FALSE | unknown | unknownSingle Family_FALSE | unknownSingle Family_TRUE
Water_00003092 | SITE_01897 | Room_00022984 | Kitchen_1 | Kitchen | Kitchen Faucet | 2.2 | 2.1222 | 2.2 | 2.4 |  | N/A | N/A | N/A | Bag | 0.796 |  | 1.91 |  | WA | Single Family | Kitchen Faucet | 2404 | 597.38 | Single Family | FALSE | FALSE |  |  |  | 1314.236 | 1140.9958 | Single Family_FALSE | Single Family_FALSE | Single Family_ | Single Family_ | Single Family_ | unknown | unknownSingle Family_ | unknownSingle Family_FALSE
Water_00003093 | SITE_01710 | Room_00021129 | Bathroom_1 | Bathroom | Bathroom Faucet | 2.2 | 2.3 | 2.2 | 2.6 |  | N/A | N/A | N/A | Bag | 0.796 |  | 2.07 |  | WA | Multifamily Residence | Bathroom Faucet | 2218 | 2002.39 | Multifamily Residence | FALSE | FALSE |  |  |  | 4405.258 | 4144.9473 | Multifamily Residence_FALSE | Multifamily Residence_FALSE | Multifamily Residence_ | Multifamily Residence_ | Multifamily Residence_ | unknown | unknownMultifamily Residence_ | unknownMultifamily Residence_FALSE
Water_00003094 | SITE_01710 | Room_00021129 | Bathroom_1 | Bathroom | Shower / Bathtub combo with diverter valve | unknown |  |  | 2 |  | Primary | Daily / Almost Daily | N/A | Unknown |  | N/A |  | N/A | WA | Multifamily Residence | Shower | 2218 | 2002.39 | Multifamily Residence | TRUE | TRUE | FALSE | FALSE | FALSE | 0 | 0 | Multifamily Residence_TRUE | Multifamily Residence_TRUE | Multifamily Residence_FALSE | Multifamily Residence_FALSE | Multifamily Residence_FALSE | unknown | unknownMultifamily Residence_FALSE | unknownMultifamily Residence_TRUE
Water_00003095 | SITE_01710 | Room_00021131 | Kitchen_1 | Kitchen | Kitchen Faucet | 2.2 | 2.0344 | 2.2 | 2.3 |  | N/A | N/A | N/A | Bag | 0.796 |  | 1.831 |  | WA | Multifamily Residence | Kitchen Faucet | 2218 | 2002.39 | Multifamily Residence | FALSE | FALSE |  |  |  | 4405.258 | 3666.3761 | Multifamily Residence_FALSE | Multifamily Residence_FALSE | Multifamily Residence_ | Multifamily Residence_ | Multifamily Residence_ | unknown | unknownMultifamily Residence_ | unknownMultifamily Residence_FALSE
Water_00003096 | SITE_01711 | Room_00021133 | Kitchen_1 | Kitchen | Kitchen Faucet | 1.9456 | 1.9456 |  | 2.2 |  | N/A | N/A | N/A | Bag | 0.796 |  | 1.751 |  | WA | Multifamily Residence | Kitchen Faucet | 2219 | 2002.39 | Multifamily Residence | FALSE | FALSE |  |  |  | 3895.761 | 3506.1849 | Multifamily Residence_FALSE | Multifamily Residence_FALSE | Multifamily Residence_ | Multifamily Residence_ | Multifamily Residence_ | unknown | unknownMultifamily Residence_ | unknownMultifamily Residence_FALSE
Water_00003097 | SITE_01711 | Room_00021136 | Bathroom_1 | Bathroom | Bathroom Faucet | 1 | 0.97333 | 1 | 1.1 |  | N/A | N/A | N/A | Bag | 0.796 |  | 0.876 |  | WA | Multifamily Residence | Bathroom Faucet | 2219 | 2002.39 | Multifamily Residence | FALSE | FALSE |  |  |  | 2002.39 | 1754.0936 | Multifamily Residence_FALSE | Multifamily Residence_FALSE | Multifamily Residence_ | Multifamily Residence_ | Multifamily Residence_ | unknown | unknownMultifamily Residence_ | unknownMultifamily Residence_FALSE
Water_00003098 | SITE_01711 | Room_00021136 | Bathroom_1 | Bathroom | Shower / Bathtub combo with diverter valve | 2.5 |  | 2.5 | 2 |  | Primary | Daily / Almost Daily | N/A | Unknown |  | N/A |  | N/A | WA | Multifamily Residence | Shower | 2219 | 2002.39 | Multifamily Residence | TRUE | TRUE | TRUE | FALSE | FALSE | 5005.975 | 0 | Multifamily Residence_TRUE | Multifamily Residence_TRUE | Multifamily Residence_TRUE | Multifamily Residence_FALSE | Multifamily Residence_FALSE | unknown | unknownMultifamily Residence_FALSE | unknownMultifamily Residence_TRUE
Water_00003099 | SITE_01008 | Room_00015271 | Kitchen_1 | Kitchen | Kitchen Faucet | 2 | 1.3267 | 2 | 1.5 |  | N/A | N/A | N/A | Bag | 0.796 |  | 1.194 |  | MT | Single Family | Kitchen Faucet | 1524 | 2661.5 | Single Family | FALSE | FALSE |  |  |  | 5323 | 3177.831 | Single Family_FALSE | Single Family_FALSE | Single Family_ | Single Family_ | Single Family_ | unknown | unknownSingle Family_ | unknownSingle Family_FALSE
Water_00003100 | SITE_01008 | Room_00015273 | Bathroom_1 | Bathroom | Bathroom Faucet | 1.5 | 1.1056 | 1.5 | 1.25 |  | N/A | N/A | N/A | Bag | 0.796 |  | 0.995 |  | MT | Single Family | Bathroom Faucet | 1524 | 2661.5 | Single Family | FALSE | FALSE |  |  |  | 3992.25 | 2648.1925 | Single Family_FALSE | Single Family_FALSE | Single Family_ | Single Family_ | Single Family_ | unknown | unknownSingle Family_ | unknownSingle Family_FALSE
Water_00003101 | SITE_01008 | Room_00015275 | Bathroom_2 | Bathroom | Bathroom Faucet | 1.5 | 1.1056 | 1.5 | 1.25 |  | N/A | N/A | N/A | Bag | 0.796 |  | 0.995 |  | MT | Single Family | Bathroom Faucet | 1524 | 2661.5 | Single Family | FALSE | FALSE |  |  |  | 3992.25 | 2648.1925 | Single Family_FALSE | Single Family_FALSE | Single Family_ | Single Family_ | Single Family_ | unknown | unknownSingle Family_ | unknownSingle Family_FALSE
Water_00003102 | SITE_01008 | Room_00015275 | Bathroom_2 | Bathroom | Bathroom Faucet | 1.5 | 1.5478 | 1.5 | 1.75 |  | N/A | N/A | N/A | Bag | 0.796 |  | 1.393 |  | MT | Single Family | Bathroom Faucet | 1524 | 2661.5 | Single Family | FALSE | FALSE |  |  |  | 3992.25 | 3707.4695 | Single Family_FALSE | Single Family_FALSE | Single Family_ | Single Family_ | Single Family_ | unknown | unknownSingle Family_ | unknownSingle Family_FALSE
Water_00003103 | SITE_01008 | Room_00015275 | Bathroom_2 | Bathroom | Shower / Bathtub combo with diverter valve | 2.5 | 2.3589 | 2.5 | 2.5 |  | Primary | Daily / Almost Daily | N/A | Bag | 0.8492 |  | 2.123 |  | MT | Single Family | Shower | 1524 | 2661.5 | Single Family | TRUE | TRUE | TRUE | TRUE | TRUE | 6653.75 | 5650.3645 | Single Family_TRUE | Single Family_TRUE | Single Family_TRUE | Single Family_TRUE | Single Family_TRUE | 2.5gpm | 2.5gpmSingle Family_TRUE | 2.5gpmSingle Family_TRUE
Water_00003104 | SITE_01617 | Room_00020066 | Kitchen_1 | Kitchen | Kitchen Faucet | 1 | 0.97333 | 1 | 1.1 |  | N/A | N/A | N/A | Bag | 0.796 |  | 0.876 |  | WA | Single Family | Kitchen Faucet | 2126 | 235.4 | Single Family | FALSE | FALSE |  |  |  | 235.4 | 206.2104 | Single Family_FALSE | Single Family_FALSE | Single Family_ | Single Family_ | Single Family_ | unknown | unknownSingle Family_ | unknownSingle Family_FALSE
Water_00003105 | SITE_01617 | Room_00020067 | Bathroom_1 | Bathroom | Bathroom Faucet | 1 | 0.88444 | 1 | 1 |  | N/A | N/A | N/A | Bag | 0.796 |  | 0.796 |  | WA | Single Family | Bathroom Faucet | 2126 | 235.4 | Single Family | FALSE | FALSE |  |  |  | 235.4 | 187.3784 | Single Family_FALSE | Single Family_FALSE | Single Family_ | Single Family_ | Single Family_ | unknown | unknownSingle Family_ | unknownSingle Family_FALSE
Water_00003106 | SITE_01617 | Room_00020067 | Bathroom_1 | Bathroom | Shower / Bathtub combo with diverter valve | 2 |  | 2 | 2.2 |  | Primary | Daily / Almost Daily | N/A | Unknown |  | N/A |  | N/A | WA | Single Family | Shower | 2126 | 235.4 | Single Family | TRUE | TRUE | TRUE | FALSE | FALSE | 470.8 | 0 | Single Family_TRUE | Single Family_TRUE | Single Family_TRUE | Single Family_FALSE | Single Family_FALSE | unknown | unknownSingle Family_FALSE | unknownSingle Family_TRUE
Water_00003107 | SITE_01617 | Room_00020071 | Bathroom_2 | Bathroom | Bathroom Faucet | 1 | 0.88444 | 1 | 1 |  | N/A | N/A | N/A | Bag | 0.796 |  | 0.796 |  | WA | Single Family | Bathroom Faucet | 2126 | 235.4 | Single Family | FALSE | FALSE |  |  |  | 235.4 | 187.3784 | Single Family_FALSE | Single Family_FALSE | Single Family_ | Single Family_ | Single Family_ | unknown | unknownSingle Family_ | unknownSingle Family_FALSE
Water_00003108 | SITE_01617 | Room_00020071 | Bathroom_2 | Bathroom | Shower / Bathtub combo with diverter valve | 2 |  | 2 | 2.1 |  | All used about the same | Daily / Almost Daily | N/A | Unknown |  | N/A |  | N/A | WA | Single Family | Shower | 2126 | 235.4 | Single Family | TRUE | TRUE | TRUE | FALSE | FALSE | 470.8 | 0 | Single Family_TRUE | Single Family_TRUE | Single Family_TRUE | Single Family_FALSE | Single Family_FALSE | unknown | unknownSingle Family_FALSE | unknownSingle Family_TRUE
Water_00003109 | SITE_01617 | Room_00020074 | Bathroom_3 | Bathroom | Bathroom Faucet | 1 | 0.97333 | 1 | 1.1 |  | N/A | N/A | N/A | Bag | 0.796 |  | 0.876 |  | WA | Single Family | Bathroom Faucet | 2126 | 235.4 | Single Family | FALSE | FALSE |  |  |  | 235.4 | 206.2104 | Single Family_FALSE | Single Family_FALSE | Single Family_ | Single Family_ | Single Family_ | unknown | unknownSingle Family_ | unknownSingle Family_FALSE
Water_00003110 | SITE_01617 | Room_00020074 | Bathroom_3 | Bathroom | Shower | 2.2 |  | 2.2 | 2.6 |  | All used about the same | Daily / Almost Daily | N/A | Unknown |  | N/A |  | N/A | WA | Single Family | Shower | 2126 | 235.4 | Single Family | TRUE | FALSE | TRUE | FALSE | FALSE | 517.88 | 0 | Single Family_TRUE | Single Family_FALSE | Single Family_TRUE | Single Family_FALSE | Single Family_FALSE | unknown | unknownSingle Family_FALSE | unknownSingle Family_TRUE
Water_00003111 | SITE_00989 | Room_00015211 | Kitchen_1 | Kitchen | Kitchen Faucet | 2.2 | 2.6533 | 2.2 | 3 |  | N/A | N/A | N/A | Bag | 0.796 |  | 2.388 |  | MT | Single Family | Kitchen Faucet | 1506 | 1882.4 | Single Family | FALSE | FALSE |  |  |  | 4141.28 | 4495.1712 | Single Family_FALSE | Single Family_FALSE | Single Family_ | Single Family_ | Single Family_ | unknown | unknownSingle Family_ | unknownSingle Family_FALSE
Water_00003112 | SITE_00989 | Room_00015215 | Bathroom_1 | Bathroom | Bathroom Faucet | 2.83 | 2.83 |  | 3.2 |  | N/A | N/A | N/A | Bag | 0.796 |  | 2.547 |  | MT | Single Family | Bathroom Faucet | 1506 | 1882.4 | Single Family | FALSE | FALSE |  |  |  | 5327.192 | 4794.4728 | Single Family_FALSE | Single Family_FALSE | Single Family_ | Single Family_ | Single Family_ | unknown | unknownSingle Family_ | unknownSingle Family_FALSE
Water_00003113 | SITE_00989 | Room_00015215 | Bathroom_1 | Bathroom | Shower | 3.0189 | 3.0189 |  | 3.2 |  | Secondary | A few times per month | N/A | Bag | 0.8492 |  | 2.717 |  | MT | Single Family | Shower | 1506 | 1882.4 | Single Family | TRUE | FALSE | TRUE | TRUE | TRUE | 5682.7564 | 5114.4808 | Single Family_TRUE | Single Family_FALSE | Single Family_TRUE | Single Family_TRUE | Single Family_TRUE | gt2.5gpm | gt2.5gpmSingle Family_TRUE | gt2.5gpmSingle Family_TRUE
Water_00003114 | SITE_00989 | Room_00015221 | Bathroom_2 | Bathroom | Bathroom Faucet | 1.7689 | 1.7689 |  | 2 |  | N/A | N/A | N/A | Bag | 0.796 |  | 1.592 |  | MT | Single Family | Bathroom Faucet | 1506 | 1882.4 | Single Family | FALSE | FALSE |  |  |  | 3329.7564 | 2996.7808 | Single Family_FALSE | Single Family_FALSE | Single Family_ | Single Family_ | Single Family_ | unknown | unknownSingle Family_ | unknownSingle Family_FALSE
Water_00003115 | SITE_00989 | Room_00015221 | Bathroom_2 | Bathroom | Shower / Bathtub combo with diverter valve | 2.8311 | 2.8311 |  | 3 |  | Primary | Daily / Almost Daily | N/A | Bag | 0.8492 |  | 2.548 |  | MT | Single Family | Shower | 1506 | 1882.4 | Single Family | TRUE | TRUE | TRUE | TRUE | TRUE | 5329.2836 | 4796.3552 | Single Family_TRUE | Single Family_TRUE | Single Family_TRUE | Single Family_TRUE | Single Family_TRUE | gt2.5gpm | gt2.5gpmSingle Family_TRUE | gt2.5gpmSingle Family_TRUE
Water_00003116 | SITE_01057 | Room_00015510 | Kitchen_1 | Kitchen | Kitchen Faucet | 1.5 | 1.7689 | 1.5 | 2 |  | N/A | N/A | N/A | Bag | 0.796 |  | 1.592 |  | MT | Single Family | Kitchen Faucet | 1573 | 1882.4 | Single Family | FALSE | FALSE |  |  |  | 2823.6 | 2996.7808 | Single Family_FALSE | Single Family_FALSE | Single Family_ | Single Family_ | Single Family_ | unknown | unknownSingle Family_ | unknownSingle Family_FALSE
Water_00003117 | SITE_01057 | Room_00015515 | Bathroom_1 | Bathroom | Bathroom Faucet | 1.8578 | 1.8578 |  | 2.1 |  | N/A | N/A | N/A | Bag | 0.796 |  | 1.672 |  | MT | Single Family | Bathroom Faucet | 1573 | 1882.4 | Single Family | FALSE | FALSE |  |  |  | 3497.0809 | 3147.3728 | Single Family_FALSE | Single Family_FALSE | Single Family_ | Single Family_ | Single Family_ | unknown | unknownSingle Family_ | unknownSingle Family_FALSE
Water_00003118 | SITE_01057 | Room_00015515 | Bathroom_1 | Bathroom | Shower / Bathtub combo with diverter valve | 2.3589 | 2.3589 |  | 2.5 |  | Primary | Daily / Almost Daily | N/A | Bag | 0.8492 |  | 2.123 |  | MT | Single Family | Shower | 1573 | 1882.4 | Single Family | TRUE | TRUE | TRUE | TRUE | TRUE | 4440.3724 | 3996.3352 | Single Family_TRUE | Single Family_TRUE | Single Family_TRUE | Single Family_TRUE | Single Family_TRUE | 2.5gpm | 2.5gpmSingle Family_TRUE | 2.5gpmSingle Family_TRUE
Water_00003119 | SITE_00955 | Room_00015129 | Bathroom_1 | Bathroom | Bathroom Faucet | 0.88444 | 0.88444 |  | 1 |  | N/A | N/A | N/A | Bag | 0.796 |  | 0.796 |  | MT | Multifamily Residence | Bathroom Faucet | 1472 | 2103.18 | Multifamily Residence | FALSE | FALSE |  |  |  | 1860.1459 | 1674.1313 | Multifamily Residence_FALSE | Multifamily Residence_FALSE | Multifamily Residence_ | Multifamily Residence_ | Multifamily Residence_ | unknown | unknownMultifamily Residence_ | unknownMultifamily Residence_FALSE
Water_00003120 | SITE_00955 | Room_00015129 | Bathroom_1 | Bathroom | Shower | 2.3589 | 2.3589 |  | 2.5 |  | Primary | Daily / Almost Daily | N/A | Bag | 0.8492 |  | 2.123 |  | MT | Multifamily Residence | Shower | 1472 | 2103.18 | Multifamily Residence | TRUE | FALSE | TRUE | TRUE | TRUE | 4961.1679 | 4465.0511 | Multifamily Residence_TRUE | Multifamily Residence_FALSE | Multifamily Residence_TRUE | Multifamily Residence_TRUE | Multifamily Residence_TRUE | 2.5gpm | 2.5gpmMultifamily Residence_TRUE | 2.5gpmMultifamily Residence_TRUE
Water_00003121 | SITE_00955 | Room_00015126 | Kitchen_1 | Kitchen | Kitchen Faucet | 1.3267 | 1.3267 |  | 1.5 |  | N/A | N/A | N/A | Bag | 0.796 |  | 1.194 |  | MT | Multifamily Residence | Kitchen Faucet | 1472 | 2103.18 | Multifamily Residence | FALSE | FALSE |  |  |  | 2790.2188 | 2511.1969 | Multifamily Residence_FALSE | Multifamily Residence_FALSE | Multifamily Residence_ | Multifamily Residence_ | Multifamily Residence_ | unknown | unknownMultifamily Residence_ | unknownMultifamily Residence_FALSE
Water_00003122 | SITE_01720 | Room_00021214 | Kitchen_1 | Kitchen | Kitchen Faucet | unknown |  |  | 1.1 |  | N/A | N/A | Two settings 1.1 and 1.4 measured. | Unknown |  | N/A |  | N/A | WA | Multifamily Residence | Kitchen Faucet | 2228 | 2383.66 | Multifamily Residence | FALSE | FALSE |  |  |  | 0 | 0 | Multifamily Residence_FALSE | Multifamily Residence_FALSE | Multifamily Residence_ | Multifamily Residence_ | Multifamily Residence_ | unknown | unknownMultifamily Residence_ | unknownMultifamily Residence_FALSE
Water_00003123 | SITE_01720 | Room_00021217 | Bathroom_1 | Bathroom | Bathroom Faucet | unknown |  |  |  | Unknown | N/A | N/A | Faucet too large for the bag | Bag | 0.796 |  |  | Unknown | WA | Multifamily Residence | Bathroom Faucet | 2228 | 2383.66 | Multifamily Residence | FALSE | FALSE |  |  |  | 0 | 0 | Multifamily Residence_FALSE | Multifamily Residence_FALSE | Multifamily Residence_ | Multifamily Residence_ | Multifamily Residence_ | unknown | unknownMultifamily Residence_ | unknownMultifamily Residence_FALSE
Water_00003124 | SITE_01720 | Room_00021217 | Bathroom_1 | Bathroom | Shower | unknown |  |  |  | Unknown | Secondary | A few times per year | Showerhead flow too large for bucket to calculate | Unknown |  | N/A |  | N/A | WA | Multifamily Residence | Shower | 2228 | 2383.66 | Multifamily Residence | TRUE | FALSE | FALSE | FALSE | FALSE | 0 | 0 | Multifamily Residence_TRUE | Multifamily Residence_FALSE | Multifamily Residence_FALSE | Multifamily Residence_FALSE | Multifamily Residence_FALSE | unknown | unknownMultifamily Residence_FALSE | unknownMultifamily Residence_TRUE
Water_00003125 | SITE_01927 | Room_00023426 | Kitchen_1 | Kitchen | Kitchen Faucet | unknown |  |  | 1.5 |  | N/A | N/A | N/A | Unknown |  | N/A |  | N/A | WA | Single Family | Kitchen Faucet | 2434 | 12576.67 | Single Family | FALSE | FALSE |  |  |  | 0 | 0 | Single Family_FALSE | Single Family_FALSE | Single Family_ | Single Family_ | Single Family_ | unknown | unknownSingle Family_ | unknownSingle Family_FALSE
Water_00003126 | SITE_01927 | Room_00023429 | Bathroom_1 | Bathroom | Bathroom Faucet | 2 | 1.15 | 2 | 1.3 |  | N/A | N/A | N/A | Bag | 0.796 |  | 1.035 |  | WA | Single Family | Bathroom Faucet | 2434 | 12576.67 | Single Family | FALSE | FALSE |  |  |  | 25153.34 | 13016.8534 | Single Family_FALSE | Single Family_FALSE | Single Family_ | Single Family_ | Single Family_ | unknown | unknownSingle Family_ | unknownSingle Family_FALSE
Water_00003127 | SITE_01927 | Room_00023429 | Bathroom_1 | Bathroom | Shower / Bathtub combo with diverter valve | 2.5 |  | 2.5 | 2 |  | Secondary | A few times per year | Shower hardly ever, bathtub more often. | Unknown |  | N/A |  | N/A | WA | Single Family | Shower | 2434 | 12576.67 | Single Family | TRUE | TRUE | TRUE | FALSE | FALSE | 31441.675 | 0 | Single Family_TRUE | Single Family_TRUE | Single Family_TRUE | Single Family_FALSE | Single Family_FALSE | unknown | unknownSingle Family_FALSE | unknownSingle Family_TRUE
Water_00003128 | SITE_01927 | Room_00023431 | Bathroom_2 | Bathroom | Bathroom Faucet | 2.2 | 2.1222 | 2.2 | 2.4 |  | N/A | N/A | N/A | Bag | 0.796 |  | 1.91 |  | WA | Single Family | Bathroom Faucet | 2434 | 12576.67 | Single Family | FALSE | FALSE |  |  |  | 27668.674 | 24021.4397 | Single Family_FALSE | Single Family_FALSE | Single Family_ | Single Family_ | Single Family_ | unknown | unknownSingle Family_ | unknownSingle Family_FALSE
Water_00003129 | SITE_01927 | Room_00023431 | Bathroom_2 | Bathroom | Shower | 2.5 |  | 2.5 | 3 |  | Primary | Daily / Almost Daily | The shower head | Unknown |  | N/A |  | N/A | WA | Single Family | Shower | 2434 | 12576.67 | Single Family | TRUE | FALSE | TRUE | FALSE | FALSE | 31441.675 | 0 | Single Family_TRUE | Single Family_FALSE | Single Family_TRUE | Single Family_FALSE | Single Family_FALSE | unknown | unknownSingle Family_FALSE | unknownSingle Family_TRUE
Water_00003130 | SITE_01688 | Room_00020889 | Kitchen_1 | Kitchen | Kitchen Faucet | unknown |  |  | 1.4 |  | N/A | N/A | N/A | Unknown |  | N/A |  | N/A | WA | Manufactured | Kitchen Faucet | 2196 | 921.5 | Manufactured | FALSE | FALSE |  |  |  | 0 | 0 | Manufactured_FALSE | Manufactured_FALSE | Manufactured_ | Manufactured_ | Manufactured_ | unknown | unknownManufactured_ | unknownManufactured_FALSE
Water_00003131 | SITE_01688 | Room_00020890 | Bathroom_1 | Bathroom | Bathroom Faucet | 1.5 | 0.79556 | 1.5 | 0.9 |  | N/A | N/A | N/A | Bag | 0.796 |  | 0.716 |  | WA | Manufactured | Bathroom Faucet | 2196 | 921.5 | Manufactured | FALSE | FALSE |  |  |  | 1382.25 | 659.794 | Manufactured_FALSE | Manufactured_FALSE | Manufactured_ | Manufactured_ | Manufactured_ | unknown | unknownManufactured_ | unknownManufactured_FALSE
Water_00003132 | SITE_01688 | Room_00020890 | Bathroom_1 | Bathroom | Shower / Bathtub combo with diverter valve | 2.5 |  | 2.5 | 1.5 |  | Primary | Daily / Almost Daily | N/A | Unknown |  | N/A |  | N/A | WA | Manufactured | Shower | 2196 | 921.5 | Manufactured | TRUE | TRUE | TRUE | FALSE | FALSE | 2303.75 | 0 | Manufactured_TRUE | Manufactured_TRUE | Manufactured_TRUE | Manufactured_FALSE | Manufactured_FALSE | unknown | unknownManufactured_FALSE | unknownManufactured_TRUE
Water_00003133 | SITE_01688 | Room_00020893 | Bathroom_2 | Bathroom | Bathroom Faucet | 2.2111 | 2.2111 |  | 2.5 |  | N/A | N/A | N/A | Bag | 0.796 |  | 1.99 |  | WA | Manufactured | Bathroom Faucet | 2196 | 921.5 | Manufactured | FALSE | FALSE |  |  |  | 2037.5389 | 1833.785 | Manufactured_FALSE | Manufactured_FALSE | Manufactured_ | Manufactured_ | Manufactured_ | unknown | unknownManufactured_ | unknownManufactured_FALSE
Water_00003134 | SITE_01688 | Room_00020893 | Bathroom_2 | Bathroom | Shower | 1.5 |  | 1.5 | 1.1 |  | Secondary | Daily / Almost Daily | N/A | Unknown |  | N/A |  | N/A | WA | Manufactured | Shower | 2196 | 921.5 | Manufactured | TRUE | FALSE | TRUE | FALSE | FALSE | 1382.25 | 0 | Manufactured_TRUE | Manufactured_FALSE | Manufactured_TRUE | Manufactured_FALSE | Manufactured_FALSE | unknown | unknownManufactured_FALSE | unknownManufactured_TRUE
Water_00003135 | SITE_01918 | Room_00023299 | Kitchen_1 | Kitchen | Kitchen Faucet | 1.5 |  | 1.5 | 1.4 |  | N/A | N/A | N/A | Unknown |  | N/A |  | N/A | WA | Manufactured | Kitchen Faucet | 2425 | 921.5 | Manufactured | FALSE | FALSE |  |  |  | 1382.25 | 0 | Manufactured_FALSE | Manufactured_FALSE | Manufactured_ | Manufactured_ | Manufactured_ | unknown | unknownManufactured_ | unknownManufactured_FALSE
Water_00003136 | SITE_01918 | Room_00023301 | Bathroom_1 | Bathroom | Bathroom Faucet | 2 | 2.3 | 2 | 2.6 |  | N/A | N/A | N/A | Bag | 0.796 |  | 2.07 |  | WA | Manufactured | Bathroom Faucet | 2425 | 921.5 | Manufactured | FALSE | FALSE |  |  |  | 1843 | 1907.505 | Manufactured_FALSE | Manufactured_FALSE | Manufactured_ | Manufactured_ | Manufactured_ | unknown | unknownManufactured_ | unknownManufactured_FALSE
Water_00003137 | SITE_01918 | Room_00023301 | Bathroom_1 | Bathroom | Shower / Bathtub combo with diverter valve | 2.5 |  | 2.5 | 2.4 |  | All used about the same | Daily / Almost Daily | N/A | Unknown |  | N/A |  | N/A | WA | Manufactured | Shower | 2425 | 921.5 | Manufactured | TRUE | TRUE | TRUE | FALSE | FALSE | 2303.75 | 0 | Manufactured_TRUE | Manufactured_TRUE | Manufactured_TRUE | Manufactured_FALSE | Manufactured_FALSE | unknown | unknownManufactured_FALSE | unknownManufactured_TRUE
Water_00003138 | SITE_01918 | Room_00023302 | Bathroom_2 | Bathroom | Bathroom Faucet | 2 | 2.3 | 2 | 2.6 |  | N/A | N/A | N/A | Bag | 0.796 |  | 2.07 |  | WA | Manufactured | Bathroom Faucet | 2425 | 921.5 | Manufactured | FALSE | FALSE |  |  |  | 1843 | 1907.505 | Manufactured_FALSE | Manufactured_FALSE | Manufactured_ | Manufactured_ | Manufactured_ | unknown | unknownManufactured_ | unknownManufactured_FALSE
Water_00003139 | SITE_01918 | Room_00023302 | Bathroom_2 | Bathroom | Shower | 1.5 |  | 1.5 | 1.5 |  | All used about the same | A few times per week | N/A | Unknown |  | N/A |  | N/A | WA | Manufactured | Shower | 2425 | 921.5 | Manufactured | TRUE | FALSE | TRUE | FALSE | FALSE | 1382.25 | 0 | Manufactured_TRUE | Manufactured_FALSE | Manufactured_TRUE | Manufactured_FALSE | Manufactured_FALSE | unknown | unknownManufactured_FALSE | unknownManufactured_TRUE
Water_00003140 | SITE_01686 | Room_00020879 | Kitchen_1 | Kitchen | Kitchen Faucet | 2.2 |  | 2.2 | 2 |  | N/A | N/A | N/A | Unknown |  | N/A |  | N/A | WA | Manufactured | Kitchen Faucet | 2194 | 921.5 | Manufactured | FALSE | FALSE |  |  |  | 2027.3 | 0 | Manufactured_FALSE | Manufactured_FALSE | Manufactured_ | Manufactured_ | Manufactured_ | unknown | unknownManufactured_ | unknownManufactured_FALSE
Water_00003141 | SITE_01686 | Room_00020881 | Bathroom_1 | Bathroom | Bathroom Faucet | 2 | 1.0611 | 2 | 1.2 |  | N/A | N/A | N/A | Bag | 0.796 |  | 0.955 |  | WA | Manufactured | Bathroom Faucet | 2194 | 921.5 | Manufactured | FALSE | FALSE |  |  |  | 1843 | 880.0325 | Manufactured_FALSE | Manufactured_FALSE | Manufactured_ | Manufactured_ | Manufactured_ | unknown | unknownManufactured_ | unknownManufactured_FALSE
Water_00003142 | SITE_01686 | Room_00020881 | Bathroom_1 | Bathroom | Shower / Bathtub combo with diverter valve | 2.5 |  | 2.5 | 2 |  | Secondary | A few times per year | N/A | Unknown |  | N/A |  | N/A | WA | Manufactured | Shower | 2194 | 921.5 | Manufactured | TRUE | TRUE | TRUE | FALSE | FALSE | 2303.75 | 0 | Manufactured_TRUE | Manufactured_TRUE | Manufactured_TRUE | Manufactured_FALSE | Manufactured_FALSE | unknown | unknownManufactured_FALSE | unknownManufactured_TRUE
Water_00003143 | SITE_01686 | Room_00020882 | Bathroom_2 | Bathroom | Bathroom Faucet | 2 | 1.15 | 2 | 1.3 |  | N/A | N/A | N/A | Bag | 0.796 |  | 1.035 |  | WA | Manufactured | Bathroom Faucet | 2194 | 921.5 | Manufactured | FALSE | FALSE |  |  |  | 1843 | 953.7525 | Manufactured_FALSE | Manufactured_FALSE | Manufactured_ | Manufactured_ | Manufactured_ | unknown | unknownManufactured_ | unknownManufactured_FALSE
Water_00003144 | SITE_01686 | Room_00020882 | Bathroom_2 | Bathroom | Shower | 2.5 |  | 2.5 | 2 |  | Primary | Daily / Almost Daily | N/A | Unknown |  | N/A |  | N/A | WA | Manufactured | Shower | 2194 | 921.5 | Manufactured | TRUE | FALSE | TRUE | FALSE | FALSE | 2303.75 | 0 | Manufactured_TRUE | Manufactured_FALSE | Manufactured_TRUE | Manufactured_FALSE | Manufactured_FALSE | unknown | unknownManufactured_FALSE | unknownManufactured_TRUE
Water_00003145 | SITE_01916 | Room_00023268 | Kitchen_1 | Kitchen | Bathroom Faucet | 1.5 | 1.3267 | 1.5 | 1.5 |  | N/A | N/A | N/A | Bag | 0.796 |  | 1.194 |  | WA | Single Family | Bathroom Faucet | 2423 | 12576.67 | Single Family | FALSE | FALSE |  |  |  | 18865.005 | 15016.544 | Single Family_FALSE | Single Family_FALSE | Single Family_ | Single Family_ | Single Family_ | unknown | unknownSingle Family_ | unknownSingle Family_FALSE
Water_00003146 | SITE_01916 | Room_00023272 | Bathroom_1 | Bathroom | Bathroom Faucet | unknown |  |  |  | Unknown | N/A | N/A | Homeowner didn't really want me in the space. Could not access | Bag | 0.796 |  |  | Unknown | WA | Single Family | Bathroom Faucet | 2423 | 12576.67 | Single Family | FALSE | FALSE |  |  |  | 0 | 0 | Single Family_FALSE | Single Family_FALSE | Single Family_ | Single Family_ | Single Family_ | unknown | unknownSingle Family_ | unknownSingle Family_FALSE
Water_00003147 | SITE_01916 | Room_00023272 | Bathroom_1 | Bathroom | Shower / Bathtub combo with diverter valve | unknown |  |  |  | Unknown | All used about the same | Daily / Almost Daily | Homeowner didn't really want me in the space. Could not access | Unknown |  | N/A |  | N/A | WA | Single Family | Shower | 2423 | 12576.67 | Single Family | TRUE | TRUE | FALSE | FALSE | FALSE | 0 | 0 | Single Family_TRUE | Single Family_TRUE | Single Family_FALSE | Single Family_FALSE | Single Family_FALSE | unknown | unknownSingle Family_FALSE | unknownSingle Family_TRUE
Water_00003148 | SITE_01685 | Room_00020872 | Bathroom_6 | Bathroom | Bathroom Faucet | 3.5378 | 3.5378 |  | 4 |  | N/A | N/A | N/A | Bag | 0.796 |  | 3.184 |  | WA | Manufactured | Bathroom Faucet | 2193 | 1982.27 | Manufactured | FALSE | FALSE |  |  |  | 7012.8308 | 6311.5477 | Manufactured_FALSE | Manufactured_FALSE | Manufactured_ | Manufactured_ | Manufactured_ | unknown | unknownManufactured_ | unknownManufactured_FALSE
Water_00003149 | SITE_01685 | Room_00020872 | Bathroom_6 | Bathroom | Bathroom Faucet | 2 | 1.5922 | 2 | 1.8 |  | N/A | N/A | N/A | Bag | 0.796 |  | 1.433 |  | WA | Manufactured | Bathroom Faucet | 2193 | 1982.27 | Manufactured | FALSE | FALSE |  |  |  | 3964.54 | 2840.5929 | Manufactured_FALSE | Manufactured_FALSE | Manufactured_ | Manufactured_ | Manufactured_ | unknown | unknownManufactured_ | unknownManufactured_FALSE
Water_00003150 | SITE_01685 | Room_00020872 | Bathroom_6 | Bathroom | Shower | unknown |  |  |  | Unknown | Secondary | Never | Not used | Unknown |  | N/A |  | N/A | WA | Manufactured | Shower | 2193 | 1982.27 | Manufactured | TRUE | FALSE | FALSE | FALSE | FALSE | 0 | 0 | Manufactured_TRUE | Manufactured_FALSE | Manufactured_FALSE | Manufactured_FALSE | Manufactured_FALSE | unknown | unknownManufactured_FALSE | unknownManufactured_TRUE
Water_00003151 | SITE_01708 | Room_00021110 | Kitchen_1 | Kitchen | Kitchen Faucet | 2.2 | 1.7689 | 2.2 | 2 |  | N/A | N/A | N/A | Bag | 0.796 |  | 1.592 |  | WA | Manufactured | Kitchen Faucet | 2216 | 1982.27 | Manufactured | FALSE | FALSE |  |  |  | 4360.994 | 3155.7738 | Manufactured_FALSE | Manufactured_FALSE | Manufactured_ | Manufactured_ | Manufactured_ | unknown | unknownManufactured_ | unknownManufactured_FALSE
Water_00003152 | SITE_01715 | Room_00021167 | Bathroom_6 | Bathroom | Bathroom Faucet | 1.5 | 1.5033 | 1.5 | 1.7 |  | N/A | N/A | N/A | Bag | 0.796 |  | 1.353 |  | WA | Manufactured | Bathroom Faucet | 2223 | 1982.27 | Manufactured | FALSE | FALSE |  |  |  | 2973.405 | 2682.0113 | Manufactured_FALSE | Manufactured_FALSE | Manufactured_ | Manufactured_ | Manufactured_ | unknown | unknownManufactured_ | unknownManufactured_FALSE
Water_00003153 | SITE_01715 | Room_00021167 | Bathroom_6 | Bathroom | Shower / Bathtub combo with diverter valve | 1.5 | 2.0756 | 1.5 | 2.2 |  | Primary | A few times per week | N/A | Bag | 0.8492 |  | 1.868 |  | WA | Manufactured | Shower | 2223 | 1982.27 | Manufactured | TRUE | TRUE | TRUE | TRUE | TRUE | 2973.405 | 3702.8804 | Manufactured_TRUE | Manufactured_TRUE | Manufactured_TRUE | Manufactured_TRUE | Manufactured_TRUE | 1.5gpm | 1.5gpmManufactured_TRUE | 1.5gpmManufactured_TRUE
Water_00003154 | SITE_01707 | Room_00021096 | Kitchen_1 | Kitchen | Kitchen Faucet | 1.8 | 1.15 | 1.8 | 1.3 |  | N/A | N/A | N/A | Bag | 0.796 |  | 1.035 |  | WA | Manufactured | Kitchen Faucet | 2215 | 1982.27 | Manufactured | FALSE | FALSE |  |  |  | 3568.086 | 2051.6494 | Manufactured_FALSE | Manufactured_FALSE | Manufactured_ | Manufactured_ | Manufactured_ | unknown | unknownManufactured_ | unknownManufactured_FALSE
Water_00003155 | SITE_01709 | Room_00021122 | Bathroom_1 | Bathroom | Bathroom Faucet | 2 | 2.5644 | 2 | 2.9 |  | N/A | N/A | N/A | Bag | 0.796 |  | 2.308 |  | WA | Manufactured | Bathroom Faucet | 2217 | 1982.27 | Manufactured | FALSE | FALSE |  |  |  | 3964.54 | 4575.0792 | Manufactured_FALSE | Manufactured_FALSE | Manufactured_ | Manufactured_ | Manufactured_ | unknown | unknownManufactured_ | unknownManufactured_FALSE
Water_00003156 | SITE_01709 | Room_00021119 | Kitchen_1 | Kitchen | Kitchen Faucet | 2.3 | 2.3 |  | 2.6 |  | N/A | N/A | N/A | Bag | 0.796 |  | 2.07 |  | WA | Manufactured | Kitchen Faucet | 2217 | 1982.27 | Manufactured | FALSE | FALSE |  |  |  | 4559.221 | 4103.2989 | Manufactured_FALSE | Manufactured_FALSE | Manufactured_ | Manufactured_ | Manufactured_ | unknown | unknownManufactured_ | unknownManufactured_FALSE
Water_00003157 | SITE_01764 | Room_00021613 | Kitchen_1 | Kitchen | Kitchen Faucet | 2.2 | 2.1222 | 2.2 | 2.4 |  | N/A | N/A | N/A | Bag | 0.796 |  | 1.91 |  | WA | Manufactured | Kitchen Faucet | 2272 | 997.59 | Manufactured | FALSE | FALSE |  |  |  | 2194.698 | 1905.3969 | Manufactured_FALSE | Manufactured_FALSE | Manufactured_ | Manufactured_ | Manufactured_ | unknown | unknownManufactured_ | unknownManufactured_FALSE
Water_00003158 | SITE_01762 | Room_00021596 | Kitchen_1 | Kitchen | Kitchen Faucet | 2.2 | 2.4767 | 2.2 | 2.8 |  | N/A | N/A | N/A | Bag | 0.796 |  | 2.229 |  | WA | Multifamily Residence | Kitchen Faucet | 2270 | 2804.94 | Multifamily Residence | FALSE | FALSE |  |  |  | 6170.868 | 6252.2113 | Multifamily Residence_FALSE | Multifamily Residence_FALSE | Multifamily Residence_ | Multifamily Residence_ | Multifamily Residence_ | unknown | unknownMultifamily Residence_ | unknownMultifamily Residence_FALSE
Water_00003159 | SITE_01762 | Room_00021597 | Bathroom_1 | Bathroom | Bathroom Faucet | 1.7689 | 1.7689 |  | 2 |  | N/A | N/A | N/A | Bag | 0.796 |  | 1.592 |  | WA | Multifamily Residence | Bathroom Faucet | 2270 | 2804.94 | Multifamily Residence | FALSE | FALSE |  |  |  | 4961.6272 | 4465.4645 | Multifamily Residence_FALSE | Multifamily Residence_FALSE | Multifamily Residence_ | Multifamily Residence_ | Multifamily Residence_ | unknown | unknownMultifamily Residence_ | unknownMultifamily Residence_FALSE
Water_00003160 | SITE_01762 | Room_00021597 | Bathroom_1 | Bathroom | Shower / Bathtub combo with diverter valve | 1.5 | 1.8867 | 1.5 | 2 |  | Primary | Daily / Almost Daily | N/A | Bag | 0.8492 |  | 1.698 |  | WA | Multifamily Residence | Shower | 2270 | 2804.94 | Multifamily Residence | TRUE | TRUE | TRUE | TRUE | TRUE | 4207.41 | 4762.7881 | Multifamily Residence_TRUE | Multifamily Residence_TRUE | Multifamily Residence_TRUE | Multifamily Residence_TRUE | Multifamily Residence_TRUE | 1.5gpm | 1.5gpmMultifamily Residence_TRUE | 1.5gpmMultifamily Residence_TRUE
Water_00003161 | SITE_01714 | Room_00021154 | Kitchen_1 | Kitchen | Kitchen Faucet | 2 | 1.99 | 2 | 2.25 |  | N/A | N/A | N/A | Bag | 0.796 |  | 1.791 |  | WA | Multifamily Residence | Kitchen Faucet | 2222 | 2000.27 | Multifamily Residence | FALSE | FALSE |  |  |  | 4000.54 | 3582.4836 | Multifamily Residence_FALSE | Multifamily Residence_FALSE | Multifamily Residence_ | Multifamily Residence_ | Multifamily Residence_ | unknown | unknownMultifamily Residence_ | unknownMultifamily Residence_FALSE
Water_00003162 | SITE_01714 | Room_00021155 | Bathroom_1 | Bathroom | Bathroom Faucet | 1 | 1.3267 | 1 | 1.5 |  | N/A | N/A | N/A | Bag | 0.796 |  | 1.194 |  | WA | Multifamily Residence | Bathroom Faucet | 2222 | 2000.27 | Multifamily Residence | FALSE | FALSE |  |  |  | 2000.27 | 2388.3224 | Multifamily Residence_FALSE | Multifamily Residence_FALSE | Multifamily Residence_ | Multifamily Residence_ | Multifamily Residence_ | unknown | unknownMultifamily Residence_ | unknownMultifamily Residence_FALSE
Water_00003163 | SITE_01714 | Room_00021155 | Bathroom_1 | Bathroom | Shower / Bathtub combo with diverter valve | unknown |  |  |  | Unknown | Primary | Daily / Almost Daily | Unknown | Bag | 0.8492 |  |  | Unknown | WA | Multifamily Residence | Shower | 2222 | 2000.27 | Multifamily Residence | TRUE | TRUE | FALSE | FALSE | FALSE | 0 | 0 | Multifamily Residence_TRUE | Multifamily Residence_TRUE | Multifamily Residence_FALSE | Multifamily Residence_FALSE | Multifamily Residence_FALSE | unknown | unknownMultifamily Residence_FALSE | unknownMultifamily Residence_TRUE
Water_00003164 | SITE_01745 | Room_00021444 | Kitchen_1 | Kitchen | Kitchen Faucet | 1.5 | 2.6533 | 1.5 | 3 |  | N/A | N/A | N/A | Bag | 0.796 |  | 2.388 |  | WA | Multifamily Residence | Kitchen Faucet | 2253 | 2000.27 | Multifamily Residence | FALSE | FALSE |  |  |  | 3000.405 | 4776.6448 | Multifamily Residence_FALSE | Multifamily Residence_FALSE | Multifamily Residence_ | Multifamily Residence_ | Multifamily Residence_ | unknown | unknownMultifamily Residence_ | unknownMultifamily Residence_FALSE
Water_00003165 | SITE_01745 | Room_00021447 | Bathroom_1 | Bathroom | Bathroom Faucet | 3.5378 | 3.5378 |  | 4 |  | N/A | N/A | N/A | Bag | 0.796 |  | 3.184 |  | WA | Multifamily Residence | Bathroom Faucet | 2253 | 2000.27 | Multifamily Residence | FALSE | FALSE |  |  |  | 7076.5108 | 6368.8597 | Multifamily Residence_FALSE | Multifamily Residence_FALSE | Multifamily Residence_ | Multifamily Residence_ | Multifamily Residence_ | unknown | unknownMultifamily Residence_ | unknownMultifamily Residence_FALSE
Water_00003166 | SITE_01745 | Room_00021447 | Bathroom_1 | Bathroom | Shower / Bathtub combo with diverter valve | 2.8311 | 2.8311 |  | 3 |  | Primary | Daily / Almost Daily | N/A | Bag | 0.8492 |  | 2.548 |  | WA | Multifamily Residence | Shower | 2253 | 2000.27 | Multifamily Residence | TRUE | TRUE | TRUE | TRUE | TRUE | 5662.9866 | 5096.688 | Multifamily Residence_TRUE | Multifamily Residence_TRUE | Multifamily Residence_TRUE | Multifamily Residence_TRUE | Multifamily Residence_TRUE | gt2.5gpm | gt2.5gpmMultifamily Residence_TRUE | gt2.5gpmMultifamily Residence_TRUE
Water_00003167 | SITE_01760 | Room_00021575 | Kitchen_1 | Kitchen | Kitchen Faucet | 2.2 | 2.6533 | 2.2 | 3 |  | N/A | N/A | N/A | Bag | 0.796 |  | 2.388 |  | WA | Multifamily Residence | Kitchen Faucet | 2268 | 2000.27 | Multifamily Residence | FALSE | FALSE |  |  |  | 4400.594 | 4776.6448 | Multifamily Residence_FALSE | Multifamily Residence_FALSE | Multifamily Residence_ | Multifamily Residence_ | Multifamily Residence_ | unknown | unknownMultifamily Residence_ | unknownMultifamily Residence_FALSE
Water_00003168 | SITE_01723 | Room_00021241 | Bathroom_1 | Bathroom | Bathroom Faucet | 3.5378 | 3.5378 |  | 4 |  | N/A | N/A | Cold | Bag | 0.796 |  | 3.184 |  | WA | Multifamily Residence | Bathroom Faucet | 2231 | 2002.39 | Multifamily Residence | FALSE | FALSE |  |  |  | 7084.0108 | 6375.6098 | Multifamily Residence_FALSE | Multifamily Residence_FALSE | Multifamily Residence_ | Multifamily Residence_ | Multifamily Residence_ | unknown | unknownMultifamily Residence_ | unknownMultifamily Residence_FALSE
Water_00003169 | SITE_01723 | Room_00021241 | Bathroom_1 | Bathroom | Bathroom Faucet | 4.4222 | 4.4222 |  | 5 |  | N/A | N/A | Hot | Bag | 0.796 |  | 3.98 |  | WA | Multifamily Residence | Bathroom Faucet | 2231 | 2002.39 | Multifamily Residence | FALSE | FALSE |  |  |  | 8855.0136 | 7969.5122 | Multifamily Residence_FALSE | Multifamily Residence_FALSE | Multifamily Residence_ | Multifamily Residence_ | Multifamily Residence_ | unknown | unknownMultifamily Residence_ | unknownMultifamily Residence_FALSE
Water_00003170 | SITE_01723 | Room_00021241 | Bathroom_1 | Bathroom | Shower / Bathtub combo with diverter valve | 2.8311 | 2.8311 |  | 3 |  | Primary | Daily / Almost Daily | N/A | Bag | 0.8492 |  | 2.548 |  | WA | Multifamily Residence | Shower | 2231 | 2002.39 | Multifamily Residence | TRUE | TRUE | TRUE | TRUE | TRUE | 5668.9886 | 5102.0897 | Multifamily Residence_TRUE | Multifamily Residence_TRUE | Multifamily Residence_TRUE | Multifamily Residence_TRUE | Multifamily Residence_TRUE | gt2.5gpm | gt2.5gpmMultifamily Residence_TRUE | gt2.5gpmMultifamily Residence_TRUE
Water_00003171 | SITE_01723 | Room_00021244 | Kitchen_1 | Kitchen | Kitchen Faucet | 3.5378 | 3.5378 |  | 4 |  | N/A | N/A | N/A | Bag | 0.796 |  | 3.184 |  | WA | Multifamily Residence | Kitchen Faucet | 2231 | 2002.39 | Multifamily Residence | FALSE | FALSE |  |  |  | 7084.0108 | 6375.6098 | Multifamily Residence_FALSE | Multifamily Residence_FALSE | Multifamily Residence_ | Multifamily Residence_ | Multifamily Residence_ | unknown | unknownMultifamily Residence_ | unknownMultifamily Residence_FALSE
Water_00003172 | SITE_01768 | Room_00021645 | Bathroom_1 | Bathroom | Bathroom Faucet | 1.7689 | 1.7689 |  | 2 |  | N/A | N/A | N/A | Bag | 0.796 |  | 1.592 |  | WA | Multifamily Residence | Bathroom Faucet | 2276 | 2002.39 | Multifamily Residence | FALSE | FALSE |  |  |  | 3542.0054 | 3187.8049 | Multifamily Residence_FALSE | Multifamily Residence_FALSE | Multifamily Residence_ | Multifamily Residence_ | Multifamily Residence_ | unknown | unknownMultifamily Residence_ | unknownMultifamily Residence_FALSE
Water_00003173 | SITE_01768 | Room_00021645 | Bathroom_1 | Bathroom | Shower / Bathtub combo with diverter valve | 1.4156 | 1.4156 |  | 1.5 |  | Primary | Daily / Almost Daily | N/A | Bag | 0.8492 |  | 1.274 |  | WA | Multifamily Residence | Shower | 2276 | 2002.39 | Multifamily Residence | TRUE | TRUE | TRUE | TRUE | TRUE | 2834.4943 | 2551.0449 | Multifamily Residence_TRUE | Multifamily Residence_TRUE | Multifamily Residence_TRUE | Multifamily Residence_TRUE | Multifamily Residence_TRUE | <1.5gpm | <1.5gpmMultifamily Residence_TRUE | <1.5gpmMultifamily Residence_TRUE
Water_00003174 | SITE_01768 | Room_00021646 | Kitchen_1 | Kitchen | Kitchen Faucet | 1.5 | 1.3267 | 1.5 | 1.5 |  | N/A | N/A | N/A | Bag | 0.796 |  | 1.194 |  | WA | Multifamily Residence | Kitchen Faucet | 2276 | 2002.39 | Multifamily Residence | FALSE | FALSE |  |  |  | 3003.585 | 2390.8537 | Multifamily Residence_FALSE | Multifamily Residence_FALSE | Multifamily Residence_ | Multifamily Residence_ | Multifamily Residence_ | unknown | unknownMultifamily Residence_ | unknownMultifamily Residence_FALSE
Water_00003175 | SITE_01766 | Room_00021628 | Kitchen_1 | Kitchen | Kitchen Faucet | 1.8 | 1.7689 | 1.8 | 2 |  | N/A | N/A | N/A | Bag | 0.796 |  | 1.592 |  | WA | Multifamily Residence | Kitchen Faucet | 2274 | 2000.27 | Multifamily Residence | FALSE | FALSE |  |  |  | 3600.486 | 3184.4298 | Multifamily Residence_FALSE | Multifamily Residence_FALSE | Multifamily Residence_ | Multifamily Residence_ | Multifamily Residence_ | unknown | unknownMultifamily Residence_ | unknownMultifamily Residence_FALSE
Water_00003176 | SITE_01766 | Room_00021635 | Bathroom_1 | Bathroom | Bathroom Faucet | 2.6533 | 2.6533 |  | 3 |  | N/A | N/A | N/A | Bag | 0.796 |  | 2.388 |  | WA | Multifamily Residence | Bathroom Faucet | 2274 | 2000.27 | Multifamily Residence | FALSE | FALSE |  |  |  | 5307.3831 | 4776.6448 | Multifamily Residence_FALSE | Multifamily Residence_FALSE | Multifamily Residence_ | Multifamily Residence_ | Multifamily Residence_ | unknown | unknownMultifamily Residence_ | unknownMultifamily Residence_FALSE
Water_00003177 | SITE_01766 | Room_00021635 | Bathroom_1 | Bathroom | Shower / Bathtub combo with diverter valve | 3.3022 | 3.3022 |  | 3.5 |  | Primary | Daily / Almost Daily | N/A | Bag | 0.8492 |  | 2.972 |  | WA | Multifamily Residence | Shower | 2274 | 2000.27 | Multifamily Residence | TRUE | TRUE | TRUE | TRUE | TRUE | 6605.336 | 5944.8024 | Multifamily Residence_TRUE | Multifamily Residence_TRUE | Multifamily Residence_TRUE | Multifamily Residence_TRUE | Multifamily Residence_TRUE | gt2.5gpm | gt2.5gpmMultifamily Residence_TRUE | gt2.5gpmMultifamily Residence_TRUE
Water_00003178 | SITE_01758 | Room_00021558 | Bathroom_1 | Bathroom | Bathroom Faucet | 1 | 1.3267 | 1 | 1.5 |  | N/A | N/A | N/A | Bag | 0.796 |  | 1.194 |  | WA | Multifamily Residence | Bathroom Faucet | 2266 | 2000.27 | Multifamily Residence | FALSE | FALSE |  |  |  | 2000.27 | 2388.3224 | Multifamily Residence_FALSE | Multifamily Residence_FALSE | Multifamily Residence_ | Multifamily Residence_ | Multifamily Residence_ | unknown | unknownMultifamily Residence_ | unknownMultifamily Residence_FALSE
Water_00003179 | SITE_01758 | Room_00021558 | Bathroom_1 | Bathroom | Shower / Bathtub combo with diverter valve | 2.5 | 2.8311 | 2.5 | 3 |  | Primary | Daily / Almost Daily | N/A | Bag | 0.8492 |  | 2.548 |  | WA | Multifamily Residence | Shower | 2266 | 2000.27 | Multifamily Residence | TRUE | TRUE | TRUE | TRUE | TRUE | 5000.675 | 5096.688 | Multifamily Residence_TRUE | Multifamily Residence_TRUE | Multifamily Residence_TRUE | Multifamily Residence_TRUE | Multifamily Residence_TRUE | 2.5gpm | 2.5gpmMultifamily Residence_TRUE | 2.5gpmMultifamily Residence_TRUE
Water_00003180 | SITE_01758 | Room_00021561 | Kitchen_1 | Kitchen | Kitchen Faucet | 3.0956 | 3.0956 |  | 3.5 |  | N/A | N/A | N/A | Bag | 0.796 |  | 2.786 |  | WA | Multifamily Residence | Kitchen Faucet | 2266 | 2000.27 | Multifamily Residence | FALSE | FALSE |  |  |  | 6191.9469 | 5572.7522 | Multifamily Residence_FALSE | Multifamily Residence_FALSE | Multifamily Residence_ | Multifamily Residence_ | Multifamily Residence_ | unknown | unknownMultifamily Residence_ | unknownMultifamily Residence_FALSE
Water_00003181 | SITE_01905 | Room_00023112 | Kitchen_1 | Kitchen | Kitchen Faucet | 1.8 | 1.3267 | 1.8 | 1.5 |  | N/A | N/A | N/A | Bag | 0.796 |  | 1.194 |  | WA | Single Family | Kitchen Faucet | 2412 | 12576.67 | Single Family | FALSE | FALSE |  |  |  | 22638.006 | 15016.544 | Single Family_FALSE | Single Family_FALSE | Single Family_ | Single Family_ | Single Family_ | unknown | unknownSingle Family_ | unknownSingle Family_FALSE
Water_00003182 | SITE_01905 | Room_00023112 | Kitchen_1 | Kitchen | Kitchen Faucet | 1.3267 | 1.3267 |  | 1.5 |  | N/A | N/A | Secondary by ice fridge | Bag | 0.796 |  | 1.194 |  | WA | Single Family | Kitchen Faucet | 2412 | 12576.67 | Single Family | FALSE | FALSE |  |  |  | 16685.0489 | 15016.544 | Single Family_FALSE | Single Family_FALSE | Single Family_ | Single Family_ | Single Family_ | unknown | unknownSingle Family_ | unknownSingle Family_FALSE
Water_00003183 | SITE_01905 | Room_00023117 | Bathroom_1 | Bathroom | Bathroom Faucet | 2.2111 | 2.2111 |  | 2.5 |  | N/A | N/A | N/A | Bag | 0.796 |  | 1.99 |  | WA | Single Family | Bathroom Faucet | 2412 | 12576.67 | Single Family | FALSE | FALSE |  |  |  | 27808.4148 | 25027.5733 | Single Family_FALSE | Single Family_FALSE | Single Family_ | Single Family_ | Single Family_ | unknown | unknownSingle Family_ | unknownSingle Family_FALSE
Water_00003184 | SITE_01905 | Room_00023118 | Bathroom_2 | Bathroom | Bathroom Faucet | 2.2 | 1.3267 | 2.2 | 1.5 |  | N/A | N/A | N/A | Bag | 0.796 |  | 1.194 |  | WA | Single Family | Bathroom Faucet | 2412 | 12576.67 | Single Family | FALSE | FALSE |  |  |  | 27668.674 | 15016.544 | Single Family_FALSE | Single Family_FALSE | Single Family_ | Single Family_ | Single Family_ | unknown | unknownSingle Family_ | unknownSingle Family_FALSE
Water_00003185 | SITE_01905 | Room_00023118 | Bathroom_2 | Bathroom | Bathroom Faucet | 2.2 | 1.3267 | 2.2 | 1.5 |  | N/A | N/A | N/A | Bag | 0.796 |  | 1.194 |  | WA | Single Family | Bathroom Faucet | 2412 | 12576.67 | Single Family | FALSE | FALSE |  |  |  | 27668.674 | 15016.544 | Single Family_FALSE | Single Family_FALSE | Single Family_ | Single Family_ | Single Family_ | unknown | unknownSingle Family_ | unknownSingle Family_FALSE
Water_00003186 | SITE_01905 | Room_00023118 | Bathroom_2 | Bathroom | Shower / Bathtub combo with diverter valve | 1.8867 | 1.8867 |  | 2 |  | Secondary | Daily / Almost Daily | N/A | Bag | 0.8492 |  | 1.698 |  | WA | Single Family | Shower | 2412 | 12576.67 | Single Family | TRUE | TRUE | TRUE | TRUE | TRUE | 23727.9841 | 21355.1857 | Single Family_TRUE | Single Family_TRUE | Single Family_TRUE | Single Family_TRUE | Single Family_TRUE | 2.0gpm | 2.0gpmSingle Family_TRUE | 2.0gpmSingle Family_TRUE
Water_00003187 | SITE_01681 | Room_00020818 | Bathroom_1 | Bathroom | Bathroom Faucet | 1.5 | 1.7689 | 1.5 | 2 |  | N/A | N/A | N/A | Bag | 0.796 |  | 1.592 |  | WA | Single Family | Bathroom Faucet | 2189 | 3801.52 | Single Family | FALSE | FALSE |  |  |  | 5702.28 | 6052.0198 | Single Family_FALSE | Single Family_FALSE | Single Family_ | Single Family_ | Single Family_ | unknown | unknownSingle Family_ | unknownSingle Family_FALSE
Water_00003188 | SITE_01681 | Room_00020820 | Kitchen_1 | Kitchen | Kitchen Faucet | 1.5 | 1.5478 | 1.5 | 1.75 |  | N/A | N/A | N/A | Bag | 0.796 |  | 1.393 |  | WA | Single Family | Kitchen Faucet | 2189 | 3801.52 | Single Family | FALSE | FALSE |  |  |  | 5702.28 | 5295.5174 | Single Family_FALSE | Single Family_FALSE | Single Family_ | Single Family_ | Single Family_ | unknown | unknownSingle Family_ | unknownSingle Family_FALSE
Water_00003189 | SITE_01681 | Room_00020823 | Bathroom_2 | Bathroom | Shower | unknown |  |  |  | Unknown | Primary | Daily / Almost Daily | Walk in shower has 4 separate heads | Bag | 0.8492 |  |  | Unknown | WA | Single Family | Shower | 2189 | 3801.52 | Single Family | TRUE | FALSE | FALSE | FALSE | FALSE | 0 | 0 | Single Family_TRUE | Single Family_FALSE | Single Family_FALSE | Single Family_FALSE | Single Family_FALSE | unknown | unknownSingle Family_FALSE | unknownSingle Family_TRUE
Water_00003190 | SITE_01681 | Room_00020823 | Bathroom_2 | Bathroom | Bathroom Faucet | 1.5 | 1.3267 | 1.5 | 1.5 |  | N/A | N/A | N/A | Bag | 0.796 |  | 1.194 |  | WA | Single Family | Bathroom Faucet | 2189 | 3801.52 | Single Family | FALSE | FALSE |  |  |  | 5702.28 | 4539.0149 | Single Family_FALSE | Single Family_FALSE | Single Family_ | Single Family_ | Single Family_ | unknown | unknownSingle Family_ | unknownSingle Family_FALSE
Water_00003191 | SITE_01681 | Room_00020829 | Bathroom_3 | Bathroom | Bathroom Faucet | 1.5 | 1.7689 | 1.5 | 2 |  | N/A | N/A | N/A | Bag | 0.796 |  | 1.592 |  | WA | Single Family | Bathroom Faucet | 2189 | 3801.52 | Single Family | FALSE | FALSE |  |  |  | 5702.28 | 6052.0198 | Single Family_FALSE | Single Family_FALSE | Single Family_ | Single Family_ | Single Family_ | unknown | unknownSingle Family_ | unknownSingle Family_FALSE
Water_00003192 | SITE_01681 | Room_00020829 | Bathroom_3 | Bathroom | Shower / Bathtub combo with diverter valve | 3.3022 | 3.3022 |  | 3.5 |  | Secondary | A few times per year | N/A | Bag | 0.8492 |  | 2.972 |  | WA | Single Family | Shower | 2189 | 3801.52 | Single Family | TRUE | TRUE | TRUE | TRUE | TRUE | 12553.4638 | 11298.1174 | Single Family_TRUE | Single Family_TRUE | Single Family_TRUE | Single Family_TRUE | Single Family_TRUE | gt2.5gpm | gt2.5gpmSingle Family_TRUE | gt2.5gpmSingle Family_TRUE
Water_00003193 | SITE_01752 | Room_00021502 | Bathroom_1 | Bathroom | Bathroom Faucet | 1.3267 | 1.3267 |  | 1.5 |  | N/A | N/A | N/A | Bag | 0.796 |  | 1.194 |  | WA | Multifamily Residence | Bathroom Faucet | 2260 | 2002.11 | Multifamily Residence | FALSE | FALSE |  |  |  | 2656.1326 | 2390.5193 | Multifamily Residence_FALSE | Multifamily Residence_FALSE | Multifamily Residence_ | Multifamily Residence_ | Multifamily Residence_ | unknown | unknownMultifamily Residence_ | unknownMultifamily Residence_FALSE
Water_00003194 | SITE_01752 | Room_00021502 | Bathroom_1 | Bathroom | Shower / Bathtub combo with diverter valve | 2.3589 | 2.3589 |  | 2.5 |  | Primary | Daily / Almost Daily | N/A | Bag | 0.8492 |  | 2.123 |  | WA | Multifamily Residence | Shower | 2260 | 2002.11 | Multifamily Residence | TRUE | TRUE | TRUE | TRUE | TRUE | 4722.755 | 4250.4795 | Multifamily Residence_TRUE | Multifamily Residence_TRUE | Multifamily Residence_TRUE | Multifamily Residence_TRUE | Multifamily Residence_TRUE | 2.5gpm | 2.5gpmMultifamily Residence_TRUE | 2.5gpmMultifamily Residence_TRUE
Water_00003195 | SITE_01752 | Room_00021505 | Kitchen_1 | Kitchen | Kitchen Faucet | 2.2 | 1.7689 | 2.2 | 2 |  | N/A | N/A | N/A | Bag | 0.796 |  | 1.592 |  | WA | Multifamily Residence | Kitchen Faucet | 2260 | 2002.11 | Multifamily Residence | FALSE | FALSE |  |  |  | 4404.642 | 3187.3591 | Multifamily Residence_FALSE | Multifamily Residence_FALSE | Multifamily Residence_ | Multifamily Residence_ | Multifamily Residence_ | unknown | unknownMultifamily Residence_ | unknownMultifamily Residence_FALSE
Water_00003196 | SITE_01724 | Room_00021247 | Bathroom_1 | Bathroom | Bathroom Faucet | 2 | 2.2111 | 2 | 2.5 |  | N/A | N/A | N/A | Bag | 0.796 |  | 1.99 |  | WA | Manufactured | Bathroom Faucet | 2232 | 1982.27 | Manufactured | FALSE | FALSE |  |  |  | 3964.54 | 3944.7173 | Manufactured_FALSE | Manufactured_FALSE | Manufactured_ | Manufactured_ | Manufactured_ | unknown | unknownManufactured_ | unknownManufactured_FALSE
Water_00003197 | SITE_01724 | Room_00021247 | Bathroom_1 | Bathroom | Shower | 2.5 | 2.8311 | 2.5 | 3 |  | Primary | Daily / Almost Daily | N/A | Bag | 0.8492 |  | 2.548 |  | WA | Manufactured | Shower | 2232 | 1982.27 | Manufactured | TRUE | FALSE | TRUE | TRUE | TRUE | 4955.675 | 5050.824 | Manufactured_TRUE | Manufactured_FALSE | Manufactured_TRUE | Manufactured_TRUE | Manufactured_TRUE | 2.5gpm | 2.5gpmManufactured_TRUE | 2.5gpmManufactured_TRUE
Water_00003198 | SITE_01724 | Room_00021249 | Kitchen_1 | Kitchen | Kitchen Faucet | 1.7689 | 1.7689 |  | 2 |  | N/A | N/A | N/A | Bag | 0.796 |  | 1.592 |  | WA | Manufactured | Kitchen Faucet | 2232 | 1982.27 | Manufactured | FALSE | FALSE |  |  |  | 3506.4154 | 3155.7738 | Manufactured_FALSE | Manufactured_FALSE | Manufactured_ | Manufactured_ | Manufactured_ | unknown | unknownManufactured_ | unknownManufactured_FALSE
Water_00003199 | SITE_01724 | Room_00021253 | Bathroom_2 | Bathroom | Bathroom Faucet | 2.2111 | 2.2111 |  | 2.5 |  | N/A | N/A | N/A | Bag | 0.796 |  | 1.99 |  | WA | Manufactured | Bathroom Faucet | 2232 | 1982.27 | Manufactured | FALSE | FALSE |  |  |  | 4383.0192 | 3944.7173 | Manufactured_FALSE | Manufactured_FALSE | Manufactured_ | Manufactured_ | Manufactured_ | unknown | unknownManufactured_ | unknownManufactured_FALSE
Water_00003200 | SITE_01724 | Room_00021253 | Bathroom_2 | Bathroom | Shower / Bathtub combo with diverter valve | 2.8311 | 2.8311 |  | 3 |  | Secondary | A few times per week | N/A | Bag | 0.8492 |  | 2.548 |  | WA | Manufactured | Shower | 2232 | 1982.27 | Manufactured | TRUE | TRUE | TRUE | TRUE | TRUE | 5612.0266 | 5050.824 | Manufactured_TRUE | Manufactured_TRUE | Manufactured_TRUE | Manufactured_TRUE | Manufactured_TRUE | gt2.5gpm | gt2.5gpmManufactured_TRUE | gt2.5gpmManufactured_TRUE
Water_00003201 | SITE_01919 | Room_00023314 | Bathroom_2 | Bathroom | Bathroom Faucet | 1.7689 | 1.7689 |  | 2 |  | N/A | N/A | N/A | Bag | 0.796 |  | 1.592 |  | WA | Manufactured | Bathroom Faucet | 2426 | 1982.27 | Manufactured | FALSE | FALSE |  |  |  | 3506.4154 | 3155.7738 | Manufactured_FALSE | Manufactured_FALSE | Manufactured_ | Manufactured_ | Manufactured_ | unknown | unknownManufactured_ | unknownManufactured_FALSE
Water_00003202 | SITE_01919 | Room_00023314 | Bathroom_2 | Bathroom | Shower / Bathtub combo with diverter valve | 2.5 | 2.8311 | 2.5 | 3 |  | Secondary | A few times per week | N/A | Bag | 0.8492 |  | 2.548 |  | WA | Manufactured | Shower | 2426 | 1982.27 | Manufactured | TRUE | TRUE | TRUE | TRUE | TRUE | 4955.675 | 5050.824 | Manufactured_TRUE | Manufactured_TRUE | Manufactured_TRUE | Manufactured_TRUE | Manufactured_TRUE | 2.5gpm | 2.5gpmManufactured_TRUE | 2.5gpmManufactured_TRUE
Water_00003203 | SITE_01919 | Room_00023309 | Bathroom_1 | Bathroom | Bathroom Faucet | 1.3267 | 1.3267 |  | 1.5 |  | N/A | N/A | N/A | Bag | 0.796 |  | 1.194 |  | WA | Manufactured | Bathroom Faucet | 2426 | 1982.27 | Manufactured | FALSE | FALSE |  |  |  | 2629.8115 | 2366.8304 | Manufactured_FALSE | Manufactured_FALSE | Manufactured_ | Manufactured_ | Manufactured_ | unknown | unknownManufactured_ | unknownManufactured_FALSE
Water_00003204 | SITE_01919 | Room_00023309 | Bathroom_1 | Bathroom | Shower / Bathtub combo with diverter valve | unknown |  |  |  | Unknown | Primary | Daily / Almost Daily | Could not measure, shower head too big | Bag | 0.8492 |  |  | Unknown | WA | Manufactured | Shower | 2426 | 1982.27 | Manufactured | TRUE | TRUE | FALSE | FALSE | FALSE | 0 | 0 | Manufactured_TRUE | Manufactured_TRUE | Manufactured_FALSE | Manufactured_FALSE | Manufactured_FALSE | unknown | unknownManufactured_FALSE | unknownManufactured_TRUE
Water_00003205 | SITE_01919 | Room_00023308 | Kitchen_1 | Kitchen | Kitchen Faucet | 1.5 | 1.7689 | 1.5 | 2 |  | N/A | N/A | N/A | Bag | 0.796 |  | 1.592 |  | WA | Manufactured | Kitchen Faucet | 2426 | 1982.27 | Manufactured | FALSE | FALSE |  |  |  | 2973.405 | 3155.7738 | Manufactured_FALSE | Manufactured_FALSE | Manufactured_ | Manufactured_ | Manufactured_ | unknown | unknownManufactured_ | unknownManufactured_FALSE
Water_00003206 | SITE_01554 | Room_00020712 | Bathroom_1 | Bathroom | Bathroom Faucet | 2.2 | 3.0956 | 2.2 | 3.5 |  | N/A | N/A | N/A | Bag | 0.796 |  | 2.786 |  | WA | Single Family | Bathroom Faucet | 2063 | 72.88 | Single Family | FALSE | FALSE |  |  |  | 160.336 | 203.0437 | Single Family_FALSE | Single Family_FALSE | Single Family_ | Single Family_ | Single Family_ | unknown | unknownSingle Family_ | unknownSingle Family_FALSE
Water_00003207 | SITE_01554 | Room_00020712 | Bathroom_1 | Bathroom | Shower / Bathtub combo with diverter valve | unknown |  |  |  | Unknown | Primary | Daily / Almost Daily | Shower head too large for flow bag | Bag | 0.8492 |  |  | Unknown | WA | Single Family | Shower | 2063 | 72.88 | Single Family | TRUE | TRUE | FALSE | FALSE | FALSE | 0 | 0 | Single Family_TRUE | Single Family_TRUE | Single Family_FALSE | Single Family_FALSE | Single Family_FALSE | unknown | unknownSingle Family_FALSE | unknownSingle Family_TRUE
Water_00003208 | SITE_01554 | Room_00020713 | Kitchen_1 | Kitchen | Kitchen Faucet | 2 | 2.6533 | 2 | 3 |  | N/A | N/A | N/A | Bag | 0.796 |  | 2.388 |  | WA | Single Family | Kitchen Faucet | 2063 | 72.88 | Single Family | FALSE | FALSE |  |  |  | 145.76 | 174.0374 | Single Family_FALSE | Single Family_FALSE | Single Family_ | Single Family_ | Single Family_ | unknown | unknownSingle Family_ | unknownSingle Family_FALSE
Water_00003209 | SITE_01605 | Room_00019869 | Kitchen_1 | Kitchen | Kitchen Faucet | 1.8 | 2.2111 | 1.8 | 2.5 |  | N/A | N/A | N/A | Bag | 0.796 |  | 1.99 |  | WA | Single Family | Kitchen Faucet | 2114 | 2259.17 | Single Family | FALSE | FALSE |  |  |  | 4066.506 | 4495.7483 | Single Family_FALSE | Single Family_FALSE | Single Family_ | Single Family_ | Single Family_ | unknown | unknownSingle Family_ | unknownSingle Family_FALSE
Water_00003210 | SITE_01605 | Room_00019877 | Bathroom_1 | Bathroom | Bathroom Faucet | 4.4222 | 4.4222 |  | 5 |  | N/A | N/A | Separate hot | Bag | 0.796 |  | 3.98 |  | WA | Single Family | Bathroom Faucet | 2114 | 2259.17 | Single Family | FALSE | FALSE |  |  |  | 9990.5518 | 8991.4966 | Single Family_FALSE | Single Family_FALSE | Single Family_ | Single Family_ | Single Family_ | unknown | unknownSingle Family_ | unknownSingle Family_FALSE
Water_00003211 | SITE_01605 | Room_00019877 | Bathroom_1 | Bathroom | Shower / Bathtub combo with diverter valve | 2.5 | 2.8311 | 2.5 | 3 |  | Primary | Daily / Almost Daily | N/A | Bag | 0.8492 |  | 2.548 |  | WA | Single Family | Shower | 2114 | 2259.17 | Single Family | TRUE | TRUE | TRUE | TRUE | TRUE | 5647.925 | 5756.3652 | Single Family_TRUE | Single Family_TRUE | Single Family_TRUE | Single Family_TRUE | Single Family_TRUE | 2.5gpm | 2.5gpmSingle Family_TRUE | 2.5gpmSingle Family_TRUE
Water_00003212 | SITE_01605 | Room_00019881 | Bathroom_2 | Bathroom | Bathroom Faucet | 1.1056 | 1.1056 |  | 1.25 |  | N/A | N/A | N/A | Bag | 0.796 |  | 0.995 |  | WA | Single Family | Bathroom Faucet | 2114 | 2259.17 | Single Family | FALSE | FALSE |  |  |  | 2497.6379 | 2247.8742 | Single Family_FALSE | Single Family_FALSE | Single Family_ | Single Family_ | Single Family_ | unknown | unknownSingle Family_ | unknownSingle Family_FALSE
Water_00003213 | SITE_01672 | Room_00020718 | Kitchen_1 | Kitchen | Kitchen Faucet | 2.2111 | 2.2111 |  | 2.5 |  | N/A | N/A | N/A | Bag | 0.796 |  | 1.99 |  | WA | Multifamily Residence | Kitchen Faucet | 2180 | 2002.39 | Multifamily Residence | FALSE | FALSE |  |  |  | 4427.5068 | 3984.7561 | Multifamily Residence_FALSE | Multifamily Residence_FALSE | Multifamily Residence_ | Multifamily Residence_ | Multifamily Residence_ | unknown | unknownMultifamily Residence_ | unknownMultifamily Residence_FALSE
Water_00003214 | SITE_01672 | Room_00020720 | Bathroom_1 | Bathroom | Bathroom Faucet | 2.2 | 2.4322 | 2.2 | 2.75 |  | N/A | N/A | N/A | Bag | 0.796 |  | 2.189 |  | WA | Multifamily Residence | Bathroom Faucet | 2180 | 2002.39 | Multifamily Residence | FALSE | FALSE |  |  |  | 4405.258 | 4383.2317 | Multifamily Residence_FALSE | Multifamily Residence_FALSE | Multifamily Residence_ | Multifamily Residence_ | Multifamily Residence_ | unknown | unknownMultifamily Residence_ | unknownMultifamily Residence_FALSE
Water_00003215 | SITE_01672 | Room_00020723 | Bathroom_2 | Bathroom | Bathroom Faucet | 2.2111 | 2.2111 |  | 2.5 |  | N/A | N/A | N/A | Bag | 0.796 |  | 1.99 |  | WA | Multifamily Residence | Bathroom Faucet | 2180 | 2002.39 | Multifamily Residence | FALSE | FALSE |  |  |  | 4427.5068 | 3984.7561 | Multifamily Residence_FALSE | Multifamily Residence_FALSE | Multifamily Residence_ | Multifamily Residence_ | Multifamily Residence_ | unknown | unknownMultifamily Residence_ | unknownMultifamily Residence_FALSE
Water_00003216 | SITE_01672 | Room_00020723 | Bathroom_2 | Bathroom | Shower / Bathtub combo with diverter valve | 3.7744 | 3.7744 |  | 4 |  | Primary | Daily / Almost Daily | N/A | Bag | 0.8492 |  | 3.397 |  | WA | Multifamily Residence | Shower | 2180 | 2002.39 | Multifamily Residence | TRUE | TRUE | TRUE | TRUE | TRUE | 7557.9098 | 6802.1188 | Multifamily Residence_TRUE | Multifamily Residence_TRUE | Multifamily Residence_TRUE | Multifamily Residence_TRUE | Multifamily Residence_TRUE | gt2.5gpm | gt2.5gpmMultifamily Residence_TRUE | gt2.5gpmMultifamily Residence_TRUE
Water_00003217 | SITE_01051 | Room_00015480 | Other_1 | Other | Kitchen Faucet | unknown |  |  | 1 |  | N/A | N/A | N/A | Unknown |  | N/A |  | N/A | MT | Single Family | Kitchen Faucet | 1567 | 1882.4 | Single Family | FALSE | FALSE |  |  |  | 0 | 0 | Single Family_FALSE | Single Family_FALSE | Single Family_ | Single Family_ | Single Family_ | unknown | unknownSingle Family_ | unknownSingle Family_FALSE
Water_00003218 | SITE_01051 | Room_00015481 | Bathroom_1 | Bathroom | Bathroom Faucet | unknown |  |  | 2 |  | N/A | N/A | N/A | Unknown |  | N/A |  | N/A | MT | Single Family | Bathroom Faucet | 1567 | 1882.4 | Single Family | FALSE | FALSE |  |  |  | 0 | 0 | Single Family_FALSE | Single Family_FALSE | Single Family_ | Single Family_ | Single Family_ | unknown | unknownSingle Family_ | unknownSingle Family_FALSE
Water_00003219 | SITE_01051 | Room_00015481 | Bathroom_1 | Bathroom | Bathtub | unknown |  |  |  | N/A | N/A | N/A | N/A | Unknown |  | N/A |  | N/A | MT | Single Family | Bathtub | 1567 | 1882.4 | Single Family | FALSE | FALSE |  |  |  | 0 | 0 | Single Family_FALSE | Single Family_FALSE | Single Family_ | Single Family_ | Single Family_ | unknown | unknownSingle Family_ | unknownSingle Family_FALSE
Water_00003220 | SITE_01051 | Room_00015482 | Kitchen_1 | Kitchen | Kitchen Faucet | unknown |  |  | 1.5 |  | N/A | N/A | N/A | Unknown |  | N/A |  | N/A | MT | Single Family | Kitchen Faucet | 1567 | 1882.4 | Single Family | FALSE | FALSE |  |  |  | 0 | 0 | Single Family_FALSE | Single Family_FALSE | Single Family_ | Single Family_ | Single Family_ | unknown | unknownSingle Family_ | unknownSingle Family_FALSE
Water_00003221 | SITE_01051 | Room_00015492 | Bathroom_2 | Bathroom | Shower / Bathtub combo with diverter valve | unknown |  |  | 0.7 |  | Secondary | A few times per year | N/A | Unknown |  | N/A |  | N/A | MT | Single Family | Shower | 1567 | 1882.4 | Single Family | TRUE | TRUE | FALSE | FALSE | FALSE | 0 | 0 | Single Family_TRUE | Single Family_TRUE | Single Family_FALSE | Single Family_FALSE | Single Family_FALSE | unknown | unknownSingle Family_FALSE | unknownSingle Family_TRUE
Water_00003222 | SITE_01051 | Room_00015492 | Bathroom_2 | Bathroom | Bathroom Faucet | unknown |  |  | 1.2 |  | N/A | N/A | N/A | Unknown |  | N/A |  | N/A | MT | Single Family | Bathroom Faucet | 1567 | 1882.4 | Single Family | FALSE | FALSE |  |  |  | 0 | 0 | Single Family_FALSE | Single Family_FALSE | Single Family_ | Single Family_ | Single Family_ | unknown | unknownSingle Family_ | unknownSingle Family_FALSE
Water_00003223 | SITE_01065 | Room_00015588 | Kitchen_1 | Kitchen | Kitchen Faucet | unknown |  |  | 2 |  | N/A | N/A | N/A | Unknown |  | N/A |  | N/A | MT | Single Family | Kitchen Faucet | 1581 | 1882.4 | Single Family | FALSE | FALSE |  |  |  | 0 | 0 | Single Family_FALSE | Single Family_FALSE | Single Family_ | Single Family_ | Single Family_ | unknown | unknownSingle Family_ | unknownSingle Family_FALSE
Water_00003224 | SITE_01065 | Room_00015592 | Bathroom_1 | Bathroom | Bathroom Faucet | 2.2 |  | 2.2 | 1.4 |  | N/A | N/A | N/A | Unknown |  | N/A |  | N/A | MT | Single Family | Bathroom Faucet | 1581 | 1882.4 | Single Family | FALSE | FALSE |  |  |  | 4141.28 | 0 | Single Family_FALSE | Single Family_FALSE | Single Family_ | Single Family_ | Single Family_ | unknown | unknownSingle Family_ | unknownSingle Family_FALSE
Water_00003225 | SITE_01065 | Room_00015592 | Bathroom_1 | Bathroom | Shower / Bathtub combo with diverter valve | unknown |  |  | 2 |  | All used about the same | Daily / Almost Daily | N/A | Unknown |  | N/A |  | N/A | MT | Single Family | Shower | 1581 | 1882.4 | Single Family | TRUE | TRUE | FALSE | FALSE | FALSE | 0 | 0 | Single Family_TRUE | Single Family_TRUE | Single Family_FALSE | Single Family_FALSE | Single Family_FALSE | unknown | unknownSingle Family_FALSE | unknownSingle Family_TRUE
Water_00003226 | SITE_01065 | Room_00015595 | Bedroom_3 | Bedroom | Bathroom Faucet | unknown |  |  | 1.5 |  | N/A | N/A | N/A | Unknown |  | N/A |  | N/A | MT | Single Family | Bathroom Faucet | 1581 | 1882.4 | Single Family | FALSE | FALSE |  |  |  | 0 | 0 | Single Family_FALSE | Single Family_FALSE | Single Family_ | Single Family_ | Single Family_ | unknown | unknownSingle Family_ | unknownSingle Family_FALSE
Water_00003227 | SITE_01065 | Room_00015595 | Bedroom_3 | Bedroom | Shower | unknown |  |  | 2 |  | All used about the same | Daily / Almost Daily | N/A | Unknown |  | N/A |  | N/A | MT | Single Family | Shower | 1581 | 1882.4 | Single Family | TRUE | FALSE | FALSE | FALSE | FALSE | 0 | 0 | Single Family_TRUE | Single Family_FALSE | Single Family_FALSE | Single Family_FALSE | Single Family_FALSE | unknown | unknownSingle Family_FALSE | unknownSingle Family_TRUE
Water_00003228 | SITE_01058 | Room_00015519 | Laundry_1 | Laundry | Kitchen Faucet | unknown |  |  | 3.5 |  | N/A | N/A | N/A | Unknown |  | N/A |  | N/A | MT | Single Family | Kitchen Faucet | 1574 | 1882.4 | Single Family | FALSE | FALSE |  |  |  | 0 | 0 | Single Family_FALSE | Single Family_FALSE | Single Family_ | Single Family_ | Single Family_ | unknown | unknownSingle Family_ | unknownSingle Family_FALSE
Water_00003229 | SITE_01058 | Room_00015520 | Kitchen_1 | Kitchen | Kitchen Faucet | unknown |  |  | 2.2 |  | N/A | N/A | N/A | Unknown |  | N/A |  | N/A | MT | Single Family | Kitchen Faucet | 1574 | 1882.4 | Single Family | FALSE | FALSE |  |  |  | 0 | 0 | Single Family_FALSE | Single Family_FALSE | Single Family_ | Single Family_ | Single Family_ | unknown | unknownSingle Family_ | unknownSingle Family_FALSE
Water_00003230 | SITE_01058 | Room_00015521 | Bathroom_1 | Bathroom | Bathroom Faucet | 2.2 |  | 2.2 | 2 |  | N/A | N/A | N/A | Unknown |  | N/A |  | N/A | MT | Single Family | Bathroom Faucet | 1574 | 1882.4 | Single Family | FALSE | FALSE |  |  |  | 4141.28 | 0 | Single Family_FALSE | Single Family_FALSE | Single Family_ | Single Family_ | Single Family_ | unknown | unknownSingle Family_ | unknownSingle Family_FALSE
Water_00003231 | SITE_01058 | Room_00015528 | Bathroom_2 | Bathroom | Bathroom Faucet | unknown |  |  | 2.2 |  | N/A | N/A | N/A | Unknown |  | N/A |  | N/A | MT | Single Family | Bathroom Faucet | 1574 | 1882.4 | Single Family | FALSE | FALSE |  |  |  | 0 | 0 | Single Family_FALSE | Single Family_FALSE | Single Family_ | Single Family_ | Single Family_ | unknown | unknownSingle Family_ | unknownSingle Family_FALSE
Water_00003232 | SITE_01058 | Room_00015528 | Bathroom_2 | Bathroom | Shower / Bathtub combo with diverter valve | 2 |  | 2 | 2 |  | Secondary | A few times per year | N/A | Unknown |  | N/A |  | N/A | MT | Single Family | Shower | 1574 | 1882.4 | Single Family | TRUE | TRUE | TRUE | FALSE | FALSE | 3764.8 | 0 | Single Family_TRUE | Single Family_TRUE | Single Family_TRUE | Single Family_FALSE | Single Family_FALSE | unknown | unknownSingle Family_FALSE | unknownSingle Family_TRUE
Water_00003233 | SITE_01058 | Room_00015530 | Bedroom_3 | Bedroom | Bathroom Faucet | unknown |  |  | 2 |  | N/A | N/A | N/A | Unknown |  | N/A |  | N/A | MT | Single Family | Bathroom Faucet | 1574 | 1882.4 | Single Family | FALSE | FALSE |  |  |  | 0 | 0 | Single Family_FALSE | Single Family_FALSE | Single Family_ | Single Family_ | Single Family_ | unknown | unknownSingle Family_ | unknownSingle Family_FALSE
Water_00003234 | SITE_01058 | Room_00015530 | Bedroom_3 | Bedroom | Bathroom Faucet | unknown |  |  | 2.2 |  | N/A | N/A | N/A | Unknown |  | N/A |  | N/A | MT | Single Family | Bathroom Faucet | 1574 | 1882.4 | Single Family | FALSE | FALSE |  |  |  | 0 | 0 | Single Family_FALSE | Single Family_FALSE | Single Family_ | Single Family_ | Single Family_ | unknown | unknownSingle Family_ | unknownSingle Family_FALSE
Water_00003235 | SITE_01058 | Room_00015530 | Bedroom_3 | Bedroom | Shower | 2.5 |  | 2.5 | 2.2 |  | Primary | Daily / Almost Daily | N/A | Unknown |  | N/A |  | N/A | MT | Single Family | Shower | 1574 | 1882.4 | Single Family | TRUE | FALSE | TRUE | FALSE | FALSE | 4706 | 0 | Single Family_TRUE | Single Family_FALSE | Single Family_TRUE | Single Family_FALSE | Single Family_FALSE | unknown | unknownSingle Family_FALSE | unknownSingle Family_TRUE
Water_00003236 | SITE_00904 | Room_00015018 | Kitchen_1 | Kitchen | Kitchen Faucet | unknown |  |  | 1.5 |  | N/A | N/A | N/A | Unknown |  | N/A |  | N/A | MT | Multifamily Residence | Kitchen Faucet | 1421 | 2103.18 | Multifamily Residence | FALSE | FALSE |  |  |  | 0 | 0 | Multifamily Residence_FALSE | Multifamily Residence_FALSE | Multifamily Residence_ | Multifamily Residence_ | Multifamily Residence_ | unknown | unknownMultifamily Residence_ | unknownMultifamily Residence_FALSE
Water_00003237 | SITE_00904 | Room_00015019 | Bathroom_1 | Bathroom | Bathroom Faucet | 1.5 |  | 1.5 | 1.5 |  | N/A | N/A | N/A | Unknown |  | N/A |  | N/A | MT | Multifamily Residence | Bathroom Faucet | 1421 | 2103.18 | Multifamily Residence | FALSE | FALSE |  |  |  | 3154.77 | 0 | Multifamily Residence_FALSE | Multifamily Residence_FALSE | Multifamily Residence_ | Multifamily Residence_ | Multifamily Residence_ | unknown | unknownMultifamily Residence_ | unknownMultifamily Residence_FALSE
Water_00003238 | SITE_00904 | Room_00015019 | Bathroom_1 | Bathroom | Shower / Bathtub combo with diverter valve | unknown |  |  | 2.5 |  | Primary | Daily / Almost Daily | N/A | Unknown |  | N/A |  | N/A | MT | Multifamily Residence | Shower | 1421 | 2103.18 | Multifamily Residence | TRUE | TRUE | FALSE | FALSE | FALSE | 0 | 0 | Multifamily Residence_TRUE | Multifamily Residence_TRUE | Multifamily Residence_FALSE | Multifamily Residence_FALSE | Multifamily Residence_FALSE | unknown | unknownMultifamily Residence_FALSE | unknownMultifamily Residence_TRUE
Water_00003239 | SITE_01067 | Room_00015603 | Bathroom_1 | Bathroom | Shower | unknown |  |  | 2.5 |  | Secondary | A few times per year | N/A | Unknown |  | N/A |  | N/A | MT | Single Family | Shower | 1583 | 2661.5 | Single Family | TRUE | FALSE | FALSE | FALSE | FALSE | 0 | 0 | Single Family_TRUE | Single Family_FALSE | Single Family_FALSE | Single Family_FALSE | Single Family_FALSE | unknown | unknownSingle Family_FALSE | unknownSingle Family_TRUE
Water_00003240 | SITE_01067 | Room_00015603 | Bathroom_1 | Bathroom | Bathroom Faucet | unknown |  |  | 2 |  | N/A | N/A | N/A | Unknown |  | N/A |  | N/A | MT | Single Family | Bathroom Faucet | 1583 | 2661.5 | Single Family | FALSE | FALSE |  |  |  | 0 | 0 | Single Family_FALSE | Single Family_FALSE | Single Family_ | Single Family_ | Single Family_ | unknown | unknownSingle Family_ | unknownSingle Family_FALSE
Water_00003241 | SITE_01067 | Room_00015610 | Kitchen_1 | Kitchen | Kitchen Faucet | unknown |  |  | 1.2 |  | N/A | N/A | N/A | Unknown |  | N/A |  | N/A | MT | Single Family | Kitchen Faucet | 1583 | 2661.5 | Single Family | FALSE | FALSE |  |  |  | 0 | 0 | Single Family_FALSE | Single Family_FALSE | Single Family_ | Single Family_ | Single Family_ | unknown | unknownSingle Family_ | unknownSingle Family_FALSE
Water_00003242 | SITE_01067 | Room_00015611 | Bathroom_2 | Bathroom | Bathroom Faucet | 1.5 |  | 1.5 | 1.5 |  | N/A | N/A | N/A | Unknown |  | N/A |  | N/A | MT | Single Family | Bathroom Faucet | 1583 | 2661.5 | Single Family | FALSE | FALSE |  |  |  | 3992.25 | 0 | Single Family_FALSE | Single Family_FALSE | Single Family_ | Single Family_ | Single Family_ | unknown | unknownSingle Family_ | unknownSingle Family_FALSE
Water_00003243 | SITE_01067 | Room_00015611 | Bathroom_2 | Bathroom | Shower / Bathtub combo with diverter valve | unknown |  |  | 2 |  | Primary | Daily / Almost Daily | N/A | Unknown |  | N/A |  | N/A | MT | Single Family | Shower | 1583 | 2661.5 | Single Family | TRUE | TRUE | FALSE | FALSE | FALSE | 0 | 0 | Single Family_TRUE | Single Family_TRUE | Single Family_FALSE | Single Family_FALSE | Single Family_FALSE | unknown | unknownSingle Family_FALSE | unknownSingle Family_TRUE
Water_00003244 | SITE_01051 | Room_00015500 | Bathroom_6 | Bathroom | Kitchen Faucet | unknown |  |  | 2.1 |  | N/A | N/A | N/A | Unknown |  | N/A |  | N/A | MT | Single Family | Kitchen Faucet | 1567 | 1882.4 | Single Family | FALSE | FALSE |  |  |  | 0 | 0 | Single Family_FALSE | Single Family_FALSE | Single Family_ | Single Family_ | Single Family_ | unknown | unknownSingle Family_ | unknownSingle Family_FALSE
Water_00003245 | SITE_01051 | Room_00015500 | Bathroom_6 | Bathroom | Shower | unknown |  |  | 2 |  | Primary | Daily / Almost Daily | N/A | Unknown |  | N/A |  | N/A | MT | Single Family | Shower | 1567 | 1882.4 | Single Family | TRUE | FALSE | FALSE | FALSE | FALSE | 0 | 0 | Single Family_TRUE | Single Family_FALSE | Single Family_FALSE | Single Family_FALSE | Single Family_FALSE | unknown | unknownSingle Family_FALSE | unknownSingle Family_TRUE
Water_00003246 | SITE_01050 | Room_00015470 | Kitchen_1 | Kitchen | Kitchen Faucet | 2 |  | 2 | 2 |  | N/A | N/A | N/A | Unknown |  | N/A |  | N/A | MT | Single Family | Kitchen Faucet | 1566 | 1882.4 | Single Family | FALSE | FALSE |  |  |  | 3764.8 | 0 | Single Family_FALSE | Single Family_FALSE | Single Family_ | Single Family_ | Single Family_ | unknown | unknownSingle Family_ | unknownSingle Family_FALSE
Water_00003247 | SITE_01050 | Room_00015474 | Bathroom_1 | Bathroom | Bathroom Faucet | 4.8644 | 4.8644 |  | 5.5 |  | N/A | N/A | N/A | Bag | 0.796 |  | 4.378 |  | MT | Single Family | Bathroom Faucet | 1566 | 1882.4 | Single Family | FALSE | FALSE |  |  |  | 9156.8302 | 8241.1472 | Single Family_FALSE | Single Family_FALSE | Single Family_ | Single Family_ | Single Family_ | unknown | unknownSingle Family_ | unknownSingle Family_FALSE
Water_00003248 | SITE_01050 | Room_00015474 | Bathroom_1 | Bathroom | Shower / Bathtub combo with diverter valve | 2.5 |  | 2.5 | 2.1 |  | Primary | Daily / Almost Daily | N/A | Unknown |  | N/A |  | N/A | MT | Single Family | Shower | 1566 | 1882.4 | Single Family | TRUE | TRUE | TRUE | FALSE | FALSE | 4706 | 0 | Single Family_TRUE | Single Family_TRUE | Single Family_TRUE | Single Family_FALSE | Single Family_FALSE | unknown | unknownSingle Family_FALSE | unknownSingle Family_TRUE
Water_00003249 | SITE_00931 | Room_00015054 | Kitchen_1 | Kitchen | Kitchen Faucet | 1.5 |  | 1.5 | 1.1 |  | N/A | N/A | N/A | Unknown |  | N/A |  | N/A | MT | Manufactured | Kitchen Faucet | 1448 | 331.65 | Manufactured | FALSE | FALSE |  |  |  | 497.475 | 0 | Manufactured_FALSE | Manufactured_FALSE | Manufactured_ | Manufactured_ | Manufactured_ | unknown | unknownManufactured_ | unknownManufactured_FALSE
Water_00003250 | SITE_00931 | Room_00015058 | Bathroom_1 | Bathroom | Bathroom Faucet | 0.97333 | 0.97333 |  | 1.1 |  | N/A | N/A | N/A | Bag | 0.796 |  | 0.876 |  | MT | Manufactured | Bathroom Faucet | 1448 | 331.65 | Manufactured | FALSE | FALSE |  |  |  | 322.806 | 290.5254 | Manufactured_FALSE | Manufactured_FALSE | Manufactured_ | Manufactured_ | Manufactured_ | unknown | unknownManufactured_ | unknownManufactured_FALSE
Water_00003251 | SITE_00931 | Room_00015058 | Bathroom_1 | Bathroom | Shower / Bathtub combo with diverter valve | 2 |  | 2 | 1.5 |  | Primary | Daily / Almost Daily | N/A | Unknown |  | N/A |  | N/A | MT | Manufactured | Shower | 1448 | 331.65 | Manufactured | TRUE | TRUE | TRUE | FALSE | FALSE | 663.3 | 0 | Manufactured_TRUE | Manufactured_TRUE | Manufactured_TRUE | Manufactured_FALSE | Manufactured_FALSE | unknown | unknownManufactured_FALSE | unknownManufactured_TRUE
Water_00003252 | SITE_00931 | Room_00015060 | Bathroom_2 | Bathroom | Bathroom Faucet | 1 | 0.97333 | 1 | 1.1 |  | N/A | N/A | N/A | Bag | 0.796 |  | 0.876 |  | MT | Manufactured | Bathroom Faucet | 1448 | 331.65 | Manufactured | FALSE | FALSE |  |  |  | 331.65 | 290.5254 | Manufactured_FALSE | Manufactured_FALSE | Manufactured_ | Manufactured_ | Manufactured_ | unknown | unknownManufactured_ | unknownManufactured_FALSE
Water_00003253 | SITE_00931 | Room_00015060 | Bathroom_2 | Bathroom | Shower / Bathtub combo with diverter valve | 2 |  | 2 | 1.9 |  | Secondary | Daily / Almost Daily | N/A | Unknown |  | N/A |  | N/A | MT | Manufactured | Shower | 1448 | 331.65 | Manufactured | TRUE | TRUE | TRUE | FALSE | FALSE | 663.3 | 0 | Manufactured_TRUE | Manufactured_TRUE | Manufactured_TRUE | Manufactured_FALSE | Manufactured_FALSE | unknown | unknownManufactured_FALSE | unknownManufactured_TRUE
Water_00003254 | SITE_01760 | Room_00021581 | Bathroom_6 | Bathroom | Bathroom Faucet | 1.5 |  | 1.5 | 1.5 |  | N/A | N/A | N/A | Unknown |  | N/A |  | N/A | WA | Multifamily Residence | Bathroom Faucet | 2268 | 2000.27 | Multifamily Residence | FALSE | FALSE |  |  |  | 3000.405 | 0 | Multifamily Residence_FALSE | Multifamily Residence_FALSE | Multifamily Residence_ | Multifamily Residence_ | Multifamily Residence_ | unknown | unknownMultifamily Residence_ | unknownMultifamily Residence_FALSE
Water_00003255 | SITE_01760 | Room_00021581 | Bathroom_6 | Bathroom | Shower / Bathtub combo with diverter valve | 1.5 |  | 1.5 |  | Unknown | Primary | Daily / Almost Daily | Water comes out faucet and shower simultaneously | Unknown |  | N/A |  | N/A | WA | Multifamily Residence | Shower | 2268 | 2000.27 | Multifamily Residence | TRUE | TRUE | TRUE | FALSE | FALSE | 3000.405 | 0 | Multifamily Residence_TRUE | Multifamily Residence_TRUE | Multifamily Residence_TRUE | Multifamily Residence_FALSE | Multifamily Residence_FALSE | unknown | unknownMultifamily Residence_FALSE | unknownMultifamily Residence_TRUE
Water_00003256 | SITE_01722 | Room_00021230 | Kitchen_1 | Kitchen | Kitchen Faucet | 2 |  | 2 | 2 |  | N/A | N/A | N/A | Unknown |  | N/A |  | N/A | WA | Manufactured | Kitchen Faucet | 2230 | 2052 | Manufactured | FALSE | FALSE |  |  |  | 4104 | 0 | Manufactured_FALSE | Manufactured_FALSE | Manufactured_ | Manufactured_ | Manufactured_ | unknown | unknownManufactured_ | unknownManufactured_FALSE
Water_00003257 | SITE_01722 | Room_00021233 | Bathroom_1 | Bathroom | Shower | 2 |  | 2 | 2 |  | Primary | Daily / Almost Daily | N/A | Unknown |  | N/A |  | N/A | WA | Manufactured | Shower | 2230 | 2052 | Manufactured | TRUE | FALSE | TRUE | FALSE | FALSE | 4104 | 0 | Manufactured_TRUE | Manufactured_FALSE | Manufactured_TRUE | Manufactured_FALSE | Manufactured_FALSE | unknown | unknownManufactured_FALSE | unknownManufactured_TRUE
Water_00003258 | SITE_01722 | Room_00021233 | Bathroom_1 | Bathroom | Bathroom Faucet | unknown |  |  | 3.7 |  | N/A | N/A | N/A | Unknown |  | N/A |  | N/A | WA | Manufactured | Bathroom Faucet | 2230 | 2052 | Manufactured | FALSE | FALSE |  |  |  | 0 | 0 | Manufactured_FALSE | Manufactured_FALSE | Manufactured_ | Manufactured_ | Manufactured_ | unknown | unknownManufactured_ | unknownManufactured_FALSE
Water_00003259 | SITE_01722 | Room_00021234 | Bathroom_2 | Bathroom | Bathroom Faucet | unknown |  |  | 1.5 |  | N/A | N/A | N/A | Unknown |  | N/A |  | N/A | WA | Manufactured | Bathroom Faucet | 2230 | 2052 | Manufactured | FALSE | FALSE |  |  |  | 0 | 0 | Manufactured_FALSE | Manufactured_FALSE | Manufactured_ | Manufactured_ | Manufactured_ | unknown | unknownManufactured_ | unknownManufactured_FALSE
Water_00003260 | SITE_01722 | Room_00021234 | Bathroom_2 | Bathroom | Shower / Bathtub combo with diverter valve | unknown |  |  | 2.2 |  | Secondary | A few times per year | N/A | Unknown |  | N/A |  | N/A | WA | Manufactured | Shower | 2230 | 2052 | Manufactured | TRUE | TRUE | FALSE | FALSE | FALSE | 0 | 0 | Manufactured_TRUE | Manufactured_TRUE | Manufactured_FALSE | Manufactured_FALSE | Manufactured_FALSE | unknown | unknownManufactured_FALSE | unknownManufactured_TRUE
Water_00003261 | SITE_01726 | Room_00021265 | Kitchen_1 | Kitchen | Kitchen Faucet | unknown |  |  | 1.7 |  | N/A | N/A | N/A | Unknown |  | N/A |  | N/A | WA | Multifamily Residence | Kitchen Faucet | 2234 | 2002.39 | Multifamily Residence | FALSE | FALSE |  |  |  | 0 | 0 | Multifamily Residence_FALSE | Multifamily Residence_FALSE | Multifamily Residence_ | Multifamily Residence_ | Multifamily Residence_ | unknown | unknownMultifamily Residence_ | unknownMultifamily Residence_FALSE
Water_00003262 | SITE_01726 | Room_00021266 | Bathroom_1 | Bathroom | Bathroom Faucet | 1.5 |  | 1.5 | 1.5 |  | N/A | N/A | N/A | Unknown |  | N/A |  | N/A | WA | Multifamily Residence | Bathroom Faucet | 2234 | 2002.39 | Multifamily Residence | FALSE | FALSE |  |  |  | 3003.585 | 0 | Multifamily Residence_FALSE | Multifamily Residence_FALSE | Multifamily Residence_ | Multifamily Residence_ | Multifamily Residence_ | unknown | unknownMultifamily Residence_ | unknownMultifamily Residence_FALSE
Water_00003263 | SITE_01726 | Room_00021266 | Bathroom_1 | Bathroom | Shower / Bathtub combo with diverter valve | unknown |  |  | 4 |  | Primary | A few times per week | N/A | Unknown |  | N/A |  | N/A | WA | Multifamily Residence | Shower | 2234 | 2002.39 | Multifamily Residence | TRUE | TRUE | FALSE | FALSE | FALSE | 0 | 0 | Multifamily Residence_TRUE | Multifamily Residence_TRUE | Multifamily Residence_FALSE | Multifamily Residence_FALSE | Multifamily Residence_FALSE | unknown | unknownMultifamily Residence_FALSE | unknownMultifamily Residence_TRUE
Water_00003264 | SITE_01755 | Room_00021530 | Kitchen_1 | Kitchen | Kitchen Faucet | unknown |  |  | 2 |  | N/A | N/A | N/A | Unknown |  | N/A |  | N/A | WA | Multifamily Residence | Kitchen Faucet | 2263 | 2002.39 | Multifamily Residence | FALSE | FALSE |  |  |  | 0 | 0 | Multifamily Residence_FALSE | Multifamily Residence_FALSE | Multifamily Residence_ | Multifamily Residence_ | Multifamily Residence_ | unknown | unknownMultifamily Residence_ | unknownMultifamily Residence_FALSE
Water_00003265 | SITE_01755 | Room_00021531 | Bathroom_1 | Bathroom | Bathroom Faucet | unknown |  |  | 1.3 |  | N/A | N/A | N/A | Unknown |  | N/A |  | N/A | WA | Multifamily Residence | Bathroom Faucet | 2263 | 2002.39 | Multifamily Residence | FALSE | FALSE |  |  |  | 0 | 0 | Multifamily Residence_FALSE | Multifamily Residence_FALSE | Multifamily Residence_ | Multifamily Residence_ | Multifamily Residence_ | unknown | unknownMultifamily Residence_ | unknownMultifamily Residence_FALSE
Water_00003266 | SITE_01755 | Room_00021531 | Bathroom_1 | Bathroom | Shower | unknown |  |  | 2 |  | Primary | Daily / Almost Daily | N/A | Unknown |  | N/A |  | N/A | WA | Multifamily Residence | Shower | 2263 | 2002.39 | Multifamily Residence | TRUE | FALSE | FALSE | FALSE | FALSE | 0 | 0 | Multifamily Residence_TRUE | Multifamily Residence_FALSE | Multifamily Residence_FALSE | Multifamily Residence_FALSE | Multifamily Residence_FALSE | unknown | unknownMultifamily Residence_FALSE | unknownMultifamily Residence_TRUE
Water_00003267 | SITE_01777 | Room_00021698 | Living Room_1 | Living Room | Kitchen Faucet | unknown |  |  | 1.3 |  | N/A | N/A | N/A | Unknown |  | N/A |  | N/A | WA | Multifamily Residence | Kitchen Faucet | 2285 | 2002.39 | Multifamily Residence | FALSE | FALSE |  |  |  | 0 | 0 | Multifamily Residence_FALSE | Multifamily Residence_FALSE | Multifamily Residence_ | Multifamily Residence_ | Multifamily Residence_ | unknown | unknownMultifamily Residence_ | unknownMultifamily Residence_FALSE
Water_00003268 | SITE_01777 | Room_00021700 | Bathroom_1 | Bathroom | Bathroom Faucet | unknown |  |  | 1.5 |  | N/A | N/A | N/A | Unknown |  | N/A |  | N/A | WA | Multifamily Residence | Bathroom Faucet | 2285 | 2002.39 | Multifamily Residence | FALSE | FALSE |  |  |  | 0 | 0 | Multifamily Residence_FALSE | Multifamily Residence_FALSE | Multifamily Residence_ | Multifamily Residence_ | Multifamily Residence_ | unknown | unknownMultifamily Residence_ | unknownMultifamily Residence_FALSE
Water_00003269 | SITE_01777 | Room_00021700 | Bathroom_1 | Bathroom | Shower / Bathtub combo with diverter valve | unknown |  |  | 1.5 |  | Primary | Daily / Almost Daily | N/A | Unknown |  | N/A |  | N/A | WA | Multifamily Residence | Shower | 2285 | 2002.39 | Multifamily Residence | TRUE | TRUE | FALSE | FALSE | FALSE | 0 | 0 | Multifamily Residence_TRUE | Multifamily Residence_TRUE | Multifamily Residence_FALSE | Multifamily Residence_FALSE | Multifamily Residence_FALSE | unknown | unknownMultifamily Residence_FALSE | unknownMultifamily Residence_TRUE
Water_00003270 | SITE_01781 | Room_00021727 | Kitchen_1 | Kitchen | Kitchen Faucet | 2.2 |  | 2.2 | 2.5 |  | N/A | N/A | N/A | Unknown |  | N/A |  | N/A | WA | Multifamily Residence | Kitchen Faucet | 2289 | 2000.27 | Multifamily Residence | FALSE | FALSE |  |  |  | 4400.594 | 0 | Multifamily Residence_FALSE | Multifamily Residence_FALSE | Multifamily Residence_ | Multifamily Residence_ | Multifamily Residence_ | unknown | unknownMultifamily Residence_ | unknownMultifamily Residence_FALSE
Water_00003271 | SITE_01781 | Room_00021730 | Bathroom_1 | Bathroom | Bathroom Faucet | unknown |  |  | 1.5 |  | N/A | N/A | N/A | Unknown |  | N/A |  | N/A | WA | Multifamily Residence | Bathroom Faucet | 2289 | 2000.27 | Multifamily Residence | FALSE | FALSE |  |  |  | 0 | 0 | Multifamily Residence_FALSE | Multifamily Residence_FALSE | Multifamily Residence_ | Multifamily Residence_ | Multifamily Residence_ | unknown | unknownMultifamily Residence_ | unknownMultifamily Residence_FALSE
Water_00003272 | SITE_01781 | Room_00021731 | Bathroom_2 | Bathroom | Bathroom Faucet | unknown |  |  | 2.3 |  | N/A | N/A | N/A | Unknown |  | N/A |  | N/A | WA | Multifamily Residence | Bathroom Faucet | 2289 | 2000.27 | Multifamily Residence | FALSE | FALSE |  |  |  | 0 | 0 | Multifamily Residence_FALSE | Multifamily Residence_FALSE | Multifamily Residence_ | Multifamily Residence_ | Multifamily Residence_ | unknown | unknownMultifamily Residence_ | unknownMultifamily Residence_FALSE
Water_00003273 | SITE_01781 | Room_00021731 | Bathroom_2 | Bathroom | Shower / Bathtub combo with diverter valve | unknown |  |  |  | Unknown | Primary | Daily / Almost Daily | N/A | Unknown |  | N/A |  | N/A | WA | Multifamily Residence | Shower | 2289 | 2000.27 | Multifamily Residence | TRUE | TRUE | FALSE | FALSE | FALSE | 0 | 0 | Multifamily Residence_TRUE | Multifamily Residence_TRUE | Multifamily Residence_FALSE | Multifamily Residence_FALSE | Multifamily Residence_FALSE | unknown | unknownMultifamily Residence_FALSE | unknownMultifamily Residence_TRUE
Water_00003274 | SITE_01784 | Room_00021754 | Kitchen_1 | Kitchen | Kitchen Faucet | unknown |  |  | 3 |  | N/A | N/A | N/A | Unknown |  | N/A |  | N/A | WA | Multifamily Residence | Kitchen Faucet | 2292 | 2000.27 | Multifamily Residence | FALSE | FALSE |  |  |  | 0 | 0 | Multifamily Residence_FALSE | Multifamily Residence_FALSE | Multifamily Residence_ | Multifamily Residence_ | Multifamily Residence_ | unknown | unknownMultifamily Residence_ | unknownMultifamily Residence_FALSE
Water_00003275 | SITE_01784 | Room_00021757 | Bathroom_1 | Bathroom | Bathroom Faucet | 2.2 |  | 2.2 | 1.2 |  | N/A | N/A | N/A | Unknown |  | N/A |  | N/A | WA | Multifamily Residence | Bathroom Faucet | 2292 | 2000.27 | Multifamily Residence | FALSE | FALSE |  |  |  | 4400.594 | 0 | Multifamily Residence_FALSE | Multifamily Residence_FALSE | Multifamily Residence_ | Multifamily Residence_ | Multifamily Residence_ | unknown | unknownMultifamily Residence_ | unknownMultifamily Residence_FALSE
Water_00003276 | SITE_01784 | Room_00021757 | Bathroom_1 | Bathroom | Shower / Bathtub combo with diverter valve | 2 |  | 2 | 2.2 |  | Primary | Daily / Almost Daily | N/A | Unknown |  | N/A |  | N/A | WA | Multifamily Residence | Shower | 2292 | 2000.27 | Multifamily Residence | TRUE | TRUE | TRUE | FALSE | FALSE | 4000.54 | 0 | Multifamily Residence_TRUE | Multifamily Residence_TRUE | Multifamily Residence_TRUE | Multifamily Residence_FALSE | Multifamily Residence_FALSE | unknown | unknownMultifamily Residence_FALSE | unknownMultifamily Residence_TRUE
Water_00003277 | SITE_01751 | Room_00021496 | Kitchen_1 | Kitchen | Kitchen Faucet | unknown |  |  | 1.7 |  | N/A | N/A | N/A | Unknown |  | N/A |  | N/A | WA | Multifamily Residence | Kitchen Faucet | 2259 | 2002.39 | Multifamily Residence | FALSE | FALSE |  |  |  | 0 | 0 | Multifamily Residence_FALSE | Multifamily Residence_FALSE | Multifamily Residence_ | Multifamily Residence_ | Multifamily Residence_ | unknown | unknownMultifamily Residence_ | unknownMultifamily Residence_FALSE
Water_00003278 | SITE_01751 | Room_00021497 | Bathroom_1 | Bathroom | Shower / Bathtub combo with diverter valve | 2.5 |  | 2.5 | 2.2 |  | Primary | Daily / Almost Daily | N/A | Unknown |  | N/A |  | N/A | WA | Multifamily Residence | Shower | 2259 | 2002.39 | Multifamily Residence | TRUE | TRUE | TRUE | FALSE | FALSE | 5005.975 | 0 | Multifamily Residence_TRUE | Multifamily Residence_TRUE | Multifamily Residence_TRUE | Multifamily Residence_FALSE | Multifamily Residence_FALSE | unknown | unknownMultifamily Residence_FALSE | unknownMultifamily Residence_TRUE
Water_00003279 | SITE_01751 | Room_00021497 | Bathroom_1 | Bathroom | Bathroom Faucet | unknown |  |  | 1.5 |  | N/A | N/A | N/A | Unknown |  | N/A |  | N/A | WA | Multifamily Residence | Bathroom Faucet | 2259 | 2002.39 | Multifamily Residence | FALSE | FALSE |  |  |  | 0 | 0 | Multifamily Residence_FALSE | Multifamily Residence_FALSE | Multifamily Residence_ | Multifamily Residence_ | Multifamily Residence_ | unknown | unknownMultifamily Residence_ | unknownMultifamily Residence_FALSE
Water_00003280 | SITE_01899 | Room_00023015 | Laundry_1 | Laundry | Kitchen Faucet | unknown |  |  | 2.5 |  | N/A | N/A | N/A | Unknown |  | N/A |  | N/A | WA | Single Family | Kitchen Faucet | 2406 | 12576.67 | Single Family | FALSE | FALSE |  |  |  | 0 | 0 | Single Family_FALSE | Single Family_FALSE | Single Family_ | Single Family_ | Single Family_ | unknown | unknownSingle Family_ | unknownSingle Family_FALSE
Water_00003281 | SITE_01899 | Room_00023018 | Kitchen_1 | Kitchen | Kitchen Faucet | unknown |  |  | 1.8 |  | N/A | N/A | N/A | Unknown |  | N/A |  | N/A | WA | Single Family | Kitchen Faucet | 2406 | 12576.67 | Single Family | FALSE | FALSE |  |  |  | 0 | 0 | Single Family_FALSE | Single Family_FALSE | Single Family_ | Single Family_ | Single Family_ | unknown | unknownSingle Family_ | unknownSingle Family_FALSE
Water_00003282 | SITE_01899 | Room_00023022 | Bathroom_1 | Bathroom | Bathroom Faucet | 2.2 |  | 2.2 | 1.7 |  | N/A | N/A | N/A | Unknown |  | N/A |  | N/A | WA | Single Family | Bathroom Faucet | 2406 | 12576.67 | Single Family | FALSE | FALSE |  |  |  | 27668.674 | 0 | Single Family_FALSE | Single Family_FALSE | Single Family_ | Single Family_ | Single Family_ | unknown | unknownSingle Family_ | unknownSingle Family_FALSE
Water_00003283 | SITE_01899 | Room_00023025 | Bathroom_2 | Bathroom | Shower / Bathtub combo with diverter valve | unknown |  |  | 2.2 |  | Secondary | A few times per year | N/A | Unknown |  | N/A |  | N/A | WA | Single Family | Shower | 2406 | 12576.67 | Single Family | TRUE | TRUE | FALSE | FALSE | FALSE | 0 | 0 | Single Family_TRUE | Single Family_TRUE | Single Family_FALSE | Single Family_FALSE | Single Family_FALSE | unknown | unknownSingle Family_FALSE | unknownSingle Family_TRUE
Water_00003284 | SITE_01899 | Room_00023025 | Bathroom_2 | Bathroom | Bathroom Faucet | 1.5 |  | 1.5 | 1.8 |  | N/A | N/A | N/A | Unknown |  | N/A |  | N/A | WA | Single Family | Bathroom Faucet | 2406 | 12576.67 | Single Family | FALSE | FALSE |  |  |  | 18865.005 | 0 | Single Family_FALSE | Single Family_FALSE | Single Family_ | Single Family_ | Single Family_ | unknown | unknownSingle Family_ | unknownSingle Family_FALSE
Water_00003285 | SITE_01899 | Room_00023025 | Bathroom_2 | Bathroom | Bathroom Faucet | 1.5 |  | 1.5 | 1.3 |  | N/A | N/A | N/A | Unknown |  | N/A |  | N/A | WA | Single Family | Bathroom Faucet | 2406 | 12576.67 | Single Family | FALSE | FALSE |  |  |  | 18865.005 | 0 | Single Family_FALSE | Single Family_FALSE | Single Family_ | Single Family_ | Single Family_ | unknown | unknownSingle Family_ | unknownSingle Family_FALSE
Water_00003286 | SITE_01899 | Room_00023028 | Bathroom_3 | Bathroom | Bathroom Faucet | unknown |  |  | 2.6 |  | N/A | N/A | N/A | Unknown |  | N/A |  | N/A | WA | Single Family | Bathroom Faucet | 2406 | 12576.67 | Single Family | FALSE | FALSE |  |  |  | 0 | 0 | Single Family_FALSE | Single Family_FALSE | Single Family_ | Single Family_ | Single Family_ | unknown | unknownSingle Family_ | unknownSingle Family_FALSE
Water_00003287 | SITE_01899 | Room_00023028 | Bathroom_3 | Bathroom | Bathroom Faucet | unknown |  |  | 2.4 |  | N/A | N/A | N/A | Unknown |  | N/A |  | N/A | WA | Single Family | Bathroom Faucet | 2406 | 12576.67 | Single Family | FALSE | FALSE |  |  |  | 0 | 0 | Single Family_FALSE | Single Family_FALSE | Single Family_ | Single Family_ | Single Family_ | unknown | unknownSingle Family_ | unknownSingle Family_FALSE
Water_00003288 | SITE_01899 | Room_00023028 | Bathroom_3 | Bathroom | Shower | unknown |  |  | 2.5 |  | Primary | Daily / Almost Daily | N/A | Unknown |  | N/A |  | N/A | WA | Single Family | Shower | 2406 | 12576.67 | Single Family | TRUE | FALSE | FALSE | FALSE | FALSE | 0 | 0 | Single Family_TRUE | Single Family_FALSE | Single Family_FALSE | Single Family_FALSE | Single Family_FALSE | unknown | unknownSingle Family_FALSE | unknownSingle Family_TRUE
Water_00003289 | SITE_01902 | Room_00023064 | Kitchen_1 | Kitchen | Kitchen Faucet | unknown |  |  | 1.6 |  | N/A | N/A | N/A | Unknown |  | N/A |  | N/A | WA | Single Family | Kitchen Faucet | 2409 | 12576.67 | Single Family | FALSE | FALSE |  |  |  | 0 | 0 | Single Family_FALSE | Single Family_FALSE | Single Family_ | Single Family_ | Single Family_ | unknown | unknownSingle Family_ | unknownSingle Family_FALSE
Water_00003290 | SITE_01902 | Room_00023067 | Bathroom_1 | Bathroom | Bathroom Faucet | 1.5 |  | 1.5 | 1.5 |  | N/A | N/A | N/A | Unknown |  | N/A |  | N/A | WA | Single Family | Bathroom Faucet | 2409 | 12576.67 | Single Family | FALSE | FALSE |  |  |  | 18865.005 | 0 | Single Family_FALSE | Single Family_FALSE | Single Family_ | Single Family_ | Single Family_ | unknown | unknownSingle Family_ | unknownSingle Family_FALSE
Water_00003291 | SITE_01902 | Room_00023067 | Bathroom_1 | Bathroom | Shower / Bathtub combo with diverter valve | unknown |  |  |  | Unknown | Primary | Daily / Almost Daily | N/A | Unknown |  | N/A |  | N/A | WA | Single Family | Shower | 2409 | 12576.67 | Single Family | TRUE | TRUE | FALSE | FALSE | FALSE | 0 | 0 | Single Family_TRUE | Single Family_TRUE | Single Family_FALSE | Single Family_FALSE | Single Family_FALSE | unknown | unknownSingle Family_FALSE | unknownSingle Family_TRUE
Water_00003292 | SITE_01539 | Room_00018929 | Kitchen_1 | Kitchen | Kitchen Faucet | unknown |  |  | 0.5 |  | N/A | N/A | N/A | Unknown |  | N/A |  | N/A | WA | Single Family | Kitchen Faucet | 2048 | 597.38 | Single Family | FALSE | FALSE |  |  |  | 0 | 0 | Single Family_FALSE | Single Family_FALSE | Single Family_ | Single Family_ | Single Family_ | unknown | unknownSingle Family_ | unknownSingle Family_FALSE
Water_00003293 | SITE_01539 | Room_00018932 | Bathroom_1 | Bathroom | Shower | unknown |  |  | 1.5 |  | Primary | Daily / Almost Daily | N/A | Unknown |  | N/A |  | N/A | WA | Single Family | Shower | 2048 | 597.38 | Single Family | TRUE | FALSE | FALSE | FALSE | FALSE | 0 | 0 | Single Family_TRUE | Single Family_FALSE | Single Family_FALSE | Single Family_FALSE | Single Family_FALSE | unknown | unknownSingle Family_FALSE | unknownSingle Family_TRUE
Water_00003294 | SITE_01539 | Room_00018932 | Bathroom_1 | Bathroom | Bathroom Faucet | unknown |  |  | 1.1 |  | N/A | N/A | N/A | Unknown |  | N/A |  | N/A | WA | Single Family | Bathroom Faucet | 2048 | 597.38 | Single Family | FALSE | FALSE |  |  |  | 0 | 0 | Single Family_FALSE | Single Family_FALSE | Single Family_ | Single Family_ | Single Family_ | unknown | unknownSingle Family_ | unknownSingle Family_FALSE
Water_00003295 | SITE_01603 | Room_00019835 | Bathroom_1 | Bathroom | Bathroom Faucet | 5.7 | 1.7689 | 5.7 | 2 |  | N/A | N/A | N/A | Bag | 0.796 |  | 1.592 |  | WA | Single Family | Bathroom Faucet | 2112 | 597.38 | Single Family | FALSE | FALSE |  |  |  | 3405.066 | 951.029 | Single Family_FALSE | Single Family_FALSE | Single Family_ | Single Family_ | Single Family_ | unknown | unknownSingle Family_ | unknownSingle Family_FALSE
Water_00003296 | SITE_01603 | Room_00019837 | Kitchen_1 | Kitchen | Kitchen Faucet | 1.5478 | 1.5478 |  | 1.75 |  | N/A | N/A | N/A | Bag | 0.796 |  | 1.393 |  | WA | Single Family | Kitchen Faucet | 2112 | 597.38 | Single Family | FALSE | FALSE |  |  |  | 924.6115 | 832.1503 | Single Family_FALSE | Single Family_FALSE | Single Family_ | Single Family_ | Single Family_ | unknown | unknownSingle Family_ | unknownSingle Family_FALSE
Water_00003297 | SITE_01604 | Room_00019848 | Kitchen_1 | Kitchen | Kitchen Faucet | 2.2 | 2.6533 | 2.2 | 3 |  | N/A | N/A | N/A | Bag | 0.796 |  | 2.388 |  | WA | Single Family | Kitchen Faucet | 2113 | 2259.17 | Single Family | FALSE | FALSE |  |  |  | 4970.174 | 5394.898 | Single Family_FALSE | Single Family_FALSE | Single Family_ | Single Family_ | Single Family_ | unknown | unknownSingle Family_ | unknownSingle Family_FALSE
Water_00003298 | SITE_01604 | Room_00019851 | Bathroom_1 | Bathroom | Bathroom Faucet | 1.1056 | 1.1056 |  | 1.25 |  | N/A | N/A | Two faucets. Only captured flow of one | Bag | 0.796 |  | 0.995 |  | WA | Single Family | Bathroom Faucet | 2113 | 2259.17 | Single Family | FALSE | FALSE |  |  |  | 2497.6379 | 2247.8742 | Single Family_FALSE | Single Family_FALSE | Single Family_ | Single Family_ | Single Family_ | unknown | unknownSingle Family_ | unknownSingle Family_FALSE
Water_00003299 | SITE_01604 | Room_00019858 | Bathroom_2 | Bathroom | Bathroom Faucet | 2.2 | 1.5478 | 2.2 | 1.75 |  | N/A | N/A | N/A | Bag | 0.796 |  | 1.393 |  | WA | Single Family | Bathroom Faucet | 2113 | 2259.17 | Single Family | FALSE | FALSE |  |  |  | 4970.174 | 3147.0238 | Single Family_FALSE | Single Family_FALSE | Single Family_ | Single Family_ | Single Family_ | unknown | unknownSingle Family_ | unknownSingle Family_FALSE
Water_00003300 | SITE_01604 | Room_00019858 | Bathroom_2 | Bathroom | Shower / Bathtub combo with diverter valve | 2.1233 | 2.1233 |  | 2.25 |  | Secondary | A few times per week | N/A | Bag | 0.8492 |  | 1.911 |  | WA | Single Family | Shower | 2113 | 2259.17 | Single Family | TRUE | TRUE | TRUE | TRUE | TRUE | 4796.971 | 4317.2739 | Single Family_TRUE | Single Family_TRUE | Single Family_TRUE | Single Family_TRUE | Single Family_TRUE | 2.5gpm | 2.5gpmSingle Family_TRUE | 2.5gpmSingle Family_TRUE
Water_00003301 | SITE_01895 | Room_00022961 | Bathroom_1 | Bathroom | Bathroom Faucet | unknown |  |  |  | Unknown | N/A | N/A | Flow was greater than 5 gpm. Overflowed bag | Bag | 0.796 |  |  | Unknown | WA | Manufactured | Bathroom Faucet | 2402 | 1982.27 | Manufactured | FALSE | FALSE |  |  |  | 0 | 0 | Manufactured_FALSE | Manufactured_FALSE | Manufactured_ | Manufactured_ | Manufactured_ | unknown | unknownManufactured_ | unknownManufactured_FALSE
Water_00003302 | SITE_01895 | Room_00022961 | Bathroom_1 | Bathroom | Shower / Bathtub combo with diverter valve | 2 | 3.3022 | 2 | 3.5 |  | Primary | A few times per week | N/A | Bag | 0.8492 |  | 2.972 |  | WA | Manufactured | Shower | 2402 | 1982.27 | Manufactured | TRUE | TRUE | TRUE | TRUE | TRUE | 3964.54 | 5891.3064 | Manufactured_TRUE | Manufactured_TRUE | Manufactured_TRUE | Manufactured_TRUE | Manufactured_TRUE | 2.0gpm | 2.0gpmManufactured_TRUE | 2.0gpmManufactured_TRUE
Water_00003303 | SITE_01904 | Room_00023088 | Outside_2 | Outside | Shower / Bathtub combo with diverter valve | 2.5 | 2.3589 | 2.5 | 2.5 |  | Outdoor shower | A few times per month | N/A | Bag | 0.8492 |  | 2.123 |  | WA | Single Family | Shower | 2411 | 12576.67 | Single Family | TRUE | TRUE | TRUE | TRUE | TRUE | 31441.675 | 26700.2704 | Single Family_TRUE | Single Family_TRUE | Single Family_TRUE | Single Family_TRUE | Single Family_TRUE | 2.5gpm | 2.5gpmSingle Family_TRUE | 2.5gpmSingle Family_TRUE
Water_00003304 | SITE_01041 | Room_00015410 | Bathroom_1 | Bathroom | Bathroom Faucet | 2.2 | 2.0344 | 2.2 | 2.3 |  | N/A | N/A | N/A | Bag | 0.796 |  | 1.831 |  | MT | Single Family | Bathroom Faucet | 1557 | 1882.4 | Single Family | FALSE | FALSE |  |  |  | 4141.28 | 3446.6744 | Single Family_FALSE | Single Family_FALSE | Single Family_ | Single Family_ | Single Family_ | unknown | unknownSingle Family_ | unknownSingle Family_FALSE
Water_00003305 | SITE_01041 | Room_00015410 | Bathroom_1 | Bathroom | Shower | unknown |  |  | 2.5 |  | Secondary | A few times per month | N/A | Unknown |  | N/A |  | N/A | MT | Single Family | Shower | 1557 | 1882.4 | Single Family | TRUE | FALSE | FALSE | FALSE | FALSE | 0 | 0 | Single Family_TRUE | Single Family_FALSE | Single Family_FALSE | Single Family_FALSE | Single Family_FALSE | unknown | unknownSingle Family_FALSE | unknownSingle Family_TRUE
Water_00003306 | SITE_01041 | Room_00015411 | Kitchen_1 | Kitchen | Kitchen Faucet | 2.3 | 2.3 |  | 2.6 |  | N/A | N/A | Buildup | Bag | 0.796 |  | 2.07 |  | MT | Single Family | Kitchen Faucet | 1557 | 1882.4 | Single Family | FALSE | FALSE |  |  |  | 4329.52 | 3896.568 | Single Family_FALSE | Single Family_FALSE | Single Family_ | Single Family_ | Single Family_ | unknown | unknownSingle Family_ | unknownSingle Family_FALSE
Water_00003307 | SITE_01041 | Room_00015416 | Bathroom_2 | Bathroom | Bathroom Faucet | 2.2 | 1.5922 | 2.2 | 1.8 |  | N/A | N/A | N/A | Bag | 0.796 |  | 1.433 |  | MT | Single Family | Bathroom Faucet | 1557 | 1882.4 | Single Family | FALSE | FALSE |  |  |  | 4141.28 | 2697.4792 | Single Family_FALSE | Single Family_FALSE | Single Family_ | Single Family_ | Single Family_ | unknown | unknownSingle Family_ | unknownSingle Family_FALSE
Water_00003308 | SITE_01041 | Room_00015416 | Bathroom_2 | Bathroom | Shower / Bathtub combo with diverter valve | 2.5 |  | 2.5 | 2.6 |  | Primary | Daily / Almost Daily | N/A | Unknown |  | N/A |  | N/A | MT | Single Family | Shower | 1557 | 1882.4 | Single Family | TRUE | TRUE | TRUE | FALSE | FALSE | 4706 | 0 | Single Family_TRUE | Single Family_TRUE | Single Family_TRUE | Single Family_FALSE | Single Family_FALSE | unknown | unknownSingle Family_FALSE | unknownSingle Family_TRUE
Water_00003309 | SITE_01003 | Room_00015226 | Bathroom_1 | Bathroom | Bathroom Faucet | 1.15 | 1.15 |  | 1.3 |  | N/A | N/A | N/A | Bag | 0.796 |  | 1.035 |  | MT | Single Family | Bathroom Faucet | 1519 | 1882.4 | Single Family | FALSE | FALSE |  |  |  | 2164.76 | 1948.284 | Single Family_FALSE | Single Family_FALSE | Single Family_ | Single Family_ | Single Family_ | unknown | unknownSingle Family_ | unknownSingle Family_FALSE
Water_00003310 | SITE_01003 | Room_00015226 | Bathroom_1 | Bathroom | Shower / Bathtub combo with diverter valve | 2.5 |  | 2.5 | 2.9 |  | All used about the same | Daily / Almost Daily | N/A | Unknown |  | N/A |  | N/A | MT | Single Family | Shower | 1519 | 1882.4 | Single Family | TRUE | TRUE | TRUE | FALSE | FALSE | 4706 | 0 | Single Family_TRUE | Single Family_TRUE | Single Family_TRUE | Single Family_FALSE | Single Family_FALSE | unknown | unknownSingle Family_FALSE | unknownSingle Family_TRUE
Water_00003311 | SITE_01003 | Room_00015229 | Kitchen_1 | Kitchen | Kitchen Faucet | 2.2 | 2.0344 | 2.2 | 2.3 |  | N/A | N/A | N/A | Bag | 0.796 |  | 1.831 |  | MT | Single Family | Kitchen Faucet | 1519 | 1882.4 | Single Family | FALSE | FALSE |  |  |  | 4141.28 | 3446.6744 | Single Family_FALSE | Single Family_FALSE | Single Family_ | Single Family_ | Single Family_ | unknown | unknownSingle Family_ | unknownSingle Family_FALSE
Water_00003312 | SITE_01003 | Room_00015236 | Bathroom_2 | Bathroom | Bathroom Faucet | 1.5 | 1.3267 | 1.5 | 1.5 |  | N/A | N/A | N/A | Bag | 0.796 |  | 1.194 |  | MT | Single Family | Bathroom Faucet | 1519 | 1882.4 | Single Family | FALSE | FALSE |  |  |  | 2823.6 | 2247.5856 | Single Family_FALSE | Single Family_FALSE | Single Family_ | Single Family_ | Single Family_ | unknown | unknownSingle Family_ | unknownSingle Family_FALSE
Water_00003313 | SITE_01003 | Room_00015236 | Bathroom_2 | Bathroom | Shower / Bathtub combo with diverter valve | 2.5 |  | 2.5 | 3.2 |  | All used about the same | Daily / Almost Daily | N/A | Unknown |  | N/A |  | N/A | MT | Single Family | Shower | 1519 | 1882.4 | Single Family | TRUE | TRUE | TRUE | FALSE | FALSE | 4706 | 0 | Single Family_TRUE | Single Family_TRUE | Single Family_TRUE | Single Family_FALSE | Single Family_FALSE | unknown | unknownSingle Family_FALSE | unknownSingle Family_TRUE
Water_00003314 | SITE_00961 | Room_00015143 | Bathroom_1 | Bathroom | Bathroom Faucet | 1.7689 | 1.7689 |  | 2 |  | N/A | N/A | N/A | Bag | 0.796 |  | 1.592 |  | MT | Single Family | Bathroom Faucet | 1478 | 1882.4 | Single Family | FALSE | FALSE |  |  |  | 3329.7564 | 2996.7808 | Single Family_FALSE | Single Family_FALSE | Single Family_ | Single Family_ | Single Family_ | unknown | unknownSingle Family_ | unknownSingle Family_FALSE
Water_00003315 | SITE_00961 | Room_00015143 | Bathroom_1 | Bathroom | Shower / Bathtub combo with diverter valve | unknown |  |  | 3 |  | Primary | Daily / Almost Daily | N/A | Unknown |  | N/A |  | N/A | MT | Single Family | Shower | 1478 | 1882.4 | Single Family | TRUE | TRUE | FALSE | FALSE | FALSE | 0 | 0 | Single Family_TRUE | Single Family_TRUE | Single Family_FALSE | Single Family_FALSE | Single Family_FALSE | unknown | unknownSingle Family_FALSE | unknownSingle Family_TRUE
Water_00003316 | SITE_00961 | Room_00015144 | Living Room_1 | Living Room | Kitchen Faucet | 1.5 | 1.3267 | 1.5 | 1.5 |  | N/A | N/A | N/A | Bag | 0.796 |  | 1.194 |  | MT | Single Family | Kitchen Faucet | 1478 | 1882.4 | Single Family | FALSE | FALSE |  |  |  | 2823.6 | 2247.5856 | Single Family_FALSE | Single Family_FALSE | Single Family_ | Single Family_ | Single Family_ | unknown | unknownSingle Family_ | unknownSingle Family_FALSE
Water_00003317 | SITE_00961 | Room_00015149 | Bathroom_2 | Bathroom | Bathroom Faucet | 1.5 | 1.7689 | 1.5 | 2 |  | N/A | N/A | N/A | Bag | 0.796 |  | 1.592 |  | MT | Single Family | Bathroom Faucet | 1478 | 1882.4 | Single Family | FALSE | FALSE |  |  |  | 2823.6 | 2996.7808 | Single Family_FALSE | Single Family_FALSE | Single Family_ | Single Family_ | Single Family_ | unknown | unknownSingle Family_ | unknownSingle Family_FALSE
Water_00003318 | SITE_00961 | Room_00015149 | Bathroom_2 | Bathroom | Bathroom Faucet | 1.5 | 1.68 | 1.5 | 1.9 |  | N/A | N/A | N/A | Bag | 0.796 |  | 1.512 |  | MT | Single Family | Bathroom Faucet | 1478 | 1882.4 | Single Family | FALSE | FALSE |  |  |  | 2823.6 | 2846.1888 | Single Family_FALSE | Single Family_FALSE | Single Family_ | Single Family_ | Single Family_ | unknown | unknownSingle Family_ | unknownSingle Family_FALSE
Water_00003319 | SITE_00961 | Room_00015149 | Bathroom_2 | Bathroom | Shower / Bathtub combo with diverter valve | 2.5 |  | 2.5 | 2.5 |  | Secondary | Daily / Almost Daily | N/A | Unknown |  | N/A |  | N/A | MT | Single Family | Shower | 1478 | 1882.4 | Single Family | TRUE | TRUE | TRUE | FALSE | FALSE | 4706 | 0 | Single Family_TRUE | Single Family_TRUE | Single Family_TRUE | Single Family_FALSE | Single Family_FALSE | unknown | unknownSingle Family_FALSE | unknownSingle Family_TRUE
Water_00003320 | SITE_01618 | Room_00020083 | Bathroom_2 | Bathroom | Bathroom Faucet | 2.2 | 2.2111 | 2.2 | 2.5 |  | N/A | N/A | N/A | Bag | 0.796 |  | 1.99 |  | WA | Single Family | Bathroom Faucet | 2127 | 597.38 | Single Family | FALSE | FALSE |  |  |  | 1314.236 | 1188.7862 | Single Family_FALSE | Single Family_FALSE | Single Family_ | Single Family_ | Single Family_ | unknown | unknownSingle Family_ | unknownSingle Family_FALSE
Water_00003321 | SITE_01618 | Room_00020083 | Bathroom_2 | Bathroom | Shower | 2.8311 | 2.8311 |  | 3 |  | Secondary | A few times per week | N/A | Bag | 0.8492 |  | 2.548 |  | WA | Single Family | Shower | 2127 | 597.38 | Single Family | TRUE | FALSE | TRUE | TRUE | TRUE | 1691.2492 | 1522.1242 | Single Family_TRUE | Single Family_FALSE | Single Family_TRUE | Single Family_TRUE | Single Family_TRUE | gt2.5gpm | gt2.5gpmSingle Family_TRUE | gt2.5gpmSingle Family_TRUE
Water_00003322 | SITE_01618 | Room_00020085 | Kitchen_1 | Kitchen | Kitchen Faucet | 2.6533 | 2.6533 |  | 3 |  | N/A | N/A | N/A | Bag | 0.796 |  | 2.388 |  | WA | Single Family | Kitchen Faucet | 2127 | 597.38 | Single Family | FALSE | FALSE |  |  |  | 1585.0483 | 1426.5434 | Single Family_FALSE | Single Family_FALSE | Single Family_ | Single Family_ | Single Family_ | unknown | unknownSingle Family_ | unknownSingle Family_FALSE
Water_00003323 | SITE_01618 | Room_00020091 | Bathroom_1 | Bathroom | Bathroom Faucet | 2.2111 | 2.2111 |  | 2.5 |  | N/A | N/A | N/A | Bag | 0.796 |  | 1.99 |  | WA | Single Family | Bathroom Faucet | 2127 | 597.38 | Single Family | FALSE | FALSE |  |  |  | 1320.8736 | 1188.7862 | Single Family_FALSE | Single Family_FALSE | Single Family_ | Single Family_ | Single Family_ | unknown | unknownSingle Family_ | unknownSingle Family_FALSE
Water_00003324 | SITE_01618 | Room_00020091 | Bathroom_1 | Bathroom | Bathroom Faucet | 2.2111 | 2.2111 |  | 2.5 |  | N/A | N/A | N/A | Bag | 0.796 |  | 1.99 |  | WA | Single Family | Bathroom Faucet | 2127 | 597.38 | Single Family | FALSE | FALSE |  |  |  | 1320.8736 | 1188.7862 | Single Family_FALSE | Single Family_FALSE | Single Family_ | Single Family_ | Single Family_ | unknown | unknownSingle Family_ | unknownSingle Family_FALSE
Water_00003325 | SITE_01618 | Room_00020091 | Bathroom_1 | Bathroom | Shower | 2.5 | 2.3589 | 2.5 | 2.5 |  | Primary | Daily / Almost Daily | N/A | Bag | 0.8492 |  | 2.123 |  | WA | Single Family | Shower | 2127 | 597.38 | Single Family | TRUE | FALSE | TRUE | TRUE | TRUE | 1493.45 | 1268.2377 | Single Family_TRUE | Single Family_FALSE | Single Family_TRUE | Single Family_TRUE | Single Family_TRUE | 2.5gpm | 2.5gpmSingle Family_TRUE | 2.5gpmSingle Family_TRUE
Water_00003326 | SITE_01618 | Room_00020091 | Bathroom_1 | Bathroom | Bathtub | unknown |  |  |  | N/A | N/A | N/A | N/A | Unknown |  | N/A |  | N/A | WA | Single Family | Bathtub | 2127 | 597.38 | Single Family | FALSE | FALSE |  |  |  | 0 | 0 | Single Family_FALSE | Single Family_FALSE | Single Family_ | Single Family_ | Single Family_ | unknown | unknownSingle Family_ | unknownSingle Family_FALSE
Water_00003327 | SITE_01618 | Room_00020092 | Bathroom_3 | Bathroom | Bathroom Faucet | 2.2111 | 2.2111 |  | 2.5 |  | N/A | N/A | N/A | Bag | 0.796 |  | 1.99 |  | WA | Single Family | Bathroom Faucet | 2127 | 597.38 | Single Family | FALSE | FALSE |  |  |  | 1320.8736 | 1188.7862 | Single Family_FALSE | Single Family_FALSE | Single Family_ | Single Family_ | Single Family_ | unknown | unknownSingle Family_ | unknownSingle Family_FALSE
Water_00003328 | SITE_01618 | Room_00020092 | Bathroom_3 | Bathroom | Shower / Bathtub combo with diverter valve | 2.5 | 2.3589 | 2.5 | 2.5 |  | Secondary | Daily / Almost Daily | N/A | Bag | 0.8492 |  | 2.123 |  | WA | Single Family | Shower | 2127 | 597.38 | Single Family | TRUE | TRUE | TRUE | TRUE | TRUE | 1493.45 | 1268.2377 | Single Family_TRUE | Single Family_TRUE | Single Family_TRUE | Single Family_TRUE | Single Family_TRUE | 2.5gpm | 2.5gpmSingle Family_TRUE | 2.5gpmSingle Family_TRUE
Water_00003329 | SITE_01609 | Room_00019944 | Bathroom_1 | Bathroom | Bathroom Faucet | 1.7689 | 1.7689 |  | 2 |  | N/A | N/A | N/A | Bag | 0.796 |  | 1.592 |  | WA | Single Family | Bathroom Faucet | 2118 | 2259.17 | Single Family | FALSE | FALSE |  |  |  | 3996.2207 | 3596.5986 | Single Family_FALSE | Single Family_FALSE | Single Family_ | Single Family_ | Single Family_ | unknown | unknownSingle Family_ | unknownSingle Family_FALSE
Water_00003330 | SITE_01581 | Room_00019533 | Bathroom_6 | Bathroom | Shower | 2 | 2.4533 | 2 | 2.6 |  | Secondary | A few times per week | N/A | Bag | 0.8492 |  | 2.208 |  | WA | Single Family | Shower | 2090 | 2259.17 | Single Family | TRUE | FALSE | TRUE | TRUE | TRUE | 4518.34 | 4988.2474 | Single Family_TRUE | Single Family_FALSE | Single Family_TRUE | Single Family_TRUE | Single Family_TRUE | 2.0gpm | 2.0gpmSingle Family_TRUE | 2.0gpmSingle Family_TRUE
Water_00003331 | SITE_01581 | Room_00019533 | Bathroom_6 | Bathroom | Bathroom Faucet | 1.5 | 1.9456 | 1.5 | 2.2 |  | N/A | N/A | N/A | Bag | 0.796 |  | 1.751 |  | WA | Single Family | Bathroom Faucet | 2090 | 2259.17 | Single Family | FALSE | FALSE |  |  |  | 3388.755 | 3955.8067 | Single Family_FALSE | Single Family_FALSE | Single Family_ | Single Family_ | Single Family_ | unknown | unknownSingle Family_ | unknownSingle Family_FALSE
Water_00003332 | SITE_01553 | Room_00019111 | Bathroom_6 | Bathroom | Shower / Bathtub combo with diverter valve | unknown |  |  |  | Unknown | Never / rarely used | A few times per year | Shower not connected by hose, no diverter valve | Bag | 0.8492 |  |  | Unknown | WA | Single Family | Shower | 2062 | 597.38 | Single Family | TRUE | TRUE | FALSE | FALSE | FALSE | 0 | 0 | Single Family_TRUE | Single Family_TRUE | Single Family_FALSE | Single Family_FALSE | Single Family_FALSE | unknown | unknownSingle Family_FALSE | unknownSingle Family_TRUE
Water_00003333 | SITE_01553 | Room_00019111 | Bathroom_6 | Bathroom | Bathroom Faucet | 4.4222 | 4.4222 |  | 5 |  | N/A | N/A | N/A | Bag | 0.796 |  | 3.98 |  | WA | Single Family | Bathroom Faucet | 2062 | 597.38 | Single Family | FALSE | FALSE |  |  |  | 2641.7471 | 2377.5724 | Single Family_FALSE | Single Family_FALSE | Single Family_ | Single Family_ | Single Family_ | unknown | unknownSingle Family_ | unknownSingle Family_FALSE
Water_00003334 | SITE_01608 | Room_00019924 | Bathroom_6 | Bathroom | Bathroom Faucet | 1.7689 | 1.7689 |  | 2 |  | N/A | N/A | N/A | Bag | 0.796 |  | 1.592 |  | WA | Single Family | Bathroom Faucet | 2117 | 2259.17 | Single Family | FALSE | FALSE |  |  |  | 3996.2207 | 3596.5986 | Single Family_FALSE | Single Family_FALSE | Single Family_ | Single Family_ | Single Family_ | unknown | unknownSingle Family_ | unknownSingle Family_FALSE
Water_00003335 | SITE_01608 | Room_00019924 | Bathroom_6 | Bathroom | Shower / Bathtub combo with diverter valve | 1.6 | 2.8311 | 1.6 | 3 |  | Secondary | A few times per week | N/A | Bag | 0.8492 |  | 2.548 |  | WA | Single Family | Shower | 2117 | 2259.17 | Single Family | TRUE | TRUE | TRUE | TRUE | TRUE | 3614.672 | 5756.3652 | Single Family_TRUE | Single Family_TRUE | Single Family_TRUE | Single Family_TRUE | Single Family_TRUE | 1.8gpm | 1.8gpmSingle Family_TRUE | 1.8gpmSingle Family_TRUE
Water_00003336 | SITE_01623 | Room_00020143 | Kitchen_1 | Kitchen | Kitchen Faucet | 0.88444 | 0.88444 |  | 1 |  | N/A | N/A | N/A | Bag | 0.796 |  | 0.796 |  | WA | Single Family | Kitchen Faucet | 2132 | 235.4 | Single Family | FALSE | FALSE |  |  |  | 208.1982 | 187.3784 | Single Family_FALSE | Single Family_FALSE | Single Family_ | Single Family_ | Single Family_ | unknown | unknownSingle Family_ | unknownSingle Family_FALSE
Water_00003337 | SITE_01623 | Room_00020146 | Bathroom_1 | Bathroom | Bathroom Faucet | 1.0611 | 1.0611 |  | 1.2 |  | N/A | N/A | N/A | Bag | 0.796 |  | 0.955 |  | WA | Single Family | Bathroom Faucet | 2132 | 235.4 | Single Family | FALSE | FALSE |  |  |  | 249.7856 | 224.807 | Single Family_FALSE | Single Family_FALSE | Single Family_ | Single Family_ | Single Family_ | unknown | unknownSingle Family_ | unknownSingle Family_FALSE
Water_00003338 | SITE_01623 | Room_00020146 | Bathroom_1 | Bathroom | Shower / Bathtub combo with diverter valve | 2 | 2.0756 | 2 | 2.2 |  | Primary | Daily / Almost Daily | N/A | Bag | 0.8492 |  | 1.868 |  | WA | Single Family | Shower | 2132 | 235.4 | Single Family | TRUE | TRUE | TRUE | TRUE | TRUE | 470.8 | 439.7272 | Single Family_TRUE | Single Family_TRUE | Single Family_TRUE | Single Family_TRUE | Single Family_TRUE | 2.0gpm | 2.0gpmSingle Family_TRUE | 2.0gpmSingle Family_TRUE
Water_00003339 | SITE_01560 | Room_00019202 | Bathroom_6 | Bathroom | Shower / Bathtub combo with diverter valve | 3.3022 | 3.3022 |  | 3.5 |  | Secondary | A few times per year | N/A | Bag | 0.8492 |  | 2.972 |  | WA | Single Family | Shower | 2069 | 597.38 | Single Family | TRUE | TRUE | TRUE | TRUE | TRUE | 1972.6815 | 1775.4134 | Single Family_TRUE | Single Family_TRUE | Single Family_TRUE | Single Family_TRUE | Single Family_TRUE | gt2.5gpm | gt2.5gpmSingle Family_TRUE | gt2.5gpmSingle Family_TRUE
Water_00003340 | SITE_01560 | Room_00019202 | Bathroom_6 | Bathroom | Bathroom Faucet | 2.2111 | 2.2111 |  | 2.5 |  | N/A | N/A | N/A | Bag | 0.796 |  | 1.99 |  | WA | Single Family | Bathroom Faucet | 2069 | 597.38 | Single Family | FALSE | FALSE |  |  |  | 1320.8736 | 1188.7862 | Single Family_FALSE | Single Family_FALSE | Single Family_ | Single Family_ | Single Family_ | unknown | unknownSingle Family_ | unknownSingle Family_FALSE
Water_00003341 | SITE_01658 | Room_00020540 | Bathroom_1 | Bathroom | Bathroom Faucet | 1 | 0.88444 | 1 | 1 |  | N/A | N/A | N/A | Bag | 0.796 |  | 0.796 |  | WA | Single Family | Bathroom Faucet | 2166 | 72.88 | Single Family | FALSE | FALSE |  |  |  | 72.88 | 58.0125 | Single Family_FALSE | Single Family_FALSE | Single Family_ | Single Family_ | Single Family_ | unknown | unknownSingle Family_ | unknownSingle Family_FALSE
Water_00003342 | SITE_01658 | Room_00020540 | Bathroom_1 | Bathroom | Shower / Bathtub combo with separate valve | 1.75 | 1.8867 | 1.75 | 2 |  | Primary | Daily / Almost Daily | N/A | Bag | 0.8492 |  | 1.698 |  | WA | Single Family | Shower | 2166 | 72.88 | Single Family | TRUE | TRUE | TRUE | TRUE | TRUE | 127.54 | 123.7502 | Single Family_TRUE | Single Family_TRUE | Single Family_TRUE | Single Family_TRUE | Single Family_TRUE | 1.8gpm | 1.8gpmSingle Family_TRUE | 1.8gpmSingle Family_TRUE
Water_00003343 | SITE_00974 | Room_00015191 | Bathroom_1 | Bathroom | Bathroom Faucet | 1.7689 | 1.7689 |  | 2 |  | N/A | N/A | N/A | Bag | 0.796 |  | 1.592 |  | MT | Single Family | Bathroom Faucet | 1491 | 1882.4 | Single Family | FALSE | FALSE |  |  |  | 3329.7564 | 2996.7808 | Single Family_FALSE | Single Family_FALSE | Single Family_ | Single Family_ | Single Family_ | unknown | unknownSingle Family_ | unknownSingle Family_FALSE
Water_00003344 | SITE_00974 | Room_00015191 | Bathroom_1 | Bathroom | Bathroom Faucet | 1.7689 | 1.7689 |  | 2 |  | N/A | N/A | N/A | Bag | 0.796 |  | 1.592 |  | MT | Single Family | Bathroom Faucet | 1491 | 1882.4 | Single Family | FALSE | FALSE |  |  |  | 3329.7564 | 2996.7808 | Single Family_FALSE | Single Family_FALSE | Single Family_ | Single Family_ | Single Family_ | unknown | unknownSingle Family_ | unknownSingle Family_FALSE
Water_00003345 | SITE_00974 | Room_00015191 | Bathroom_1 | Bathroom | Shower | 3.5389 | 3.5389 |  | 3.75 |  | Primary | Daily / Almost Daily | N/A | Bag | 0.8492 |  | 3.185 |  | MT | Single Family | Shower | 1491 | 1882.4 | Single Family | TRUE | FALSE | TRUE | TRUE | TRUE | 6661.6044 | 5995.444 | Single Family_TRUE | Single Family_FALSE | Single Family_TRUE | Single Family_TRUE | Single Family_TRUE | gt2.5gpm | gt2.5gpmSingle Family_TRUE | gt2.5gpmSingle Family_TRUE
Water_00003346 | SITE_00974 | Room_00015195 | Bathroom_2 | Bathroom | Bathroom Faucet | 1.99 | 1.99 |  | 2.25 |  | N/A | N/A | N/A | Bag | 0.796 |  | 1.791 |  | MT | Single Family | Bathroom Faucet | 1491 | 1882.4 | Single Family | FALSE | FALSE |  |  |  | 3745.976 | 3371.3784 | Single Family_FALSE | Single Family_FALSE | Single Family_ | Single Family_ | Single Family_ | unknown | unknownSingle Family_ | unknownSingle Family_FALSE
Water_00003347 | SITE_00974 | Room_00015200 | Kitchen_1 | Kitchen | Kitchen Faucet | 1.5 | 1.7689 | 1.5 | 2 |  | N/A | N/A | N/A | Bag | 0.796 |  | 1.592 |  | MT | Single Family | Kitchen Faucet | 1491 | 1882.4 | Single Family | FALSE | FALSE |  |  |  | 2823.6 | 2996.7808 | Single Family_FALSE | Single Family_FALSE | Single Family_ | Single Family_ | Single Family_ | unknown | unknownSingle Family_ | unknownSingle Family_FALSE
Water_00003348 | SITE_00974 | Room_00015202 | Bathroom_3 | Bathroom | Bathroom Faucet | 2.2111 | 2.2111 |  | 2.5 |  | N/A | N/A | N/A | Bag | 0.796 |  | 1.99 |  | MT | Single Family | Bathroom Faucet | 1491 | 1882.4 | Single Family | FALSE | FALSE |  |  |  | 4162.1956 | 3745.976 | Single Family_FALSE | Single Family_FALSE | Single Family_ | Single Family_ | Single Family_ | unknown | unknownSingle Family_ | unknownSingle Family_FALSE
Water_00003349 | SITE_00974 | Room_00015202 | Bathroom_3 | Bathroom | Shower / Bathtub combo with diverter valve | 2.3589 | 2.3589 |  | 2.5 |  | Secondary | A few times per week | N/A | Bag | 0.8492 |  | 2.123 |  | MT | Single Family | Shower | 1491 | 1882.4 | Single Family | TRUE | TRUE | TRUE | TRUE | TRUE | 4440.3724 | 3996.3352 | Single Family_TRUE | Single Family_TRUE | Single Family_TRUE | Single Family_TRUE | Single Family_TRUE | 2.5gpm | 2.5gpmSingle Family_TRUE | 2.5gpmSingle Family_TRUE
Water_00003350 | SITE_00949 | Room_00015096 | Kitchen_1 | Kitchen | Kitchen Faucet | 2 | 2.6533 | 2 | 3 |  | N/A | N/A | N/A | Bag | 0.796 |  | 2.388 |  | MT | Multifamily Residence | Kitchen Faucet | 1466 | 2103.18 | Multifamily Residence | FALSE | FALSE |  |  |  | 4206.36 | 5022.3938 | Multifamily Residence_FALSE | Multifamily Residence_FALSE | Multifamily Residence_ | Multifamily Residence_ | Multifamily Residence_ | unknown | unknownMultifamily Residence_ | unknownMultifamily Residence_FALSE
Water_00003351 | SITE_00949 | Room_00015099 | Bathroom_1 | Bathroom | Bathroom Faucet | 1.3267 | 1.3267 |  | 1.5 |  | N/A | N/A | N/A | Bag | 0.796 |  | 1.194 |  | MT | Multifamily Residence | Bathroom Faucet | 1466 | 2103.18 | Multifamily Residence | FALSE | FALSE |  |  |  | 2790.2188 | 2511.1969 | Multifamily Residence_FALSE | Multifamily Residence_FALSE | Multifamily Residence_ | Multifamily Residence_ | Multifamily Residence_ | unknown | unknownMultifamily Residence_ | unknownMultifamily Residence_FALSE
Water_00003352 | SITE_00949 | Room_00015099 | Bathroom_1 | Bathroom | Shower | 2.5 | 2.3589 | 2.5 | 2.5 |  | Primary | Daily / Almost Daily | N/A | Bag | 0.8492 |  | 2.123 |  | MT | Multifamily Residence | Shower | 1466 | 2103.18 | Multifamily Residence | TRUE | FALSE | TRUE | TRUE | TRUE | 5257.95 | 4465.0511 | Multifamily Residence_TRUE | Multifamily Residence_FALSE | Multifamily Residence_TRUE | Multifamily Residence_TRUE | Multifamily Residence_TRUE | 2.5gpm | 2.5gpmMultifamily Residence_TRUE | 2.5gpmMultifamily Residence_TRUE
Water_00003353 | SITE_00946 | Room_00015093 | Kitchen_1 | Kitchen | Kitchen Faucet | 2.2111 | 2.2111 |  | 2.5 |  | N/A | N/A | N/A | Bag | 0.796 |  | 1.99 |  | MT | Multifamily Residence | Kitchen Faucet | 1463 | 2103.18 | Multifamily Residence | FALSE | FALSE |  |  |  | 4650.3647 | 4185.3282 | Multifamily Residence_FALSE | Multifamily Residence_FALSE | Multifamily Residence_ | Multifamily Residence_ | Multifamily Residence_ | unknown | unknownMultifamily Residence_ | unknownMultifamily Residence_FALSE
Water_00003354 | SITE_00946 | Room_00015094 | Bathroom_1 | Bathroom | Shower / Bathtub combo with diverter valve | unknown |  |  |  | Unknown | Primary | A few times per week | Unknown | Bag | 0.8492 |  |  | Unknown | MT | Multifamily Residence | Shower | 1463 | 2103.18 | Multifamily Residence | TRUE | TRUE | FALSE | FALSE | FALSE | 0 | 0 | Multifamily Residence_TRUE | Multifamily Residence_TRUE | Multifamily Residence_FALSE | Multifamily Residence_FALSE | Multifamily Residence_FALSE | unknown | unknownMultifamily Residence_FALSE | unknownMultifamily Residence_TRUE
Water_00003355 | SITE_00946 | Room_00015094 | Bathroom_1 | Bathroom | Bathroom Faucet | 1.3267 | 1.3267 |  | 1.5 |  | N/A | N/A | N/A | Bag | 0.796 |  | 1.194 |  | MT | Multifamily Residence | Bathroom Faucet | 1463 | 2103.18 | Multifamily Residence | FALSE | FALSE |  |  |  | 2790.2188 | 2511.1969 | Multifamily Residence_FALSE | Multifamily Residence_FALSE | Multifamily Residence_ | Multifamily Residence_ | Multifamily Residence_ | unknown | unknownMultifamily Residence_ | unknownMultifamily Residence_FALSE
Water_00003356 | SITE_01557 | Room_00019166 | Bathroom_1 | Bathroom | Bathroom Faucet | 1.68 | 1.68 |  | 1.9 |  | N/A | N/A | N/A | Bag | 0.796 |  | 1.512 |  | WA | Single Family | Bathroom Faucet | 2066 | 235.4 | Single Family | FALSE | FALSE |  |  |  | 395.472 | 355.9248 | Single Family_FALSE | Single Family_FALSE | Single Family_ | Single Family_ | Single Family_ | unknown | unknownSingle Family_ | unknownSingle Family_FALSE
Water_00003357 | SITE_01557 | Room_00019166 | Bathroom_1 | Bathroom | Shower / Bathtub combo with diverter valve | 2.3589 | 2.3589 |  | 2.5 |  | All used about the same | Daily / Almost Daily | N/A | Bag | 0.8492 |  | 2.123 |  | WA | Single Family | Shower | 2066 | 235.4 | Single Family | TRUE | TRUE | TRUE | TRUE | TRUE | 555.2824 | 499.7542 | Single Family_TRUE | Single Family_TRUE | Single Family_TRUE | Single Family_TRUE | Single Family_TRUE | 2.5gpm | 2.5gpmSingle Family_TRUE | 2.5gpmSingle Family_TRUE
Water_00003358 | SITE_01557 | Room_00019168 | Bedroom_2 | Bedroom | Bathroom Faucet | 1 | 1.3267 | 1 | 1.5 |  | N/A | N/A | N/A | Bag | 0.796 |  | 1.194 |  | WA | Single Family | Bathroom Faucet | 2066 | 235.4 | Single Family | FALSE | FALSE |  |  |  | 235.4 | 281.0676 | Single Family_FALSE | Single Family_FALSE | Single Family_ | Single Family_ | Single Family_ | unknown | unknownSingle Family_ | unknownSingle Family_FALSE
Water_00003359 | SITE_01557 | Room_00019162 | Kitchen_1 | Kitchen | Kitchen Faucet | 1.8 | 2.0344 | 1.8 | 2.3 |  | N/A | N/A | N/A | Bag | 0.796 |  | 1.831 |  | WA | Single Family | Kitchen Faucet | 2066 | 235.4 | Single Family | FALSE | FALSE |  |  |  | 423.72 | 431.0174 | Single Family_FALSE | Single Family_FALSE | Single Family_ | Single Family_ | Single Family_ | unknown | unknownSingle Family_ | unknownSingle Family_FALSE
Water_00003360 | SITE_01639 | Room_00020318 | Bathroom_1 | Bathroom | Bathroom Faucet | 2.2 | 2.3 | 2.2 | 2.6 |  | N/A | N/A | N/A | Bag | 0.796 |  | 2.07 |  | WA | Single Family | Bathroom Faucet | 2148 | 235.4 | Single Family | FALSE | FALSE |  |  |  | 517.88 | 487.278 | Single Family_FALSE | Single Family_FALSE | Single Family_ | Single Family_ | Single Family_ | unknown | unknownSingle Family_ | unknownSingle Family_FALSE
Water_00003361 | SITE_01639 | Room_00020322 | Bathroom_2 | Bathroom | Bathroom Faucet | 2.2 | 2.2111 | 2.2 | 2.5 |  | N/A | N/A | N/A | Bag | 0.796 |  | 1.99 |  | WA | Single Family | Bathroom Faucet | 2148 | 235.4 | Single Family | FALSE | FALSE |  |  |  | 517.88 | 468.446 | Single Family_FALSE | Single Family_FALSE | Single Family_ | Single Family_ | Single Family_ | unknown | unknownSingle Family_ | unknownSingle Family_FALSE
Water_00003362 | SITE_01639 | Room_00020322 | Bathroom_2 | Bathroom | Shower / Bathtub combo with diverter valve | 3.5856 | 3.5856 |  | 3.8 |  | Primary | Daily / Almost Daily | N/A | Bag | 0.8492 |  | 3.227 |  | WA | Single Family | Shower | 2148 | 235.4 | Single Family | TRUE | TRUE | TRUE | TRUE | TRUE | 844.0398 | 759.6358 | Single Family_TRUE | Single Family_TRUE | Single Family_TRUE | Single Family_TRUE | Single Family_TRUE | gt2.5gpm | gt2.5gpmSingle Family_TRUE | gt2.5gpmSingle Family_TRUE
Water_00003363 | SITE_01639 | Room_00020320 | Kitchen_1 | Kitchen | Kitchen Faucet | 2.2 |  | 2.2 |  | Unknown | N/A | N/A | Kitchen sink full, could not measure | Bag | 0.796 |  |  | Unknown | WA | Single Family | Kitchen Faucet | 2148 | 235.4 | Single Family | FALSE | FALSE |  |  |  | 517.88 | 0 | Single Family_FALSE | Single Family_FALSE | Single Family_ | Single Family_ | Single Family_ | unknown | unknownSingle Family_ | unknownSingle Family_FALSE
Water_00003364 | SITE_01609 | Room_00019951 | Kitchen_2 | Kitchen | Kitchen Faucet | 1.3267 | 1.3267 |  | 1.5 |  | N/A | N/A | N/A | Bag | 0.796 |  | 1.194 |  | WA | Single Family | Kitchen Faucet | 2118 | 2259.17 | Single Family | FALSE | FALSE |  |  |  | 2997.1655 | 2697.449 | Single Family_FALSE | Single Family_FALSE | Single Family_ | Single Family_ | Single Family_ | unknown | unknownSingle Family_ | unknownSingle Family_FALSE
Water_00003365 | SITE_01553 | Room_00019118 | Kitchen_1 | Kitchen | Kitchen Faucet | 1.8 | 1.5922 | 1.8 | 1.8 |  | N/A | N/A | N/A | Bag | 0.796 |  | 1.433 |  | WA | Single Family | Kitchen Faucet | 2062 | 597.38 | Single Family | FALSE | FALSE |  |  |  | 1075.284 | 856.0455 | Single Family_FALSE | Single Family_FALSE | Single Family_ | Single Family_ | Single Family_ | unknown | unknownSingle Family_ | unknownSingle Family_FALSE
Water_00003366 | SITE_01553 | Room_00019122 | Bathroom_1 | Bathroom | Bathroom Faucet | 1.0611 | 1.0611 |  | 1.2 |  | N/A | N/A | N/A | Bag | 0.796 |  | 0.955 |  | WA | Single Family | Bathroom Faucet | 2062 | 597.38 | Single Family | FALSE | FALSE |  |  |  | 633.8866 | 570.4979 | Single Family_FALSE | Single Family_FALSE | Single Family_ | Single Family_ | Single Family_ | unknown | unknownSingle Family_ | unknownSingle Family_FALSE
Water_00003367 | SITE_01553 | Room_00019122 | Bathroom_1 | Bathroom | Shower / Bathtub combo with diverter valve | 2.3589 | 2.3589 |  | 2.5 |  | All used about the same | Daily / Almost Daily | N/A | Bag | 0.8492 |  | 2.123 |  | WA | Single Family | Shower | 2062 | 597.38 | Single Family | TRUE | TRUE | TRUE | TRUE | TRUE | 1409.153 | 1268.2377 | Single Family_TRUE | Single Family_TRUE | Single Family_TRUE | Single Family_TRUE | Single Family_TRUE | 2.5gpm | 2.5gpmSingle Family_TRUE | 2.5gpmSingle Family_TRUE
Water_00003368 | SITE_01608 | Room_00019931 | Bathroom_1 | Bathroom | Bathroom Faucet | 2 | 2.2111 | 2 | 2.5 |  | N/A | N/A | N/A | Bag | 0.796 |  | 1.99 |  | WA | Single Family | Bathroom Faucet | 2117 | 2259.17 | Single Family | FALSE | FALSE |  |  |  | 4518.34 | 4495.7483 | Single Family_FALSE | Single Family_FALSE | Single Family_ | Single Family_ | Single Family_ | unknown | unknownSingle Family_ | unknownSingle Family_FALSE
Water_00003369 | SITE_01608 | Room_00019932 | Kitchen_1 | Kitchen | Kitchen Faucet | 2 | 1.7689 | 2 | 2 |  | N/A | N/A | N/A | Bag | 0.796 |  | 1.592 |  | WA | Single Family | Kitchen Faucet | 2117 | 2259.17 | Single Family | FALSE | FALSE |  |  |  | 4518.34 | 3596.5986 | Single Family_FALSE | Single Family_FALSE | Single Family_ | Single Family_ | Single Family_ | unknown | unknownSingle Family_ | unknownSingle Family_FALSE
Water_00003370 | SITE_01608 | Room_00019935 | Bathroom_2 | Bathroom | Bathroom Faucet | 2.4767 | 2.4767 |  | 2.8 |  | N/A | N/A | N/A | Bag | 0.796 |  | 2.229 |  | WA | Single Family | Bathroom Faucet | 2117 | 2259.17 | Single Family | FALSE | FALSE |  |  |  | 5595.211 | 5035.6899 | Single Family_FALSE | Single Family_FALSE | Single Family_ | Single Family_ | Single Family_ | unknown | unknownSingle Family_ | unknownSingle Family_FALSE
Water_00003371 | SITE_01608 | Room_00019935 | Bathroom_2 | Bathroom | Shower / Bathtub combo with diverter valve | 2.2644 | 2.2644 |  | 2.4 |  | Primary | Unknown | N/A | Bag | 0.8492 |  | 2.038 |  | WA | Single Family | Shower | 2117 | 2259.17 | Single Family | TRUE | TRUE | TRUE | TRUE | TRUE | 5115.765 | 4604.1885 | Single Family_TRUE | Single Family_TRUE | Single Family_TRUE | Single Family_TRUE | Single Family_TRUE | 2.5gpm | 2.5gpmSingle Family_TRUE | 2.5gpmSingle Family_TRUE
Water_00003372 | SITE_01608 | Room_00019936 | Kitchen_3 | Kitchen | Kitchen Faucet | 2.2 | 2.2111 | 2.2 | 2.5 |  | N/A | N/A | N/A | Bag | 0.796 |  | 1.99 |  | WA | Single Family | Kitchen Faucet | 2117 | 2259.17 | Single Family | FALSE | FALSE |  |  |  | 4970.174 | 4495.7483 | Single Family_FALSE | Single Family_FALSE | Single Family_ | Single Family_ | Single Family_ | unknown | unknownSingle Family_ | unknownSingle Family_FALSE
Water_00003373 | SITE_01613 | Room_00020002 | Kitchen_1 | Kitchen | Kitchen Faucet | 1.8578 | 1.8578 |  | 2.1 |  | N/A | N/A | N/A | Bag | 0.796 |  | 1.672 |  | WA | Single Family | Kitchen Faucet | 2122 | 2259.17 | Single Family | FALSE | FALSE |  |  |  | 4197.0358 | 3777.3322 | Single Family_FALSE | Single Family_FALSE | Single Family_ | Single Family_ | Single Family_ | unknown | unknownSingle Family_ | unknownSingle Family_FALSE
Water_00003374 | SITE_01613 | Room_00020008 | Bathroom_1 | Bathroom | Bathroom Faucet | 3.3611 | 3.3611 |  | 3.8 |  | N/A | N/A | N/A | Bag | 0.796 |  | 3.025 |  | WA | Single Family | Bathroom Faucet | 2122 | 2259.17 | Single Family | FALSE | FALSE |  |  |  | 7593.3214 | 6833.9892 | Single Family_FALSE | Single Family_FALSE | Single Family_ | Single Family_ | Single Family_ | unknown | unknownSingle Family_ | unknownSingle Family_FALSE
Water_00003375 | SITE_01613 | Room_00020008 | Bathroom_1 | Bathroom | Shower / Bathtub combo with diverter valve | 2.5 | 3.0189 | 2.5 | 3.2 |  | Primary | Daily / Almost Daily | N/A | Bag | 0.8492 |  | 2.717 |  | WA | Single Family | Shower | 2122 | 2259.17 | Single Family | TRUE | TRUE | TRUE | TRUE | TRUE | 5647.925 | 6138.1649 | Single Family_TRUE | Single Family_TRUE | Single Family_TRUE | Single Family_TRUE | Single Family_TRUE | 2.5gpm | 2.5gpmSingle Family_TRUE | 2.5gpmSingle Family_TRUE
Water_00003376 | SITE_01560 | Room_00019206 | Kitchen_1 | Kitchen | Kitchen Faucet | 2.83 | 2.83 |  | 3.2 |  | N/A | N/A | N/A | Bag | 0.796 |  | 2.547 |  | WA | Single Family | Kitchen Faucet | 2069 | 597.38 | Single Family | FALSE | FALSE |  |  |  | 1690.5854 | 1521.5269 | Single Family_FALSE | Single Family_FALSE | Single Family_ | Single Family_ | Single Family_ | unknown | unknownSingle Family_ | unknownSingle Family_FALSE
Water_00003377 | SITE_01560 | Room_00019205 | Bathroom_1 | Bathroom | Bathroom Faucet | 1.7689 | 1.7689 |  | 2 |  | N/A | N/A | N/A | Bag | 0.796 |  | 1.592 |  | WA | Single Family | Bathroom Faucet | 2069 | 597.38 | Single Family | FALSE | FALSE |  |  |  | 1056.6988 | 951.029 | Single Family_FALSE | Single Family_FALSE | Single Family_ | Single Family_ | Single Family_ | unknown | unknownSingle Family_ | unknownSingle Family_FALSE
Water_00003378 | SITE_01658 | Room_00020541 | Kitchen_2 | Kitchen | Kitchen Faucet | 1.8 | 2.3878 | 1.8 | 2.7 |  | N/A | N/A | N/A | Bag | 0.796 |  | 2.149 |  | WA | Single Family | Kitchen Faucet | 2166 | 72.88 | Single Family | FALSE | FALSE |  |  |  | 131.184 | 156.6191 | Single Family_FALSE | Single Family_FALSE | Single Family_ | Single Family_ | Single Family_ | unknown | unknownSingle Family_ | unknownSingle Family_FALSE
Water_00003379 | SITE_02051 | Room_00025238 | Bathroom_6 | Bathroom | Bathtub | unknown |  |  |  | N/A | N/A | N/A | N/A | Unknown |  | N/A |  | N/A | WA | Manufactured | Bathtub | 2558 | 1982.27 | Manufactured | FALSE | FALSE |  |  |  | 0 | 0 | Manufactured_FALSE | Manufactured_FALSE | Manufactured_ | Manufactured_ | Manufactured_ | unknown | unknownManufactured_ | unknownManufactured_FALSE
Water_00003380 | SITE_02051 | Room_00025238 | Bathroom_6 | Bathroom | Shower | 1.5 | 1.3211 | 1.5 | 1.4 |  | Primary | Daily / Almost Daily | N/A | Bag | 0.8492 |  | 1.189 |  | WA | Manufactured | Shower | 2558 | 1982.27 | Manufactured | TRUE | FALSE | TRUE | TRUE | TRUE | 2973.405 | 2356.919 | Manufactured_TRUE | Manufactured_FALSE | Manufactured_TRUE | Manufactured_TRUE | Manufactured_TRUE | 1.5gpm | 1.5gpmManufactured_TRUE | 1.5gpmManufactured_TRUE
Water_00003381 | SITE_02051 | Room_00025238 | Bathroom_6 | Bathroom | Bathroom Faucet | 2.6533 | 2.6533 |  | 3 |  | N/A | N/A | N/A | Bag | 0.796 |  | 2.388 |  | WA | Manufactured | Bathroom Faucet | 2558 | 1982.27 | Manufactured | FALSE | FALSE |  |  |  | 5259.6231 | 4733.6608 | Manufactured_FALSE | Manufactured_FALSE | Manufactured_ | Manufactured_ | Manufactured_ | unknown | unknownManufactured_ | unknownManufactured_FALSE
Water_00003382 | SITE_02051 | Room_00025238 | Bathroom_6 | Bathroom | Bathroom Faucet | 3.98 | 3.98 |  | 4.5 |  | N/A | N/A | N/A | Bag | 0.796 |  | 3.582 |  | WA | Manufactured | Bathroom Faucet | 2558 | 1982.27 | Manufactured | FALSE | FALSE |  |  |  | 7889.4346 | 7100.4911 | Manufactured_FALSE | Manufactured_FALSE | Manufactured_ | Manufactured_ | Manufactured_ | unknown | unknownManufactured_ | unknownManufactured_FALSE
Water_00003383 | SITE_02052 | Room_00025255 | Bathroom_6 | Bathroom | Shower / Bathtub combo with diverter valve | 2 | 2.3589 | 2 | 2.5 |  | Secondary | A few times per year | N/A | Bag | 0.8492 |  | 2.123 |  | WA | Single Family | Shower | 2559 | 2259.17 | Single Family | TRUE | TRUE | TRUE | TRUE | TRUE | 4518.34 | 4796.2179 | Single Family_TRUE | Single Family_TRUE | Single Family_TRUE | Single Family_TRUE | Single Family_TRUE | 2.0gpm | 2.0gpmSingle Family_TRUE | 2.0gpmSingle Family_TRUE
Water_00003384 | SITE_02052 | Room_00025255 | Bathroom_6 | Bathroom | Bathroom Faucet | 1 | 0.88444 | 1 | 1 |  | N/A | N/A | N/A | Bag | 0.796 |  | 0.796 |  | WA | Single Family | Bathroom Faucet | 2559 | 2259.17 | Single Family | FALSE | FALSE |  |  |  | 2259.17 | 1798.2993 | Single Family_FALSE | Single Family_FALSE | Single Family_ | Single Family_ | Single Family_ | unknown | unknownSingle Family_ | unknownSingle Family_FALSE
Water_00003385 | SITE_01545 | Room_00018999 | Kitchen_1 | Kitchen | Kitchen Faucet | 1.5 |  | 1.5 |  | Unknown | N/A | N/A | Couldn't measure | Bag | 0.796 |  |  | Unknown | WA | Single Family | Kitchen Faucet | 2054 | 2259.17 | Single Family | FALSE | FALSE |  |  |  | 3388.755 | 0 | Single Family_FALSE | Single Family_FALSE | Single Family_ | Single Family_ | Single Family_ | unknown | unknownSingle Family_ | unknownSingle Family_FALSE
Water_00003386 | SITE_01545 | Room_00019003 | Bathroom_2 | Bathroom | Bathroom Faucet | unknown |  |  |  | Unknown | N/A | N/A | Couldn't measure | Bag | 0.796 |  |  | Unknown | WA | Single Family | Bathroom Faucet | 2054 | 2259.17 | Single Family | FALSE | FALSE |  |  |  | 0 | 0 | Single Family_FALSE | Single Family_FALSE | Single Family_ | Single Family_ | Single Family_ | unknown | unknownSingle Family_ | unknownSingle Family_FALSE
Water_00003387 | SITE_01545 | Room_00019003 | Bathroom_2 | Bathroom | Bathtub | unknown |  |  |  | N/A | N/A | N/A | N/A | Unknown |  | N/A |  | N/A | WA | Single Family | Bathtub | 2054 | 2259.17 | Single Family | FALSE | FALSE |  |  |  | 0 | 0 | Single Family_FALSE | Single Family_FALSE | Single Family_ | Single Family_ | Single Family_ | unknown | unknownSingle Family_ | unknownSingle Family_FALSE
Water_00003388 | SITE_01545 | Room_00019008 | Bathroom_1 | Bathroom | Shower / Bathtub combo with diverter valve | 2.5 |  | 2.5 |  | Unknown | Primary | Daily / Almost Daily | Couldn't measure | Bag | 0.8492 |  |  | Unknown | WA | Single Family | Shower | 2054 | 2259.17 | Single Family | TRUE | TRUE | TRUE | FALSE | FALSE | 5647.925 | 0 | Single Family_TRUE | Single Family_TRUE | Single Family_TRUE | Single Family_FALSE | Single Family_FALSE | unknown | unknownSingle Family_FALSE | unknownSingle Family_TRUE
Water_00003389 | SITE_01545 | Room_00019008 | Bathroom_1 | Bathroom | Bathroom Faucet | unknown |  |  |  | Unknown | N/A | N/A | Couldn't measure | Bag | 0.796 |  |  | Unknown | WA | Single Family | Bathroom Faucet | 2054 | 2259.17 | Single Family | FALSE | FALSE |  |  |  | 0 | 0 | Single Family_FALSE | Single Family_FALSE | Single Family_ | Single Family_ | Single Family_ | unknown | unknownSingle Family_ | unknownSingle Family_FALSE
Water_00003390 | SITE_01989 | Room_00024299 | Kitchen_1 | Kitchen | Kitchen Faucet | unknown |  |  |  | Unknown | N/A | N/A | Can't measure | Bag | 0.796 |  |  | Unknown | WA | Single Family | Kitchen Faucet | 2496 | 2259.17 | Single Family | FALSE | FALSE |  |  |  | 0 | 0 | Single Family_FALSE | Single Family_FALSE | Single Family_ | Single Family_ | Single Family_ | unknown | unknownSingle Family_ | unknownSingle Family_FALSE
Water_00003391 | SITE_01989 | Room_00024300 | Bathroom_1 | Bathroom | Bathroom Faucet | 1.5 |  | 1.5 |  | Unknown | N/A | N/A | Couldn't measure | Bag | 0.796 |  |  | Unknown | WA | Single Family | Bathroom Faucet | 2496 | 2259.17 | Single Family | FALSE | FALSE |  |  |  | 3388.755 | 0 | Single Family_FALSE | Single Family_FALSE | Single Family_ | Single Family_ | Single Family_ | unknown | unknownSingle Family_ | unknownSingle Family_FALSE
Water_00003392 | SITE_01989 | Room_00024300 | Bathroom_1 | Bathroom | Shower / Bathtub combo with diverter valve | unknown |  |  |  | Unknown | Primary | Daily / Almost Daily | Couldn't measure | Bag | 0.8492 |  |  | Unknown | WA | Single Family | Shower | 2496 | 2259.17 | Single Family | TRUE | TRUE | FALSE | FALSE | FALSE | 0 | 0 | Single Family_TRUE | Single Family_TRUE | Single Family_FALSE | Single Family_FALSE | Single Family_FALSE | unknown | unknownSingle Family_FALSE | unknownSingle Family_TRUE
Water_00003393 | SITE_02053 | Room_00025272 | Bathroom_1 | Bathroom | Shower / Bathtub combo with diverter valve | 1.6 |  | 1.6 |  | Unknown | Primary | Daily / Almost Daily | Couldn't measure | Bag | 0.8492 |  |  | Unknown | WA | Single Family | Shower | 2560 | 12576.67 | Single Family | TRUE | TRUE | TRUE | FALSE | FALSE | 20122.672 | 0 | Single Family_TRUE | Single Family_TRUE | Single Family_TRUE | Single Family_FALSE | Single Family_FALSE | unknown | unknownSingle Family_FALSE | unknownSingle Family_TRUE
Water_00003394 | SITE_02053 | Room_00025272 | Bathroom_1 | Bathroom | Bathroom Faucet | unknown |  |  |  | Unknown | N/A | N/A | Couldn't measure | Bag | 0.796 |  |  | Unknown | WA | Single Family | Bathroom Faucet | 2560 | 12576.67 | Single Family | FALSE | FALSE |  |  |  | 0 | 0 | Single Family_FALSE | Single Family_FALSE | Single Family_ | Single Family_ | Single Family_ | unknown | unknownSingle Family_ | unknownSingle Family_FALSE
Water_00003395 | SITE_02053 | Room_00025274 | Kitchen_1 | Kitchen | Kitchen Faucet | unknown |  |  |  | Unknown | N/A | N/A | Couldn't measure | Bag | 0.796 |  |  | Unknown | WA | Single Family | Kitchen Faucet | 2560 | 12576.67 | Single Family | FALSE | FALSE |  |  |  | 0 | 0 | Single Family_FALSE | Single Family_FALSE | Single Family_ | Single Family_ | Single Family_ | unknown | unknownSingle Family_ | unknownSingle Family_FALSE
Water_00003396 | SITE_02053 | Room_00025278 | Bathroom_2 | Bathroom | Bathroom Faucet | unknown |  |  |  | Unknown | N/A | N/A | Couldn't measure | Bag | 0.796 |  |  | Unknown | WA | Single Family | Bathroom Faucet | 2560 | 12576.67 | Single Family | FALSE | FALSE |  |  |  | 0 | 0 | Single Family_FALSE | Single Family_FALSE | Single Family_ | Single Family_ | Single Family_ | unknown | unknownSingle Family_ | unknownSingle Family_FALSE
Water_00003397 | SITE_02053 | Room_00025278 | Bathroom_2 | Bathroom | Shower / Bathtub combo with diverter valve | unknown |  |  |  | Unknown | Primary | Daily / Almost Daily | Couldn't measure | Bag | 0.8492 |  |  | Unknown | WA | Single Family | Shower | 2560 | 12576.67 | Single Family | TRUE | TRUE | FALSE | FALSE | FALSE | 0 | 0 | Single Family_TRUE | Single Family_TRUE | Single Family_FALSE | Single Family_FALSE | Single Family_FALSE | unknown | unknownSingle Family_FALSE | unknownSingle Family_TRUE
Water_00003398 | SITE_01081 | Room_00015774 | Bathroom_6 | Bathroom | Bathroom Faucet | 2.2 |  | 2.2 |  | Unknown | N/A | N/A | Couldn't measure | Bag | 0.796 |  |  | Unknown | WA | Single Family | Bathroom Faucet | 1597 | 3801.52 | Single Family | FALSE | FALSE |  |  |  | 8363.344 | 0 | Single Family_FALSE | Single Family_FALSE | Single Family_ | Single Family_ | Single Family_ | unknown | unknownSingle Family_ | unknownSingle Family_FALSE
Water_00003399 | SITE_01081 | Room_00015774 | Bathroom_6 | Bathroom | Shower / Bathtub combo with diverter valve | 2.5 |  | 2.5 |  | Unknown | Primary | Daily / Almost Daily | Couldn't measure | Bag | 0.8492 |  |  | Unknown | WA | Single Family | Shower | 1597 | 3801.52 | Single Family | TRUE | TRUE | TRUE | FALSE | FALSE | 9503.8 | 0 | Single Family_TRUE | Single Family_TRUE | Single Family_TRUE | Single Family_FALSE | Single Family_FALSE | unknown | unknownSingle Family_FALSE | unknownSingle Family_TRUE
Water_00003400 | SITE_01081 | Room_00015776 | Bathroom_7 | Bathroom | Shower / Bathtub combo with diverter valve | 2.5 |  | 2.5 |  | Unknown | Primary | Daily / Almost Daily | Couldn't measure | Bag | 0.8492 |  |  | Unknown | WA | Single Family | Shower | 1597 | 3801.52 | Single Family | TRUE | TRUE | TRUE | FALSE | FALSE | 9503.8 | 0 | Single Family_TRUE | Single Family_TRUE | Single Family_TRUE | Single Family_FALSE | Single Family_FALSE | unknown | unknownSingle Family_FALSE | unknownSingle Family_TRUE
Water_00003401 | SITE_01081 | Room_00015776 | Bathroom_7 | Bathroom | Bathroom Faucet | unknown |  |  |  | Unknown | N/A | N/A | Couldn't measure | Bag | 0.796 |  |  | Unknown | WA | Single Family | Bathroom Faucet | 1597 | 3801.52 | Single Family | FALSE | FALSE |  |  |  | 0 | 0 | Single Family_FALSE | Single Family_FALSE | Single Family_ | Single Family_ | Single Family_ | unknown | unknownSingle Family_ | unknownSingle Family_FALSE
Water_00003402 | SITE_01675 | Room_00020755 | Kitchen_1 | Kitchen | Kitchen Faucet | 1 |  | 1 |  | Unknown | N/A | N/A | Couldn't measure | Bag | 0.796 |  |  | Unknown | WA | Single Family | Kitchen Faucet | 2183 | 72.88 | Single Family | FALSE | FALSE |  |  |  | 72.88 | 0 | Single Family_FALSE | Single Family_FALSE | Single Family_ | Single Family_ | Single Family_ | unknown | unknownSingle Family_ | unknownSingle Family_FALSE
Water_00003403 | SITE_01675 | Room_00020757 | Hall_1 | Hall | Bathroom Faucet | unknown |  |  |  | Unknown | N/A | N/A | Couldn't measure | Bag | 0.796 |  |  | Unknown | WA | Single Family | Bathroom Faucet | 2183 | 72.88 | Single Family | FALSE | FALSE |  |  |  | 0 | 0 | Single Family_FALSE | Single Family_FALSE | Single Family_ | Single Family_ | Single Family_ | unknown | unknownSingle Family_ | unknownSingle Family_FALSE
Water_00003404 | SITE_01675 | Room_00020758 | Bathroom_1 | Bathroom | Shower / Bathtub combo with diverter valve | 2.5 |  | 2.5 |  | Unknown | Primary | Daily / Almost Daily | Couldn't measure | Bag | 0.8492 |  |  | Unknown | WA | Single Family | Shower | 2183 | 72.88 | Single Family | TRUE | TRUE | TRUE | FALSE | FALSE | 182.2 | 0 | Single Family_TRUE | Single Family_TRUE | Single Family_TRUE | Single Family_FALSE | Single Family_FALSE | unknown | unknownSingle Family_FALSE | unknownSingle Family_TRUE
Water_00003405 | SITE_02042 | Room_00025109 | Kitchen_1 | Kitchen | Kitchen Faucet | 1.5 |  | 1.5 |  | Unknown | N/A | N/A | Couldn't measure | Bag | 0.796 |  |  | Unknown | WA | Single Family | Kitchen Faucet | 2549 | 12576.67 | Single Family | FALSE | FALSE |  |  |  | 18865.005 | 0 | Single Family_FALSE | Single Family_FALSE | Single Family_ | Single Family_ | Single Family_ | unknown | unknownSingle Family_ | unknownSingle Family_FALSE
Water_00003406 | SITE_02042 | Room_00025114 | Bathroom_1 | Bathroom | Bathroom Faucet | unknown |  |  |  | Unknown | N/A | N/A | Couldn't measure | Bag | 0.796 |  |  | Unknown | WA | Single Family | Bathroom Faucet | 2549 | 12576.67 | Single Family | FALSE | FALSE |  |  |  | 0 | 0 | Single Family_FALSE | Single Family_FALSE | Single Family_ | Single Family_ | Single Family_ | unknown | unknownSingle Family_ | unknownSingle Family_FALSE
Water_00003407 | SITE_02042 | Room_00025117 | Bathroom_2 | Bathroom | Bathroom Faucet | unknown |  |  |  | Unknown | N/A | N/A | Couldn't measure | Bag | 0.796 |  |  | Unknown | WA | Single Family | Bathroom Faucet | 2549 | 12576.67 | Single Family | FALSE | FALSE |  |  |  | 0 | 0 | Single Family_FALSE | Single Family_FALSE | Single Family_ | Single Family_ | Single Family_ | unknown | unknownSingle Family_ | unknownSingle Family_FALSE
Water_00003408 | SITE_02042 | Room_00025117 | Bathroom_2 | Bathroom | Shower / Bathtub combo with diverter valve | unknown |  |  |  | Unknown | Never / rarely used | A few times per year | Couldn't measure | Bag | 0.8492 |  |  | Unknown | WA | Single Family | Shower | 2549 | 12576.67 | Single Family | TRUE | TRUE | FALSE | FALSE | FALSE | 0 | 0 | Single Family_TRUE | Single Family_TRUE | Single Family_FALSE | Single Family_FALSE | Single Family_FALSE | unknown | unknownSingle Family_FALSE | unknownSingle Family_TRUE
Water_00003409 | SITE_02042 | Room_00025119 | Bedroom_2 | Bedroom | Bathroom Faucet | 2 |  | 2 |  | Unknown | N/A | N/A | Couldn't measure | Bag | 0.796 |  |  | Unknown | WA | Single Family | Bathroom Faucet | 2549 | 12576.67 | Single Family | FALSE | FALSE |  |  |  | 25153.34 | 0 | Single Family_FALSE | Single Family_FALSE | Single Family_ | Single Family_ | Single Family_ | unknown | unknownSingle Family_ | unknownSingle Family_FALSE
Water_00003410 | SITE_02042 | Room_00025119 | Bedroom_2 | Bedroom | Bathroom Faucet | 2 |  | 2 |  | Unknown | N/A | N/A | Couldn't measure | Bag | 0.796 |  |  | Unknown | WA | Single Family | Bathroom Faucet | 2549 | 12576.67 | Single Family | FALSE | FALSE |  |  |  | 25153.34 | 0 | Single Family_FALSE | Single Family_FALSE | Single Family_ | Single Family_ | Single Family_ | unknown | unknownSingle Family_ | unknownSingle Family_FALSE
Water_00003411 | SITE_02042 | Room_00025119 | Bedroom_2 | Bedroom | Bathtub | unknown |  |  |  | N/A | N/A | N/A | Couldn't measure | Unknown |  | N/A |  | N/A | WA | Single Family | Bathtub | 2549 | 12576.67 | Single Family | FALSE | FALSE |  |  |  | 0 | 0 | Single Family_FALSE | Single Family_FALSE | Single Family_ | Single Family_ | Single Family_ | unknown | unknownSingle Family_ | unknownSingle Family_FALSE
Water_00003412 | SITE_02042 | Room_00025119 | Bedroom_2 | Bedroom | Shower | 2.5 |  | 2.5 |  | Unknown | Primary | Daily / Almost Daily | N/A | Bag | 0.8492 |  |  | Unknown | WA | Single Family | Shower | 2549 | 12576.67 | Single Family | TRUE | FALSE | TRUE | FALSE | FALSE | 31441.675 | 0 | Single Family_TRUE | Single Family_FALSE | Single Family_TRUE | Single Family_FALSE | Single Family_FALSE | unknown | unknownSingle Family_FALSE | unknownSingle Family_TRUE
Water_00003413 | SITE_02043 | Room_00025127 | Kitchen_1 | Kitchen | Kitchen Faucet | unknown |  |  |  | Unknown | N/A | N/A | N/A | Bag | 0.796 |  |  | Unknown | WA | Single Family | Kitchen Faucet | 2550 | 12576.67 | Single Family | FALSE | FALSE |  |  |  | 0 | 0 | Single Family_FALSE | Single Family_FALSE | Single Family_ | Single Family_ | Single Family_ | unknown | unknownSingle Family_ | unknownSingle Family_FALSE
Water_00003414 | SITE_02043 | Room_00025129 | Bathroom_1 | Bathroom | Bathroom Faucet | 2.2 |  | 2.2 |  | Unknown | N/A | N/A | Couldn't measure | Bag | 0.796 |  |  | Unknown | WA | Single Family | Bathroom Faucet | 2550 | 12576.67 | Single Family | FALSE | FALSE |  |  |  | 27668.674 | 0 | Single Family_FALSE | Single Family_FALSE | Single Family_ | Single Family_ | Single Family_ | unknown | unknownSingle Family_ | unknownSingle Family_FALSE
Water_00003415 | SITE_02043 | Room_00025132 | Bathroom_2 | Bathroom | Bathroom Faucet | 2.2 |  | 2.2 |  | Unknown | N/A | N/A | Couldn't measure | Bag | 0.796 |  |  | Unknown | WA | Single Family | Bathroom Faucet | 2550 | 12576.67 | Single Family | FALSE | FALSE |  |  |  | 27668.674 | 0 | Single Family_FALSE | Single Family_FALSE | Single Family_ | Single Family_ | Single Family_ | unknown | unknownSingle Family_ | unknownSingle Family_FALSE
Water_00003416 | SITE_02043 | Room_00025132 | Bathroom_2 | Bathroom | Shower / Bathtub combo with diverter valve | 2.5 |  | 2.5 |  | Unknown | Secondary | A few times per week | Couldn't measure | Bag | 0.8492 |  |  | Unknown | WA | Single Family | Shower | 2550 | 12576.67 | Single Family | TRUE | TRUE | TRUE | FALSE | FALSE | 31441.675 | 0 | Single Family_TRUE | Single Family_TRUE | Single Family_TRUE | Single Family_FALSE | Single Family_FALSE | unknown | unknownSingle Family_FALSE | unknownSingle Family_TRUE
Water_00003417 | SITE_01585 | Room_00019576 | Kitchen_1 | Kitchen | Kitchen Faucet | 2.2 | 1.99 | 2.2 | 2.25 |  | N/A | N/A | N/A | Bag | 0.796 |  | 1.791 |  | WA | Single Family | Kitchen Faucet | 2094 | 597.38 | Single Family | FALSE | FALSE |  |  |  | 1314.236 | 1069.9076 | Single Family_FALSE | Single Family_FALSE | Single Family_ | Single Family_ | Single Family_ | unknown | unknownSingle Family_ | unknownSingle Family_FALSE
Water_00003418 | SITE_01585 | Room_00019579 | Bathroom_1 | Bathroom | Bathroom Faucet | 2 | 2.2111 | 2 | 2.5 |  | N/A | N/A | N/A | Bag | 0.796 |  | 1.99 |  | WA | Single Family | Bathroom Faucet | 2094 | 597.38 | Single Family | FALSE | FALSE |  |  |  | 1194.76 | 1188.7862 | Single Family_FALSE | Single Family_FALSE | Single Family_ | Single Family_ | Single Family_ | unknown | unknownSingle Family_ | unknownSingle Family_FALSE
Water_00003419 | SITE_01585 | Room_00019579 | Bathroom_1 | Bathroom | Shower / Bathtub combo with diverter valve | 2.8311 | 2.8311 |  | 3 |  | Primary | Daily / Almost Daily | N/A | Bag | 0.8492 |  | 2.548 |  | WA | Single Family | Shower | 2094 | 597.38 | Single Family | TRUE | TRUE | TRUE | TRUE | TRUE | 1691.2492 | 1522.1242 | Single Family_TRUE | Single Family_TRUE | Single Family_TRUE | Single Family_TRUE | Single Family_TRUE | gt2.5gpm | gt2.5gpmSingle Family_TRUE | gt2.5gpmSingle Family_TRUE
Water_00003420 | SITE_01923 | Room_00023367 | Family Room_1 | Family Room | Kitchen Faucet | 2.6533 | 2.6533 |  | 3 |  | N/A | N/A | Wet bar | Bag | 0.796 |  | 2.388 |  | WA | Single Family | Kitchen Faucet | 2430 | 2259.17 | Single Family | FALSE | FALSE |  |  |  | 5994.3311 | 5394.898 | Single Family_FALSE | Single Family_FALSE | Single Family_ | Single Family_ | Single Family_ | unknown | unknownSingle Family_ | unknownSingle Family_FALSE
Water_00003421 | SITE_01923 | Room_00023368 | Bathroom_1 | Bathroom | Bathroom Faucet | 2 | 2.4322 | 2 | 2.75 |  | N/A | N/A | N/A | Bag | 0.796 |  | 2.189 |  | WA | Single Family | Bathroom Faucet | 2430 | 2259.17 | Single Family | FALSE | FALSE |  |  |  | 4518.34 | 4945.3231 | Single Family_FALSE | Single Family_FALSE | Single Family_ | Single Family_ | Single Family_ | unknown | unknownSingle Family_ | unknownSingle Family_FALSE
Water_00003422 | SITE_01923 | Room_00023368 | Bathroom_1 | Bathroom | Shower / Bathtub combo with diverter valve | unknown |  |  |  | Unknown | Secondary | A few times per week | Shower head too large for flow bag | Bag | 0.8492 |  |  | Unknown | WA | Single Family | Shower | 2430 | 2259.17 | Single Family | TRUE | TRUE | FALSE | FALSE | FALSE | 0 | 0 | Single Family_TRUE | Single Family_TRUE | Single Family_FALSE | Single Family_FALSE | Single Family_FALSE | unknown | unknownSingle Family_FALSE | unknownSingle Family_TRUE
Water_00003423 | SITE_01923 | Room_00023372 | Bathroom_2 | Bathroom | Bathroom Faucet | 2.6533 | 2.6533 |  | 3 |  | N/A | N/A | N/A | Bag | 0.796 |  | 2.388 |  | WA | Single Family | Bathroom Faucet | 2430 | 2259.17 | Single Family | FALSE | FALSE |  |  |  | 5994.3311 | 5394.898 | Single Family_FALSE | Single Family_FALSE | Single Family_ | Single Family_ | Single Family_ | unknown | unknownSingle Family_ | unknownSingle Family_FALSE
Water_00003424 | SITE_01923 | Room_00023373 | Kitchen_1 | Kitchen | Kitchen Faucet | 2.2111 | 2.2111 |  | 2.5 |  | N/A | N/A | N/A | Bag | 0.796 |  | 1.99 |  | WA | Single Family | Kitchen Faucet | 2430 | 2259.17 | Single Family | FALSE | FALSE |  |  |  | 4995.2759 | 4495.7483 | Single Family_FALSE | Single Family_FALSE | Single Family_ | Single Family_ | Single Family_ | unknown | unknownSingle Family_ | unknownSingle Family_FALSE
Water_00003425 | SITE_01923 | Room_00023379 | Bathroom_3 | Bathroom | Bathroom Faucet | 2 | 2.6533 | 2 | 3 |  | N/A | N/A | N/A | Bag | 0.796 |  | 2.388 |  | WA | Single Family | Bathroom Faucet | 2430 | 2259.17 | Single Family | FALSE | FALSE |  |  |  | 4518.34 | 5394.898 | Single Family_FALSE | Single Family_FALSE | Single Family_ | Single Family_ | Single Family_ | unknown | unknownSingle Family_ | unknownSingle Family_FALSE
Water_00003426 | SITE_01923 | Room_00023379 | Bathroom_3 | Bathroom | Bathroom Faucet | 2 | 2.6533 | 2 | 3 |  | N/A | N/A | N/A | Bag | 0.796 |  | 2.388 |  | WA | Single Family | Bathroom Faucet | 2430 | 2259.17 | Single Family | FALSE | FALSE |  |  |  | 4518.34 | 5394.898 | Single Family_FALSE | Single Family_FALSE | Single Family_ | Single Family_ | Single Family_ | unknown | unknownSingle Family_ | unknownSingle Family_FALSE
Water_00003427 | SITE_01923 | Room_00023379 | Bathroom_3 | Bathroom | Bathtub | unknown |  |  |  | N/A | N/A | N/A | N/A | Unknown |  | N/A |  | N/A | WA | Single Family | Bathtub | 2430 | 2259.17 | Single Family | FALSE | FALSE |  |  |  | 0 | 0 | Single Family_FALSE | Single Family_FALSE | Single Family_ | Single Family_ | Single Family_ | unknown | unknownSingle Family_ | unknownSingle Family_FALSE
Water_00003428 | SITE_01923 | Room_00023379 | Bathroom_3 | Bathroom | Shower | unknown |  |  |  | Unknown | Primary | Daily / Almost Daily | Shower head too large for flow bag | Bag | 0.8492 |  |  | Unknown | WA | Single Family | Shower | 2430 | 2259.17 | Single Family | TRUE | FALSE | FALSE | FALSE | FALSE | 0 | 0 | Single Family_TRUE | Single Family_FALSE | Single Family_FALSE | Single Family_FALSE | Single Family_FALSE | unknown | unknownSingle Family_FALSE | unknownSingle Family_TRUE
Water_00003429 | SITE_01923 | Room_00023381 | Bathroom_4 | Bathroom | Bathroom Faucet | 2.6533 | 2.6533 |  | 3 |  | N/A | N/A | N/A | Bag | 0.796 |  | 2.388 |  | WA | Single Family | Bathroom Faucet | 2430 | 2259.17 | Single Family | FALSE | FALSE |  |  |  | 5994.3311 | 5394.898 | Single Family_FALSE | Single Family_FALSE | Single Family_ | Single Family_ | Single Family_ | unknown | unknownSingle Family_ | unknownSingle Family_FALSE
Water_00003430 | SITE_01923 | Room_00023381 | Bathroom_4 | Bathroom | Shower / Bathtub combo with diverter valve | 2.5944 | 2.5944 |  | 2.75 |  | Secondary | Daily / Almost Daily | N/A | Bag | 0.8492 |  | 2.335 |  | WA | Single Family | Shower | 2430 | 2259.17 | Single Family | TRUE | TRUE | TRUE | TRUE | TRUE | 5861.2911 | 5275.1619 | Single Family_TRUE | Single Family_TRUE | Single Family_TRUE | Single Family_TRUE | Single Family_TRUE | gt2.5gpm | gt2.5gpmSingle Family_TRUE | gt2.5gpmSingle Family_TRUE
Water_00003431 | SITE_01643 | Room_00020374 | Kitchen_1 | Kitchen | Kitchen Faucet | 2.2 | 1.7689 | 2.2 | 2 |  | N/A | N/A | N/A | Bag | 0.796 |  | 1.592 |  | WA | Single Family | Kitchen Faucet | 2152 | 235.4 | Single Family | FALSE | FALSE |  |  |  | 517.88 | 374.7568 | Single Family_FALSE | Single Family_FALSE | Single Family_ | Single Family_ | Single Family_ | unknown | unknownSingle Family_ | unknownSingle Family_FALSE
Water_00003432 | SITE_01643 | Room_00020377 | Bathroom_1 | Bathroom | Shower | unknown |  |  |  | Unknown | Primary | Daily / Almost Daily | Large shower head, could not fit flow bag under it | Bag | 0.8492 |  |  | Unknown | WA | Single Family | Shower | 2152 | 235.4 | Single Family | TRUE | FALSE | FALSE | FALSE | FALSE | 0 | 0 | Single Family_TRUE | Single Family_FALSE | Single Family_FALSE | Single Family_FALSE | Single Family_FALSE | unknown | unknownSingle Family_FALSE | unknownSingle Family_TRUE
Water_00003433 | SITE_01643 | Room_00020377 | Bathroom_1 | Bathroom | Bathroom Faucet | 1.7689 | 1.7689 |  | 2 |  | N/A | N/A | N/A | Bag | 0.796 |  | 1.592 |  | WA | Single Family | Bathroom Faucet | 2152 | 235.4 | Single Family | FALSE | FALSE |  |  |  | 416.3964 | 374.7568 | Single Family_FALSE | Single Family_FALSE | Single Family_ | Single Family_ | Single Family_ | unknown | unknownSingle Family_ | unknownSingle Family_FALSE
Water_00003434 | SITE_01643 | Room_00020377 | Bathroom_1 | Bathroom | Bathroom Faucet | 1.7689 | 1.7689 |  | 2 |  | N/A | N/A | N/A | Bag | 0.796 |  | 1.592 |  | WA | Single Family | Bathroom Faucet | 2152 | 235.4 | Single Family | FALSE | FALSE |  |  |  | 416.3964 | 374.7568 | Single Family_FALSE | Single Family_FALSE | Single Family_ | Single Family_ | Single Family_ | unknown | unknownSingle Family_ | unknownSingle Family_FALSE
Water_00003435 | SITE_01730 | Room_00021303 | Bathroom_1 | Bathroom | Bathroom Faucet | 1.3267 | 1.3267 |  | 1.5 |  | N/A | N/A | N/A | Bag | 0.796 |  | 1.194 |  | WA | Multifamily Residence | Bathroom Faucet | 2238 | 2000.27 | Multifamily Residence | FALSE | FALSE |  |  |  | 2653.6915 | 2388.3224 | Multifamily Residence_FALSE | Multifamily Residence_FALSE | Multifamily Residence_ | Multifamily Residence_ | Multifamily Residence_ | unknown | unknownMultifamily Residence_ | unknownMultifamily Residence_FALSE
Water_00003436 | SITE_01730 | Room_00021303 | Bathroom_1 | Bathroom | Shower / Bathtub combo with diverter valve | unknown |  |  |  | Unknown | Primary | Daily / Almost Daily | Couldn't access shower | Bag | 0.8492 |  |  | Unknown | WA | Multifamily Residence | Shower | 2238 | 2000.27 | Multifamily Residence | TRUE | TRUE | FALSE | FALSE | FALSE | 0 | 0 | Multifamily Residence_TRUE | Multifamily Residence_TRUE | Multifamily Residence_FALSE | Multifamily Residence_FALSE | Multifamily Residence_FALSE | unknown | unknownMultifamily Residence_FALSE | unknownMultifamily Residence_TRUE
Water_00003437 | SITE_01730 | Room_00021305 | Kitchen_1 | Kitchen | Kitchen Faucet | 1.7689 | 1.7689 |  | 2 |  | N/A | N/A | N/A | Bag | 0.796 |  | 1.592 |  | WA | Multifamily Residence | Kitchen Faucet | 2238 | 2000.27 | Multifamily Residence | FALSE | FALSE |  |  |  | 3538.2554 | 3184.4298 | Multifamily Residence_FALSE | Multifamily Residence_FALSE | Multifamily Residence_ | Multifamily Residence_ | Multifamily Residence_ | unknown | unknownMultifamily Residence_ | unknownMultifamily Residence_FALSE
Water_00003438 | SITE_01730 | Room_00021308 | Bathroom_2 | Bathroom | Bathroom Faucet | 1.1056 | 1.1056 |  | 1.25 |  | N/A | N/A | N/A | Bag | 0.796 |  | 0.995 |  | WA | Multifamily Residence | Bathroom Faucet | 2238 | 2000.27 | Multifamily Residence | FALSE | FALSE |  |  |  | 2211.4096 | 1990.2686 | Multifamily Residence_FALSE | Multifamily Residence_FALSE | Multifamily Residence_ | Multifamily Residence_ | Multifamily Residence_ | unknown | unknownMultifamily Residence_ | unknownMultifamily Residence_FALSE
Water_00003439 | SITE_01730 | Room_00021308 | Bathroom_2 | Bathroom | Shower / Bathtub combo with diverter valve | 2.8311 | 2.8311 |  | 3 |  | Secondary | Daily / Almost Daily | N/A | Bag | 0.8492 |  | 2.548 |  | WA | Multifamily Residence | Shower | 2238 | 2000.27 | Multifamily Residence | TRUE | TRUE | TRUE | TRUE | TRUE | 5662.9866 | 5096.688 | Multifamily Residence_TRUE | Multifamily Residence_TRUE | Multifamily Residence_TRUE | Multifamily Residence_TRUE | Multifamily Residence_TRUE | gt2.5gpm | gt2.5gpmMultifamily Residence_TRUE | gt2.5gpmMultifamily Residence_TRUE
Water_00003440 | SITE_02065 | Room_00025463 | Bathroom_6 | Bathroom | Bathroom Faucet | 1.15 | 1.15 |  | 1.3 |  | N/A | N/A | Low flow aerator | Bag | 0.796 |  | 1.035 |  | WA | Single Family | Bathroom Faucet | 2572 | 12576.67 | Single Family | FALSE | FALSE |  |  |  | 14463.1705 | 13016.8534 | Single Family_FALSE | Single Family_FALSE | Single Family_ | Single Family_ | Single Family_ | unknown | unknownSingle Family_ | unknownSingle Family_FALSE
Water_00003441 | SITE_02065 | Room_00025463 | Bathroom_6 | Bathroom | Bathroom Faucet | 2.1222 | 2.1222 |  | 2.4 |  | N/A | N/A | N/A | Bag | 0.796 |  | 1.91 |  | WA | Single Family | Bathroom Faucet | 2572 | 12576.67 | Single Family | FALSE | FALSE |  |  |  | 26690.4886 | 24021.4397 | Single Family_FALSE | Single Family_FALSE | Single Family_ | Single Family_ | Single Family_ | unknown | unknownSingle Family_ | unknownSingle Family_FALSE
Water_00003442 | SITE_02065 | Room_00025463 | Bathroom_6 | Bathroom | Shower | 2 |  | 2 | 2 |  | All used about the same | Daily / Almost Daily | N/A | Unknown |  | N/A |  | N/A | WA | Single Family | Shower | 2572 | 12576.67 | Single Family | TRUE | FALSE | TRUE | FALSE | FALSE | 25153.34 | 0 | Single Family_TRUE | Single Family_FALSE | Single Family_TRUE | Single Family_FALSE | Single Family_FALSE | unknown | unknownSingle Family_FALSE | unknownSingle Family_TRUE
Water_00003443 | SITE_02065 | Room_00025466 | Bathroom_7 | Bathroom | Bathroom Faucet | 2.2 | 1.8578 | 2.2 | 2.1 |  | N/A | N/A | N/A | Bag | 0.796 |  | 1.672 |  | WA | Single Family | Bathroom Faucet | 2572 | 12576.67 | Single Family | FALSE | FALSE |  |  |  | 27668.674 | 21028.1922 | Single Family_FALSE | Single Family_FALSE | Single Family_ | Single Family_ | Single Family_ | unknown | unknownSingle Family_ | unknownSingle Family_FALSE
Water_00003444 | SITE_02065 | Room_00025466 | Bathroom_7 | Bathroom | Shower / Bathtub combo with diverter valve | unknown |  |  | 1.8 |  | All used about the same | Daily / Almost Daily | N/A | Unknown |  | N/A |  | N/A | WA | Single Family | Shower | 2572 | 12576.67 | Single Family | TRUE | TRUE | FALSE | FALSE | FALSE | 0 | 0 | Single Family_TRUE | Single Family_TRUE | Single Family_FALSE | Single Family_FALSE | Single Family_FALSE | unknown | unknownSingle Family_FALSE | unknownSingle Family_TRUE
Water_00003445 | SITE_01737 | Room_00021383 | Bathroom_1 | Bathroom | Shower / Bathtub combo with diverter valve | 2.5 |  | 2.5 | 1.8 |  | Primary | Daily / Almost Daily | N/A | Unknown |  | N/A |  | N/A | WA | Single Family | Shower | 2245 | 12576.67 | Single Family | TRUE | TRUE | TRUE | FALSE | FALSE | 31441.675 | 0 | Single Family_TRUE | Single Family_TRUE | Single Family_TRUE | Single Family_FALSE | Single Family_FALSE | unknown | unknownSingle Family_FALSE | unknownSingle Family_TRUE
Water_00003446 | SITE_01737 | Room_00021383 | Bathroom_1 | Bathroom | Bathroom Faucet | 1.5 | 0.70778 | 1.5 | 0.8 |  | N/A | N/A | N/A | Bag | 0.796 |  | 0.637 |  | WA | Single Family | Bathroom Faucet | 2245 | 12576.67 | Single Family | FALSE | FALSE |  |  |  | 18865.005 | 8011.3388 | Single Family_FALSE | Single Family_FALSE | Single Family_ | Single Family_ | Single Family_ | unknown | unknownSingle Family_ | unknownSingle Family_FALSE
Water_00003447 | SITE_01737 | Room_00021385 | Kitchen_1 | Kitchen | Kitchen Faucet | 5.0411 | 5.0411 |  | 5.7 |  | N/A | N/A | N/A | Bag | 0.796 |  | 4.537 |  | WA | Single Family | Kitchen Faucet | 2245 | 12576.67 | Single Family | FALSE | FALSE |  |  |  | 63400.3909 | 57060.3518 | Single Family_FALSE | Single Family_FALSE | Single Family_ | Single Family_ | Single Family_ | unknown | unknownSingle Family_ | unknownSingle Family_FALSE
Water_00003448 | SITE_01086 | Room_00015849 | Kitchen_1 | Kitchen | Kitchen Faucet | 2.2 | 1.7689 | 2.2 | 2 |  | N/A | N/A | N/A | Bag | 0.796 |  | 1.592 |  | WA | Single Family | Kitchen Faucet | 1602 | 3801.52 | Single Family | FALSE | FALSE |  |  |  | 8363.344 | 6052.0198 | Single Family_FALSE | Single Family_FALSE | Single Family_ | Single Family_ | Single Family_ | unknown | unknownSingle Family_ | unknownSingle Family_FALSE
Water_00003449 | SITE_01086 | Room_00015853 | Bathroom_1 | Bathroom | Bathroom Faucet | 2.2 | 1.3267 | 2.2 | 1.5 |  | N/A | N/A | N/A | Bag | 0.796 |  | 1.194 |  | WA | Single Family | Bathroom Faucet | 1602 | 3801.52 | Single Family | FALSE | FALSE |  |  |  | 8363.344 | 4539.0149 | Single Family_FALSE | Single Family_FALSE | Single Family_ | Single Family_ | Single Family_ | unknown | unknownSingle Family_ | unknownSingle Family_FALSE
Water_00003450 | SITE_01086 | Room_00015856 | Bathroom_2 | Bathroom | Bathroom Faucet | 1.5 | 1.8578 | 1.5 | 2.1 |  | N/A | N/A | N/A | Bag | 0.796 |  | 1.672 |  | WA | Single Family | Bathroom Faucet | 1602 | 3801.52 | Single Family | FALSE | FALSE |  |  |  | 5702.28 | 6356.1414 | Single Family_FALSE | Single Family_FALSE | Single Family_ | Single Family_ | Single Family_ | unknown | unknownSingle Family_ | unknownSingle Family_FALSE
Water_00003451 | SITE_01086 | Room_00015856 | Bathroom_2 | Bathroom | Shower | unknown |  |  | 2.4 |  | Primary | A few times per week | N/A | Unknown |  | N/A |  | N/A | WA | Single Family | Shower | 1602 | 3801.52 | Single Family | TRUE | FALSE | FALSE | FALSE | FALSE | 0 | 0 | Single Family_TRUE | Single Family_FALSE | Single Family_FALSE | Single Family_FALSE | Single Family_FALSE | unknown | unknownSingle Family_FALSE | unknownSingle Family_TRUE
Water_00003452 | SITE_01086 | Room_00015860 | Bathroom_3 | Bathroom | Bathroom Faucet | 1.4156 | 1.4156 |  | 1.6 |  | N/A | N/A | Buildup | Bag | 0.796 |  | 1.274 |  | WA | Single Family | Bathroom Faucet | 1602 | 3801.52 | Single Family | FALSE | FALSE |  |  |  | 5381.2628 | 4843.1365 | Single Family_FALSE | Single Family_FALSE | Single Family_ | Single Family_ | Single Family_ | unknown | unknownSingle Family_ | unknownSingle Family_FALSE
Water_00003453 | SITE_01086 | Room_00015860 | Bathroom_3 | Bathroom | Shower / Bathtub combo with diverter valve | unknown |  |  |  | Unknown | Unknown | Never | Uses for storage | Unknown |  | N/A |  | N/A | WA | Single Family | Shower | 1602 | 3801.52 | Single Family | TRUE | TRUE | FALSE | FALSE | FALSE | 0 | 0 | Single Family_TRUE | Single Family_TRUE | Single Family_FALSE | Single Family_FALSE | Single Family_FALSE | unknown | unknownSingle Family_FALSE | unknownSingle Family_TRUE
Water_00003454 | SITE_01092 | Room_00015965 | Kitchen_1 | Kitchen | Kitchen Faucet | 2.2 | 1.2378 | 2.2 | 1.4 |  | N/A | N/A | N/A | Bag | 0.796 |  | 1.114 |  | WA | Single Family | Kitchen Faucet | 1608 | 3801.52 | Single Family | FALSE | FALSE |  |  |  | 8363.344 | 4234.8933 | Single Family_FALSE | Single Family_FALSE | Single Family_ | Single Family_ | Single Family_ | unknown | unknownSingle Family_ | unknownSingle Family_FALSE
Water_00003455 | SITE_01092 | Room_00015968 | Bathroom_1 | Bathroom | Bathroom Faucet | 1.2378 | 1.2378 |  | 1.4 |  | N/A | N/A | N/A | Bag | 0.796 |  | 1.114 |  | WA | Single Family | Bathroom Faucet | 1608 | 3801.52 | Single Family | FALSE | FALSE |  |  |  | 4705.437 | 4234.8933 | Single Family_FALSE | Single Family_FALSE | Single Family_ | Single Family_ | Single Family_ | unknown | unknownSingle Family_ | unknownSingle Family_FALSE
Water_00003456 | SITE_01092 | Room_00015968 | Bathroom_1 | Bathroom | Bathroom Faucet | 1.0611 | 1.0611 |  | 1.2 |  | N/A | N/A | N/A | Bag | 0.796 |  | 0.955 |  | WA | Single Family | Bathroom Faucet | 1608 | 3801.52 | Single Family | FALSE | FALSE |  |  |  | 4033.8351 | 3630.4516 | Single Family_FALSE | Single Family_FALSE | Single Family_ | Single Family_ | Single Family_ | unknown | unknownSingle Family_ | unknownSingle Family_FALSE
Water_00003457 | SITE_01092 | Room_00015968 | Bathroom_1 | Bathroom | Shower / Bathtub combo with diverter valve | unknown |  |  | 2.1 |  | Secondary | Daily / Almost Daily | N/A | Unknown |  | N/A |  | N/A | WA | Single Family | Shower | 1608 | 3801.52 | Single Family | TRUE | TRUE | FALSE | FALSE | FALSE | 0 | 0 | Single Family_TRUE | Single Family_TRUE | Single Family_FALSE | Single Family_FALSE | Single Family_FALSE | unknown | unknownSingle Family_FALSE | unknownSingle Family_TRUE
Water_00003458 | SITE_01092 | Room_00015972 | Bathroom_2 | Bathroom | Bathroom Faucet | 2.2 | 1.2378 | 2.2 | 1.4 |  | N/A | N/A | N/A | Bag | 0.796 |  | 1.114 |  | WA | Single Family | Bathroom Faucet | 1608 | 3801.52 | Single Family | FALSE | FALSE |  |  |  | 8363.344 | 4234.8933 | Single Family_FALSE | Single Family_FALSE | Single Family_ | Single Family_ | Single Family_ | unknown | unknownSingle Family_ | unknownSingle Family_FALSE
Water_00003459 | SITE_01092 | Room_00015972 | Bathroom_2 | Bathroom | Shower | unknown |  |  | 2.9 |  | Primary | Daily / Almost Daily | N/A | Unknown |  | N/A |  | N/A | WA | Single Family | Shower | 1608 | 3801.52 | Single Family | TRUE | FALSE | FALSE | FALSE | FALSE | 0 | 0 | Single Family_TRUE | Single Family_FALSE | Single Family_FALSE | Single Family_FALSE | Single Family_FALSE | unknown | unknownSingle Family_FALSE | unknownSingle Family_TRUE
Water_00003460 | SITE_02067 | Room_00025501 | Bathroom_1 | Bathroom | Bathroom Faucet | 1.4156 | 1.4156 |  | 1.6 |  | N/A | N/A | N/A | Bag | 0.796 |  | 1.274 |  | WA | Single Family | Bathroom Faucet | 2574 | 3801.52 | Single Family | FALSE | FALSE |  |  |  | 5381.2628 | 4843.1365 | Single Family_FALSE | Single Family_FALSE | Single Family_ | Single Family_ | Single Family_ | unknown | unknownSingle Family_ | unknownSingle Family_FALSE
Water_00003461 | SITE_02067 | Room_00025505 | Kitchen_1 | Kitchen | Kitchen Faucet | 1.5 | 0.97333 | 1.5 | 1.1 |  | N/A | N/A | N/A | Bag | 0.796 |  | 0.876 |  | WA | Single Family | Kitchen Faucet | 2574 | 3801.52 | Single Family | FALSE | FALSE |  |  |  | 5702.28 | 3330.1315 | Single Family_FALSE | Single Family_FALSE | Single Family_ | Single Family_ | Single Family_ | unknown | unknownSingle Family_ | unknownSingle Family_FALSE
Water_00003462 | SITE_02067 | Room_00025508 | Bathroom_2 | Bathroom | Bathroom Faucet | 1.5 | 1.2378 | 1.5 | 1.4 |  | N/A | N/A | N/A | Bag | 0.796 |  | 1.114 |  | WA | Single Family | Bathroom Faucet | 2574 | 3801.52 | Single Family | FALSE | FALSE |  |  |  | 5702.28 | 4234.8933 | Single Family_FALSE | Single Family_FALSE | Single Family_ | Single Family_ | Single Family_ | unknown | unknownSingle Family_ | unknownSingle Family_FALSE
Water_00003463 | SITE_02067 | Room_00025508 | Bathroom_2 | Bathroom | Shower / Bathtub combo with diverter valve | unknown |  |  | 2.7 |  | Unknown | A few times per year | N/A | Unknown |  | N/A |  | N/A | WA | Single Family | Shower | 2574 | 3801.52 | Single Family | TRUE | TRUE | FALSE | FALSE | FALSE | 0 | 0 | Single Family_TRUE | Single Family_TRUE | Single Family_FALSE | Single Family_FALSE | Single Family_FALSE | unknown | unknownSingle Family_FALSE | unknownSingle Family_TRUE
Water_00003464 | SITE_02067 | Room_00025514 | Bathroom_3 | Bathroom | Bathroom Faucet | 1.5 | 1.2378 | 1.5 | 1.4 |  | N/A | N/A | N/A | Bag | 0.796 |  | 1.114 |  | WA | Single Family | Bathroom Faucet | 2574 | 3801.52 | Single Family | FALSE | FALSE |  |  |  | 5702.28 | 4234.8933 | Single Family_FALSE | Single Family_FALSE | Single Family_ | Single Family_ | Single Family_ | unknown | unknownSingle Family_ | unknownSingle Family_FALSE
Water_00003465 | SITE_02067 | Room_00025514 | Bathroom_3 | Bathroom | Shower / Bathtub combo with diverter valve | unknown |  |  | 2.1 |  | Secondary | Daily / Almost Daily | N/A | Unknown |  | N/A |  | N/A | WA | Single Family | Shower | 2574 | 3801.52 | Single Family | TRUE | TRUE | FALSE | FALSE | FALSE | 0 | 0 | Single Family_TRUE | Single Family_TRUE | Single Family_FALSE | Single Family_FALSE | Single Family_FALSE | unknown | unknownSingle Family_FALSE | unknownSingle Family_TRUE
Water_00003466 | SITE_02067 | Room_00025515 | Bathroom_4 | Bathroom | Bathroom Faucet | 1.3267 | 1.3267 |  | 1.5 |  | N/A | N/A | N/A | Bag | 0.796 |  | 1.194 |  | WA | Single Family | Bathroom Faucet | 2574 | 3801.52 | Single Family | FALSE | FALSE |  |  |  | 5043.3499 | 4539.0149 | Single Family_FALSE | Single Family_FALSE | Single Family_ | Single Family_ | Single Family_ | unknown | unknownSingle Family_ | unknownSingle Family_FALSE
Water_00003467 | SITE_02067 | Room_00025515 | Bathroom_4 | Bathroom | Shower | unknown |  |  | 2.4 |  | Primary | Daily / Almost Daily | N/A | Unknown |  | N/A |  | N/A | WA | Single Family | Shower | 2574 | 3801.52 | Single Family | TRUE | FALSE | FALSE | FALSE | FALSE | 0 | 0 | Single Family_TRUE | Single Family_FALSE | Single Family_FALSE | Single Family_FALSE | Single Family_FALSE | unknown | unknownSingle Family_FALSE | unknownSingle Family_TRUE
Water_00003468 | SITE_01601 | Room_00019807 | Kitchen_2 | Kitchen | Kitchen Faucet | 2.2 |  | 2.2 |  | Unknown | N/A | N/A | Couldn't measure | Bag | 0.796 |  |  | Unknown | WA | Single Family | Kitchen Faucet | 2110 | 2259.17 | Single Family | FALSE | FALSE |  |  |  | 4970.174 | 0 | Single Family_FALSE | Single Family_FALSE | Single Family_ | Single Family_ | Single Family_ | unknown | unknownSingle Family_ | unknownSingle Family_FALSE
Water_00003469 | SITE_01601 | Room_00019808 | Bathroom_6 | Bathroom | Bathroom Faucet | unknown |  |  |  | Unknown | N/A | N/A | Couldn't measure | Bag | 0.796 |  |  | Unknown | WA | Single Family | Bathroom Faucet | 2110 | 2259.17 | Single Family | FALSE | FALSE |  |  |  | 0 | 0 | Single Family_FALSE | Single Family_FALSE | Single Family_ | Single Family_ | Single Family_ | unknown | unknownSingle Family_ | unknownSingle Family_FALSE
Water_00003470 | SITE_01601 | Room_00019808 | Bathroom_6 | Bathroom | Shower | unknown |  |  |  | Unknown | Unknown | A few times per year | Dual showerhead | Unknown |  | N/A |  | N/A | WA | Single Family | Shower | 2110 | 2259.17 | Single Family | TRUE | FALSE | FALSE | FALSE | FALSE | 0 | 0 | Single Family_TRUE | Single Family_FALSE | Single Family_FALSE | Single Family_FALSE | Single Family_FALSE | unknown | unknownSingle Family_FALSE | unknownSingle Family_TRUE
Water_00003471 | SITE_01060 | Room_00015538 | Bathroom_1 | Bathroom | Bathroom Faucet | 2.2 | 2.2111 | 2.2 | 2.5 |  | N/A | N/A | N/A | Bag | 0.796 |  | 1.99 |  | MT | Single Family | Bathroom Faucet | 1576 | 1882.4 | Single Family | FALSE | FALSE |  |  |  | 4141.28 | 3745.976 | Single Family_FALSE | Single Family_FALSE | Single Family_ | Single Family_ | Single Family_ | unknown | unknownSingle Family_ | unknownSingle Family_FALSE
Water_00003472 | SITE_01060 | Room_00015538 | Bathroom_1 | Bathroom | Shower / Bathtub combo with diverter valve | 3.0667 | 3.0667 |  | 3.25 |  | Primary | Daily / Almost Daily | N/A | Bag | 0.8492 |  | 2.76 |  | MT | Single Family | Shower | 1576 | 1882.4 | Single Family | TRUE | TRUE | TRUE | TRUE | TRUE | 5772.6933 | 5195.424 | Single Family_TRUE | Single Family_TRUE | Single Family_TRUE | Single Family_TRUE | Single Family_TRUE | gt2.5gpm | gt2.5gpmSingle Family_TRUE | gt2.5gpmSingle Family_TRUE
Water_00003473 | SITE_01060 | Room_00015542 | Kitchen_1 | Kitchen | Kitchen Faucet | 2.8744 | 2.8744 |  | 3.25 |  | N/A | N/A | N/A | Bag | 0.796 |  | 2.587 |  | MT | Single Family | Kitchen Faucet | 1576 | 1882.4 | Single Family | FALSE | FALSE |  |  |  | 5410.8542 | 4869.7688 | Single Family_FALSE | Single Family_FALSE | Single Family_ | Single Family_ | Single Family_ | unknown | unknownSingle Family_ | unknownSingle Family_FALSE
Water_00003474 | SITE_01061 | Room_00015556 | Bathroom_1 | Bathroom | Bathroom Faucet | 1.5 | 1.7689 | 1.5 | 2 |  | N/A | N/A | N/A | Bag | 0.796 |  | 1.592 |  | MT | Single Family | Bathroom Faucet | 1577 | 1882.4 | Single Family | FALSE | FALSE |  |  |  | 2823.6 | 2996.7808 | Single Family_FALSE | Single Family_FALSE | Single Family_ | Single Family_ | Single Family_ | unknown | unknownSingle Family_ | unknownSingle Family_FALSE
Water_00003475 | SITE_01061 | Room_00015556 | Bathroom_1 | Bathroom | Bathroom Faucet | 1.5 | 1.3267 | 1.5 | 1.5 |  | N/A | N/A | N/A | Bag | 0.796 |  | 1.194 |  | MT | Single Family | Bathroom Faucet | 1577 | 1882.4 | Single Family | FALSE | FALSE |  |  |  | 2823.6 | 2247.5856 | Single Family_FALSE | Single Family_FALSE | Single Family_ | Single Family_ | Single Family_ | unknown | unknownSingle Family_ | unknownSingle Family_FALSE
Water_00003476 | SITE_01061 | Room_00015556 | Bathroom_1 | Bathroom | Shower / Bathtub combo with diverter valve | 3.0667 | 3.0667 |  | 3.25 |  | Secondary | A few times per year | N/A | Bag | 0.8492 |  | 2.76 |  | MT | Single Family | Shower | 1577 | 1882.4 | Single Family | TRUE | TRUE | TRUE | TRUE | TRUE | 5772.6933 | 5195.424 | Single Family_TRUE | Single Family_TRUE | Single Family_TRUE | Single Family_TRUE | Single Family_TRUE | gt2.5gpm | gt2.5gpmSingle Family_TRUE | gt2.5gpmSingle Family_TRUE
Water_00003477 | SITE_01061 | Room_00015555 | Kitchen_1 | Kitchen | Kitchen Faucet | 2 | 1.5478 | 2 | 1.75 |  | N/A | N/A | N/A | Bag | 0.796 |  | 1.393 |  | MT | Single Family | Kitchen Faucet | 1577 | 1882.4 | Single Family | FALSE | FALSE |  |  |  | 3764.8 | 2622.1832 | Single Family_FALSE | Single Family_FALSE | Single Family_ | Single Family_ | Single Family_ | unknown | unknownSingle Family_ | unknownSingle Family_FALSE
Water_00003478 | SITE_01061 | Room_00015565 | Bathroom_2 | Bathroom | Bathroom Faucet | 1.5 | 1.7689 | 1.5 | 2 |  | N/A | N/A | N/A | Bag | 0.796 |  | 1.592 |  | MT | Single Family | Bathroom Faucet | 1577 | 1882.4 | Single Family | FALSE | FALSE |  |  |  | 2823.6 | 2996.7808 | Single Family_FALSE | Single Family_FALSE | Single Family_ | Single Family_ | Single Family_ | unknown | unknownSingle Family_ | unknownSingle Family_FALSE
Water_00003479 | SITE_01061 | Room_00015565 | Bathroom_2 | Bathroom | Shower | 2.3589 | 2.3589 |  | 2.5 |  | Primary | Daily / Almost Daily | N/A | Bag | 0.8492 |  | 2.123 |  | MT | Single Family | Shower | 1577 | 1882.4 | Single Family | TRUE | FALSE | TRUE | TRUE | TRUE | 4440.3724 | 3996.3352 | Single Family_TRUE | Single Family_FALSE | Single Family_TRUE | Single Family_TRUE | Single Family_TRUE | 2.5gpm | 2.5gpmSingle Family_TRUE | 2.5gpmSingle Family_TRUE
Water_00003480 | SITE_01061 | Room_00015567 | Family Room_2 | Family Room | Kitchen Faucet | 1.3267 | 1.3267 |  | 1.5 |  | N/A | N/A | N/A | Bag | 0.796 |  | 1.194 |  | MT | Single Family | Kitchen Faucet | 1577 | 1882.4 | Single Family | FALSE | FALSE |  |  |  | 2497.3173 | 2247.5856 | Single Family_FALSE | Single Family_FALSE | Single Family_ | Single Family_ | Single Family_ | unknown | unknownSingle Family_ | unknownSingle Family_FALSE
Water_00003481 | SITE_01070 | Room_00015618 | Kitchen_1 | Kitchen | Kitchen Faucet | 2.2 | 1.99 | 2.2 | 2.25 |  | N/A | N/A | N/A | Bag | 0.796 |  | 1.791 |  | MT | Single Family | Kitchen Faucet | 1586 | 1882.4 | Single Family | FALSE | FALSE |  |  |  | 4141.28 | 3371.3784 | Single Family_FALSE | Single Family_FALSE | Single Family_ | Single Family_ | Single Family_ | unknown | unknownSingle Family_ | unknownSingle Family_FALSE
Water_00003482 | SITE_01070 | Room_00015622 | Bathroom_1 | Bathroom | Shower / Bathtub combo with diverter valve | 3.0667 | 3.0667 |  | 3.25 |  | Secondary | A few times per year | N/A | Bag | 0.8492 |  | 2.76 |  | MT | Single Family | Shower | 1586 | 1882.4 | Single Family | TRUE | TRUE | TRUE | TRUE | TRUE | 5772.6933 | 5195.424 | Single Family_TRUE | Single Family_TRUE | Single Family_TRUE | Single Family_TRUE | Single Family_TRUE | gt2.5gpm | gt2.5gpmSingle Family_TRUE | gt2.5gpmSingle Family_TRUE
Water_00003483 | SITE_01070 | Room_00015622 | Bathroom_1 | Bathroom | Bathroom Faucet | 2.6533 | 2.6533 |  | 3 |  | N/A | N/A | N/A | Bag | 0.796 |  | 2.388 |  | MT | Single Family | Bathroom Faucet | 1586 | 1882.4 | Single Family | FALSE | FALSE |  |  |  | 4994.6347 | 4495.1712 | Single Family_FALSE | Single Family_FALSE | Single Family_ | Single Family_ | Single Family_ | unknown | unknownSingle Family_ | unknownSingle Family_FALSE
Water_00003484 | SITE_01070 | Room_00015623 | Bedroom_1 | Bedroom | Bathroom Faucet | 2.2111 | 2.2111 |  | 2.5 |  | N/A | N/A | N/A | Bag | 0.796 |  | 1.99 |  | MT | Single Family | Bathroom Faucet | 1586 | 1882.4 | Single Family | FALSE | FALSE |  |  |  | 4162.1956 | 3745.976 | Single Family_FALSE | Single Family_FALSE | Single Family_ | Single Family_ | Single Family_ | unknown | unknownSingle Family_ | unknownSingle Family_FALSE
Water_00003485 | SITE_01070 | Room_00015623 | Bedroom_1 | Bedroom | Shower | 2.5 |  | 2.5 |  | Unknown | Primary | Daily / Almost Daily | Unable to capture flow accurately | Bag | 0.8492 |  |  | Unknown | MT | Single Family | Shower | 1586 | 1882.4 | Single Family | TRUE | FALSE | TRUE | FALSE | FALSE | 4706 | 0 | Single Family_TRUE | Single Family_FALSE | Single Family_TRUE | Single Family_FALSE | Single Family_FALSE | unknown | unknownSingle Family_FALSE | unknownSingle Family_TRUE
Water_00003486 | SITE_01017 | Room_00015307 | Laundry_1 | Laundry | Kitchen Faucet | 2 | 1.99 | 2 | 2.25 |  | N/A | N/A | N/A | Bag | 0.796 |  | 1.791 |  | MT | Single Family | Kitchen Faucet | 1533 | 1882.4 | Single Family | FALSE | FALSE |  |  |  | 3764.8 | 3371.3784 | Single Family_FALSE | Single Family_FALSE | Single Family_ | Single Family_ | Single Family_ | unknown | unknownSingle Family_ | unknownSingle Family_FALSE
Water_00003487 | SITE_01017 | Room_00015309 | Bathroom_1 | Bathroom | Bathroom Faucet | 1.5 | 1.3267 | 1.5 | 1.5 |  | N/A | N/A | N/A | Bag | 0.796 |  | 1.194 |  | MT | Single Family | Bathroom Faucet | 1533 | 1882.4 | Single Family | FALSE | FALSE |  |  |  | 2823.6 | 2247.5856 | Single Family_FALSE | Single Family_FALSE | Single Family_ | Single Family_ | Single Family_ | unknown | unknownSingle Family_ | unknownSingle Family_FALSE
Water_00003488 | SITE_01017 | Room_00015309 | Bathroom_1 | Bathroom | Shower / Bathtub combo with diverter valve | 2.5944 | 2.5944 |  | 2.75 |  | All used about the same | Daily / Almost Daily | N/A | Bag | 0.8492 |  | 2.335 |  | MT | Single Family | Shower | 1533 | 1882.4 | Single Family | TRUE | TRUE | TRUE | TRUE | TRUE | 4883.7822 | 4395.404 | Single Family_TRUE | Single Family_TRUE | Single Family_TRUE | Single Family_TRUE | Single Family_TRUE | gt2.5gpm | gt2.5gpmSingle Family_TRUE | gt2.5gpmSingle Family_TRUE
Water_00003489 | SITE_01017 | Room_00015313 | Kitchen_1 | Kitchen | Kitchen Faucet | 2.2 | 1.7689 | 2.2 | 2 |  | N/A | N/A | N/A | Bag | 0.796 |  | 1.592 |  | MT | Single Family | Kitchen Faucet | 1533 | 1882.4 | Single Family | FALSE | FALSE |  |  |  | 4141.28 | 2996.7808 | Single Family_FALSE | Single Family_FALSE | Single Family_ | Single Family_ | Single Family_ | unknown | unknownSingle Family_ | unknownSingle Family_FALSE
Water_00003490 | SITE_01017 | Room_00015318 | Bathroom_2 | Bathroom | Bathroom Faucet | 2.2 | 1.3267 | 2.2 | 1.5 |  | N/A | N/A | N/A | Bag | 0.796 |  | 1.194 |  | MT | Single Family | Bathroom Faucet | 1533 | 1882.4 | Single Family | FALSE | FALSE |  |  |  | 4141.28 | 2247.5856 | Single Family_FALSE | Single Family_FALSE | Single Family_ | Single Family_ | Single Family_ | unknown | unknownSingle Family_ | unknownSingle Family_FALSE
Water_00003491 | SITE_01017 | Room_00015318 | Bathroom_2 | Bathroom | Shower / Bathtub combo with diverter valve | 3.0667 | 3.0667 |  | 3.25 |  | All used about the same | Daily / Almost Daily | N/A | Bag | 0.8492 |  | 2.76 |  | MT | Single Family | Shower | 1533 | 1882.4 | Single Family | TRUE | TRUE | TRUE | TRUE | TRUE | 5772.6933 | 5195.424 | Single Family_TRUE | Single Family_TRUE | Single Family_TRUE | Single Family_TRUE | Single Family_TRUE | gt2.5gpm | gt2.5gpmSingle Family_TRUE | gt2.5gpmSingle Family_TRUE
Water_00003492 | SITE_01093 | Room_00015993 | Kitchen_1 | Kitchen | Kitchen Faucet | 2.1222 | 2.1222 |  | 2.4 |  | N/A | N/A | N/A | Bag | 0.796 |  | 1.91 |  | WA | Single Family | Kitchen Faucet | 1609 | 3801.52 | Single Family | FALSE | FALSE |  |  |  | 8067.6702 | 7260.9032 | Single Family_FALSE | Single Family_FALSE | Single Family_ | Single Family_ | Single Family_ | unknown | unknownSingle Family_ | unknownSingle Family_FALSE
Water_00003493 | SITE_01093 | Room_00015999 | Bathroom_1 | Bathroom | Bathroom Faucet | 2.2 | 2.6533 | 2.2 | 3 |  | N/A | N/A | N/A | Bag | 0.796 |  | 2.388 |  | WA | Single Family | Bathroom Faucet | 1609 | 3801.52 | Single Family | FALSE | FALSE |  |  |  | 8363.344 | 9078.0298 | Single Family_FALSE | Single Family_FALSE | Single Family_ | Single Family_ | Single Family_ | unknown | unknownSingle Family_ | unknownSingle Family_FALSE
Water_00003494 | SITE_01093 | Room_00015999 | Bathroom_1 | Bathroom | Bathroom Faucet | 2.2 | 2.6533 | 2.2 | 3 |  | N/A | N/A | N/A | Bag | 0.796 |  | 2.388 |  | WA | Single Family | Bathroom Faucet | 1609 | 3801.52 | Single Family | FALSE | FALSE |  |  |  | 8363.344 | 9078.0298 | Single Family_FALSE | Single Family_FALSE | Single Family_ | Single Family_ | Single Family_ | unknown | unknownSingle Family_ | unknownSingle Family_FALSE
Water_00003495 | SITE_01093 | Room_00015999 | Bathroom_1 | Bathroom | Shower / Bathtub combo with diverter valve | 2.5 | 2.8311 | 2.5 | 3 |  | All used about the same | Daily / Almost Daily | N/A | Bag | 0.8492 |  | 2.548 |  | WA | Single Family | Shower | 1609 | 3801.52 | Single Family | TRUE | TRUE | TRUE | TRUE | TRUE | 9503.8 | 9686.273 | Single Family_TRUE | Single Family_TRUE | Single Family_TRUE | Single Family_TRUE | Single Family_TRUE | 2.5gpm | 2.5gpmSingle Family_TRUE | 2.5gpmSingle Family_TRUE
Water_00003496 | SITE_01093 | Room_00016003 | Bathroom_2 | Bathroom | Bathroom Faucet | 2.2 | 2.3 | 2.2 | 2.6 |  | N/A | N/A | N/A | Bag | 0.796 |  | 2.07 |  | WA | Single Family | Bathroom Faucet | 1609 | 3801.52 | Single Family | FALSE | FALSE |  |  |  | 8363.344 | 7869.1464 | Single Family_FALSE | Single Family_FALSE | Single Family_ | Single Family_ | Single Family_ | unknown | unknownSingle Family_ | unknownSingle Family_FALSE
Water_00003497 | SITE_01090 | Room_00015930 | Bathroom_1 | Bathroom | Bathroom Faucet | 1.3267 | 1.3267 |  | 1.5 |  | N/A | N/A | N/A | Bag | 0.796 |  | 1.194 |  | WA | Single Family | Bathroom Faucet | 1606 | 3801.52 | Single Family | FALSE | FALSE |  |  |  | 5043.3499 | 4539.0149 | Single Family_FALSE | Single Family_FALSE | Single Family_ | Single Family_ | Single Family_ | unknown | unknownSingle Family_ | unknownSingle Family_FALSE
Water_00003498 | SITE_01090 | Room_00015934 | Kitchen_1 | Kitchen | Kitchen Faucet | 2.2 | 2.2111 | 2.2 | 2.5 |  | N/A | N/A | N/A | Bag | 0.796 |  | 1.99 |  | WA | Single Family | Kitchen Faucet | 1606 | 3801.52 | Single Family | FALSE | FALSE |  |  |  | 8363.344 | 7565.0248 | Single Family_FALSE | Single Family_FALSE | Single Family_ | Single Family_ | Single Family_ | unknown | unknownSingle Family_ | unknownSingle Family_FALSE
Water_00003499 | SITE_01090 | Room_00015939 | Bathroom_2 | Bathroom | Bathtub | unknown |  |  |  | N/A | N/A | N/A | N/A | Unknown |  | N/A |  | N/A | WA | Single Family | Bathtub | 1606 | 3801.52 | Single Family | FALSE | FALSE |  |  |  | 0 | 0 | Single Family_FALSE | Single Family_FALSE | Single Family_ | Single Family_ | Single Family_ | unknown | unknownSingle Family_ | unknownSingle Family_FALSE
Water_00003500 | SITE_01090 | Room_00015939 | Bathroom_2 | Bathroom | Shower | 2 | 2.3589 | 2 | 2.5 |  | Primary | Daily / Almost Daily | N/A | Bag | 0.8492 |  | 2.123 |  | WA | Single Family | Shower | 1606 | 3801.52 | Single Family | TRUE | FALSE | TRUE | TRUE | TRUE | 7603.04 | 8070.627 | Single Family_TRUE | Single Family_FALSE | Single Family_TRUE | Single Family_TRUE | Single Family_TRUE | 2.0gpm | 2.0gpmSingle Family_TRUE | 2.0gpmSingle Family_TRUE
Water_00003501 | SITE_01090 | Room_00015939 | Bathroom_2 | Bathroom | Bathroom Faucet | 1.68 | 1.68 |  | 1.9 |  | N/A | N/A | N/A | Bag | 0.796 |  | 1.512 |  | WA | Single Family | Bathroom Faucet | 1606 | 3801.52 | Single Family | FALSE | FALSE |  |  |  | 6386.5536 | 5747.8982 | Single Family_FALSE | Single Family_FALSE | Single Family_ | Single Family_ | Single Family_ | unknown | unknownSingle Family_ | unknownSingle Family_FALSE
Water_00003502 | SITE_01090 | Room_00015939 | Bathroom_2 | Bathroom | Bathroom Faucet | 1.7689 | 1.7689 |  | 2 |  | N/A | N/A | N/A | Bag | 0.796 |  | 1.592 |  | WA | Single Family | Bathroom Faucet | 1606 | 3801.52 | Single Family | FALSE | FALSE |  |  |  | 6724.4665 | 6052.0198 | Single Family_FALSE | Single Family_FALSE | Single Family_ | Single Family_ | Single Family_ | unknown | unknownSingle Family_ | unknownSingle Family_FALSE
Water_00003503 | SITE_01997 | Room_00024423 | Kitchen_1 | Kitchen | Kitchen Faucet | 2 | 1.3267 | 2 | 1.5 |  | N/A | N/A | N/A | Bag | 0.796 |  | 1.194 |  | WA | Single Family | Kitchen Faucet | 2504 | 3801.52 | Single Family | FALSE | FALSE |  |  |  | 7603.04 | 4539.0149 | Single Family_FALSE | Single Family_FALSE | Single Family_ | Single Family_ | Single Family_ | unknown | unknownSingle Family_ | unknownSingle Family_FALSE
Water_00003504 | SITE_01997 | Room_00024427 | Bathroom_1 | Bathroom | Bathroom Faucet | 2.2 | 2.6533 | 2.2 | 3 |  | N/A | N/A | N/A | Bag | 0.796 |  | 2.388 |  | WA | Single Family | Bathroom Faucet | 2504 | 3801.52 | Single Family | FALSE | FALSE |  |  |  | 8363.344 | 9078.0298 | Single Family_FALSE | Single Family_FALSE | Single Family_ | Single Family_ | Single Family_ | unknown | unknownSingle Family_ | unknownSingle Family_FALSE
Water_00003505 | SITE_01997 | Room_00024430 | Bathroom_2 | Bathroom | Bathroom Faucet | 2.2 | 3.0956 | 2.2 | 3.5 |  | N/A | N/A | N/A | Bag | 0.796 |  | 2.786 |  | WA | Single Family | Bathroom Faucet | 2504 | 3801.52 | Single Family | FALSE | FALSE |  |  |  | 8363.344 | 10591.0347 | Single Family_FALSE | Single Family_FALSE | Single Family_ | Single Family_ | Single Family_ | unknown | unknownSingle Family_ | unknownSingle Family_FALSE
Water_00003506 | SITE_01997 | Room_00024430 | Bathroom_2 | Bathroom | Shower | 2 | 2.3589 | 2 | 2.5 |  | All used about the same | Daily / Almost Daily | N/A | Bag | 0.8492 |  | 2.123 |  | WA | Single Family | Shower | 2504 | 3801.52 | Single Family | TRUE | FALSE | TRUE | TRUE | TRUE | 7603.04 | 8070.627 | Single Family_TRUE | Single Family_FALSE | Single Family_TRUE | Single Family_TRUE | Single Family_TRUE | 2.0gpm | 2.0gpmSingle Family_TRUE | 2.0gpmSingle Family_TRUE
Water_00003507 | SITE_01734 | Room_00021350 | Bathroom_6 | Bathroom | Bathroom Faucet | 1.5 |  | 1.5 |  | Unknown | N/A | N/A | N/A | Bag | 0.796 |  |  | Unknown | WA | Multifamily Residence | Bathroom Faucet | 2242 | 2804.94 | Multifamily Residence | FALSE | FALSE |  |  |  | 4207.41 | 0 | Multifamily Residence_FALSE | Multifamily Residence_FALSE | Multifamily Residence_ | Multifamily Residence_ | Multifamily Residence_ | unknown | unknownMultifamily Residence_ | unknownMultifamily Residence_FALSE
Water_00003508 | SITE_01734 | Room_00021350 | Bathroom_6 | Bathroom | Shower | unknown |  |  |  | Unknown | Primary | Unknown | Shower does not have shower head, only hose. | Bag | 0.8492 |  |  | Unknown | WA | Multifamily Residence | Shower | 2242 | 2804.94 | Multifamily Residence | TRUE | FALSE | FALSE | FALSE | FALSE | 0 | 0 | Multifamily Residence_TRUE | Multifamily Residence_FALSE | Multifamily Residence_FALSE | Multifamily Residence_FALSE | Multifamily Residence_FALSE | unknown | unknownMultifamily Residence_FALSE | unknownMultifamily Residence_TRUE
Water_00003509 | SITE_01610 | Room_00019958 | Bathroom_1 | Bathroom | Bathroom Faucet | 2.2111 | 2.2111 |  | 2.5 |  | N/A | N/A | N/A | Bag | 0.796 |  | 1.99 |  | WA | Single Family | Bathroom Faucet | 2119 | 597.38 | Single Family | FALSE | FALSE |  |  |  | 1320.8736 | 1188.7862 | Single Family_FALSE | Single Family_FALSE | Single Family_ | Single Family_ | Single Family_ | unknown | unknownSingle Family_ | unknownSingle Family_FALSE
Water_00003510 | SITE_01610 | Room_00019960 | Kitchen_1 | Kitchen | Kitchen Faucet | 2.2 | 1.9456 | 2.2 | 2.2 |  | N/A | N/A | N/A | Bag | 0.796 |  | 1.751 |  | WA | Single Family | Kitchen Faucet | 2119 | 597.38 | Single Family | FALSE | FALSE |  |  |  | 1314.236 | 1046.0124 | Single Family_FALSE | Single Family_FALSE | Single Family_ | Single Family_ | Single Family_ | unknown | unknownSingle Family_ | unknownSingle Family_FALSE
Water_00003511 | SITE_01610 | Room_00019967 | Bathroom_2 | Bathroom | Bathroom Faucet | 1.4156 | 1.4156 |  | 1.6 |  | N/A | N/A | N/A | Bag | 0.796 |  | 1.274 |  | WA | Single Family | Bathroom Faucet | 2119 | 597.38 | Single Family | FALSE | FALSE |  |  |  | 845.6246 | 761.0621 | Single Family_FALSE | Single Family_FALSE | Single Family_ | Single Family_ | Single Family_ | unknown | unknownSingle Family_ | unknownSingle Family_FALSE
Water_00003512 | SITE_01610 | Room_00019967 | Bathroom_2 | Bathroom | Shower | 2 | 2.3589 | 2 | 2.5 |  | Primary | Daily / Almost Daily | N/A | Bag | 0.8492 |  | 2.123 |  | WA | Single Family | Shower | 2119 | 597.38 | Single Family | TRUE | FALSE | TRUE | TRUE | TRUE | 1194.76 | 1268.2377 | Single Family_TRUE | Single Family_FALSE | Single Family_TRUE | Single Family_TRUE | Single Family_TRUE | 2.0gpm | 2.0gpmSingle Family_TRUE | 2.0gpmSingle Family_TRUE
Water_00003513 | SITE_01610 | Room_00019968 | Bathroom_3 | Bathroom | Bathroom Faucet | 1.68 | 1.68 |  | 1.9 |  | N/A | N/A | N/A | Bag | 0.796 |  | 1.512 |  | WA | Single Family | Bathroom Faucet | 2119 | 597.38 | Single Family | FALSE | FALSE |  |  |  | 1003.5984 | 903.2386 | Single Family_FALSE | Single Family_FALSE | Single Family_ | Single Family_ | Single Family_ | unknown | unknownSingle Family_ | unknownSingle Family_FALSE
Water_00003514 | SITE_01610 | Room_00019968 | Bathroom_3 | Bathroom | Shower / Bathtub combo with diverter valve | 2 | 2.17 | 2 | 2.3 |  | Secondary | A few times per month | N/A | Bag | 0.8492 |  | 1.953 |  | WA | Single Family | Shower | 2119 | 597.38 | Single Family | TRUE | TRUE | TRUE | TRUE | TRUE | 1194.76 | 1166.6831 | Single Family_TRUE | Single Family_TRUE | Single Family_TRUE | Single Family_TRUE | Single Family_TRUE | 2.0gpm | 2.0gpmSingle Family_TRUE | 2.0gpmSingle Family_TRUE
Water_00003515 | SITE_01567 | Room_00019303 | Bathroom_1 | Bathroom | Bathroom Faucet | 2.1222 | 2.1222 |  | 2.4 |  | N/A | N/A | N/A | Bag | 0.796 |  | 1.91 |  | WA | Single Family | Bathroom Faucet | 2076 | 597.38 | Single Family | FALSE | FALSE |  |  |  | 1267.7731 | 1140.9958 | Single Family_FALSE | Single Family_FALSE | Single Family_ | Single Family_ | Single Family_ | unknown | unknownSingle Family_ | unknownSingle Family_FALSE
Water_00003516 | SITE_01567 | Room_00019303 | Bathroom_1 | Bathroom | Shower | 2.3589 | 2.3589 |  | 2.5 |  | Secondary | A few times per month | N/A | Bag | 0.8492 |  | 2.123 |  | WA | Single Family | Shower | 2076 | 597.38 | Single Family | TRUE | FALSE | TRUE | TRUE | TRUE | 1409.153 | 1268.2377 | Single Family_TRUE | Single Family_FALSE | Single Family_TRUE | Single Family_TRUE | Single Family_TRUE | 2.5gpm | 2.5gpmSingle Family_TRUE | 2.5gpmSingle Family_TRUE
Water_00003517 | SITE_01567 | Room_00019305 | Kitchen_1 | Kitchen | Kitchen Faucet | 1.7689 | 1.7689 |  | 2 |  | N/A | N/A | N/A | Bag | 0.796 |  | 1.592 |  | WA | Single Family | Kitchen Faucet | 2076 | 597.38 | Single Family | FALSE | FALSE |  |  |  | 1056.6988 | 951.029 | Single Family_FALSE | Single Family_FALSE | Single Family_ | Single Family_ | Single Family_ | unknown | unknownSingle Family_ | unknownSingle Family_FALSE
Water_00003518 | SITE_01567 | Room_00019312 | Bathroom_2 | Bathroom | Bathroom Faucet | 1.3267 | 1.3267 |  | 1.5 |  | N/A | N/A | N/A | Bag | 0.796 |  | 1.194 |  | WA | Single Family | Bathroom Faucet | 2076 | 597.38 | Single Family | FALSE | FALSE |  |  |  | 792.5241 | 713.2717 | Single Family_FALSE | Single Family_FALSE | Single Family_ | Single Family_ | Single Family_ | unknown | unknownSingle Family_ | unknownSingle Family_FALSE
Water_00003519 | SITE_01567 | Room_00019312 | Bathroom_2 | Bathroom | Shower / Bathtub combo with diverter valve | 2.5 | 1.6044 | 2.5 | 1.7 |  | Primary | Daily / Almost Daily | N/A | Bag | 0.8492 |  | 1.444 |  | WA | Single Family | Shower | 2076 | 597.38 | Single Family | TRUE | TRUE | TRUE | TRUE | TRUE | 1493.45 | 862.6167 | Single Family_TRUE | Single Family_TRUE | Single Family_TRUE | Single Family_TRUE | Single Family_TRUE | 2.5gpm | 2.5gpmSingle Family_TRUE | 2.5gpmSingle Family_TRUE
Water_00003520 | SITE_01562 | Room_00019231 | Kitchen_1 | Kitchen | Kitchen Faucet | 1.8 | 1.15 | 1.8 | 1.3 |  | N/A | N/A | N/A | Bag | 0.796 |  | 1.035 |  | WA | Single Family | Kitchen Faucet | 2071 | 597.38 | Single Family | FALSE | FALSE |  |  |  | 1075.284 | 618.2883 | Single Family_FALSE | Single Family_FALSE | Single Family_ | Single Family_ | Single Family_ | unknown | unknownSingle Family_ | unknownSingle Family_FALSE
Water_00003521 | SITE_01562 | Room_00019238 | Bathroom_1 | Bathroom | Bathroom Faucet | 3.1844 | 3.1844 |  | 3.6 |  | N/A | N/A | N/A | Bag | 0.796 |  | 2.866 |  | WA | Single Family | Bathroom Faucet | 2071 | 597.38 | Single Family | FALSE | FALSE |  |  |  | 1902.3234 | 1712.0911 | Single Family_FALSE | Single Family_FALSE | Single Family_ | Single Family_ | Single Family_ | unknown | unknownSingle Family_ | unknownSingle Family_FALSE
Water_00003522 | SITE_01562 | Room_00019238 | Bathroom_1 | Bathroom | Shower / Bathtub combo with diverter valve | 2.5 | 1.51 | 2.5 | 1.6 |  | Secondary | Daily / Almost Daily | N/A | Bag | 0.8492 |  | 1.359 |  | WA | Single Family | Shower | 2071 | 597.38 | Single Family | TRUE | TRUE | TRUE | TRUE | TRUE | 1493.45 | 811.8394 | Single Family_TRUE | Single Family_TRUE | Single Family_TRUE | Single Family_TRUE | Single Family_TRUE | 2.5gpm | 2.5gpmSingle Family_TRUE | 2.5gpmSingle Family_TRUE
Water_00003523 | SITE_01562 | Room_00019230 | Kitchen_3 | Kitchen | Kitchen Faucet | 0.97333 | 0.97333 |  | 1.1 |  | N/A | N/A | N/A | Bag | 0.796 |  | 0.876 |  | WA | Single Family | Kitchen Faucet | 2071 | 597.38 | Single Family | FALSE | FALSE |  |  |  | 581.4499 | 523.3049 | Single Family_FALSE | Single Family_FALSE | Single Family_ | Single Family_ | Single Family_ | unknown | unknownSingle Family_ | unknownSingle Family_FALSE
Water_00003524 | SITE_01562 | Room_00019239 | Bathroom_2 | Bathroom | Bathroom Faucet | 1.3267 | 1.3267 |  | 1.5 |  | N/A | N/A | N/A | Bag | 0.796 |  | 1.194 |  | WA | Single Family | Bathroom Faucet | 2071 | 597.38 | Single Family | FALSE | FALSE |  |  |  | 792.5241 | 713.2717 | Single Family_FALSE | Single Family_FALSE | Single Family_ | Single Family_ | Single Family_ | unknown | unknownSingle Family_ | unknownSingle Family_FALSE
Water_00003525 | SITE_01562 | Room_00019239 | Bathroom_2 | Bathroom | Shower | 2.8311 | 2.8311 |  | 3 |  | Primary | Daily / Almost Daily | N/A | Bag | 0.8492 |  | 2.548 |  | WA | Single Family | Shower | 2071 | 597.38 | Single Family | TRUE | FALSE | TRUE | TRUE | TRUE | 1691.2492 | 1522.1242 | Single Family_TRUE | Single Family_FALSE | Single Family_TRUE | Single Family_TRUE | Single Family_TRUE | gt2.5gpm | gt2.5gpmSingle Family_TRUE | gt2.5gpmSingle Family_TRUE
Water_00003526 | SITE_01633 | Room_00020264 | Bathroom_6 | Bathroom | Bathroom Faucet | 1 | 1.0611 | 1 | 1.2 |  | N/A | N/A | N/A | Bag | 0.796 |  | 0.955 |  | WA | Single Family | Bathroom Faucet | 2142 | 235.4 | Single Family | FALSE | FALSE |  |  |  | 235.4 | 224.807 | Single Family_FALSE | Single Family_FALSE | Single Family_ | Single Family_ | Single Family_ | unknown | unknownSingle Family_ | unknownSingle Family_FALSE
Water_00003527 | SITE_01633 | Room_00020264 | Bathroom_6 | Bathroom | Shower | 2.5 | 1.7922 | 2.5 | 1.9 |  | Secondary | A few times per year | N/A | Bag | 0.8492 |  | 1.613 |  | WA | Single Family | Shower | 2142 | 235.4 | Single Family | TRUE | FALSE | TRUE | TRUE | TRUE | 588.5 | 379.7002 | Single Family_TRUE | Single Family_FALSE | Single Family_TRUE | Single Family_TRUE | Single Family_TRUE | 2.5gpm | 2.5gpmSingle Family_TRUE | 2.5gpmSingle Family_TRUE
Water_00003528 | SITE_01101 | Room_00016118 | Bathroom_1 | Bathroom | Bathroom Faucet | 2.2 | 1.2378 | 2.2 | 1.4 |  | N/A | N/A | N/A | Bag | 0.796 |  | 1.114 |  | WA | Single Family | Bathroom Faucet | 1617 | 3801.52 | Single Family | FALSE | FALSE |  |  |  | 8363.344 | 4234.8933 | Single Family_FALSE | Single Family_FALSE | Single Family_ | Single Family_ | Single Family_ | unknown | unknownSingle Family_ | unknownSingle Family_FALSE
Water_00003529 | SITE_01101 | Room_00016122 | Kitchen_1 | Kitchen | Kitchen Faucet | 2.2 | 1.3267 | 2.2 | 1.5 |  | N/A | N/A | N/A | Bag | 0.796 |  | 1.194 |  | WA | Single Family | Kitchen Faucet | 1617 | 3801.52 | Single Family | FALSE | FALSE |  |  |  | 8363.344 | 4539.0149 | Single Family_FALSE | Single Family_FALSE | Single Family_ | Single Family_ | Single Family_ | unknown | unknownSingle Family_ | unknownSingle Family_FALSE
Water_00003530 | SITE_01101 | Room_00016127 | Bathroom_2 | Bathroom | Shower / Bathtub combo with diverter valve | 2.3589 | 2.3589 |  | 2.5 |  | Secondary | A few times per month | N/A | Bag | 0.8492 |  | 2.123 |  | WA | Single Family | Shower | 1617 | 3801.52 | Single Family | TRUE | TRUE | TRUE | TRUE | TRUE | 8967.3633 | 8070.627 | Single Family_TRUE | Single Family_TRUE | Single Family_TRUE | Single Family_TRUE | Single Family_TRUE | 2.5gpm | 2.5gpmSingle Family_TRUE | 2.5gpmSingle Family_TRUE
Water_00003531 | SITE_01101 | Room_00016127 | Bathroom_2 | Bathroom | Bathroom Faucet | 2.2 | 1.0611 | 2.2 | 1.2 |  | N/A | N/A | N/A | Bag | 0.796 |  | 0.955 |  | WA | Single Family | Bathroom Faucet | 1617 | 3801.52 | Single Family | FALSE | FALSE |  |  |  | 8363.344 | 3630.4516 | Single Family_FALSE | Single Family_FALSE | Single Family_ | Single Family_ | Single Family_ | unknown | unknownSingle Family_ | unknownSingle Family_FALSE
Water_00003532 | SITE_01101 | Room_00016127 | Bathroom_2 | Bathroom | Bathroom Faucet | 2.2 | 1.3267 | 2.2 | 1.5 |  | N/A | N/A | N/A | Bag | 0.796 |  | 1.194 |  | WA | Single Family | Bathroom Faucet | 1617 | 3801.52 | Single Family | FALSE | FALSE |  |  |  | 8363.344 | 4539.0149 | Single Family_FALSE | Single Family_FALSE | Single Family_ | Single Family_ | Single Family_ | unknown | unknownSingle Family_ | unknownSingle Family_FALSE
Water_00003533 | SITE_01101 | Room_00016133 | Bathroom_3 | Bathroom | Shower | 2.3589 | 2.3589 |  | 2.5 |  | Primary | Daily / Almost Daily | N/A | Bag | 0.8492 |  | 2.123 |  | WA | Single Family | Shower | 1617 | 3801.52 | Single Family | TRUE | FALSE | TRUE | TRUE | TRUE | 8967.3633 | 8070.627 | Single Family_TRUE | Single Family_FALSE | Single Family_TRUE | Single Family_TRUE | Single Family_TRUE | 2.5gpm | 2.5gpmSingle Family_TRUE | 2.5gpmSingle Family_TRUE
Water_00003534 | SITE_01101 | Room_00016133 | Bathroom_3 | Bathroom | Shower | 2.3589 | 2.3589 |  | 2.5 |  | Primary | Daily / Almost Daily | N/A | Bag | 0.8492 |  | 2.123 |  | WA | Single Family | Shower | 1617 | 3801.52 | Single Family | TRUE | FALSE | TRUE | TRUE | TRUE | 8967.3633 | 8070.627 | Single Family_TRUE | Single Family_FALSE | Single Family_TRUE | Single Family_TRUE | Single Family_TRUE | 2.5gpm | 2.5gpmSingle Family_TRUE | 2.5gpmSingle Family_TRUE
Water_00003535 | SITE_01101 | Room_00016133 | Bathroom_3 | Bathroom | Bathroom Faucet | 2.2 | 1.15 | 2.2 | 1.3 |  | N/A | N/A | N/A | Bag | 0.796 |  | 1.035 |  | WA | Single Family | Bathroom Faucet | 1617 | 3801.52 | Single Family | FALSE | FALSE |  |  |  | 8363.344 | 3934.5732 | Single Family_FALSE | Single Family_FALSE | Single Family_ | Single Family_ | Single Family_ | unknown | unknownSingle Family_ | unknownSingle Family_FALSE
Water_00003536 | SITE_01101 | Room_00016133 | Bathroom_3 | Bathroom | Bathroom Faucet | 2.2 | 1.2378 | 2.2 | 1.4 |  | N/A | N/A | N/A | Bag | 0.796 |  | 1.114 |  | WA | Single Family | Bathroom Faucet | 1617 | 3801.52 | Single Family | FALSE | FALSE |  |  |  | 8363.344 | 4234.8933 | Single Family_FALSE | Single Family_FALSE | Single Family_ | Single Family_ | Single Family_ | unknown | unknownSingle Family_ | unknownSingle Family_FALSE
Water_00003537 | SITE_01101 | Room_00016133 | Bathroom_3 | Bathroom | Bathtub | unknown |  |  |  | N/A | N/A | N/A | N/A | Unknown |  | N/A |  | N/A | WA | Single Family | Bathtub | 1617 | 3801.52 | Single Family | FALSE | FALSE |  |  |  | 0 | 0 | Single Family_FALSE | Single Family_FALSE | Single Family_ | Single Family_ | Single Family_ | unknown | unknownSingle Family_ | unknownSingle Family_FALSE
Water_00003538 | SITE_01091 | Room_00015948 | Kitchen_1 | Kitchen | Kitchen Faucet | 2.2 | 1.15 | 2.2 | 1.3 |  | N/A | N/A | N/A | Bag | 0.796 |  | 1.035 |  | WA | Single Family | Kitchen Faucet | 1607 | 3801.52 | Single Family | FALSE | FALSE |  |  |  | 8363.344 | 3934.5732 | Single Family_FALSE | Single Family_FALSE | Single Family_ | Single Family_ | Single Family_ | unknown | unknownSingle Family_ | unknownSingle Family_FALSE
Water_00003539 | SITE_01091 | Room_00015950 | Kitchen_3 | Kitchen | Kitchen Faucet | 2.6533 | 2.6533 |  | 3 |  | N/A | N/A | N/A | Bag | 0.796 |  | 2.388 |  | WA | Single Family | Kitchen Faucet | 1607 | 3801.52 | Single Family | FALSE | FALSE |  |  |  | 10086.6997 | 9078.0298 | Single Family_FALSE | Single Family_FALSE | Single Family_ | Single Family_ | Single Family_ | unknown | unknownSingle Family_ | unknownSingle Family_FALSE
Water_00003540 | SITE_01091 | Room_00015952 | Bathroom_1 | Bathroom | Bathroom Faucet | 2.2 | 1.15 | 2.2 | 1.3 |  | N/A | N/A | N/A | Bag | 0.796 |  | 1.035 |  | WA | Single Family | Bathroom Faucet | 1607 | 3801.52 | Single Family | FALSE | FALSE |  |  |  | 8363.344 | 3934.5732 | Single Family_FALSE | Single Family_FALSE | Single Family_ | Single Family_ | Single Family_ | unknown | unknownSingle Family_ | unknownSingle Family_FALSE
Water_00003541 | SITE_01091 | Room_00015955 | Bathroom_2 | Bathroom | Bathroom Faucet | 1.5 | 1.0611 | 1.5 | 1.2 |  | N/A | N/A | N/A | Bag | 0.796 |  | 0.955 |  | WA | Single Family | Bathroom Faucet | 1607 | 3801.52 | Single Family | FALSE | FALSE |  |  |  | 5702.28 | 3630.4516 | Single Family_FALSE | Single Family_FALSE | Single Family_ | Single Family_ | Single Family_ | unknown | unknownSingle Family_ | unknownSingle Family_FALSE
Water_00003542 | SITE_01091 | Room_00015955 | Bathroom_2 | Bathroom | Shower | 2.6422 | 2.6422 |  | 2.8 |  | Primary | Daily / Almost Daily | N/A | Bag | 0.8492 |  | 2.378 |  | WA | Single Family | Shower | 1607 | 3801.52 | Single Family | TRUE | FALSE | TRUE | TRUE | TRUE | 10044.4606 | 9040.0146 | Single Family_TRUE | Single Family_FALSE | Single Family_TRUE | Single Family_TRUE | Single Family_TRUE | gt2.5gpm | gt2.5gpmSingle Family_TRUE | gt2.5gpmSingle Family_TRUE
Water_00003543 | SITE_01091 | Room_00015956 | Bathroom_3 | Bathroom | Bathroom Faucet | 2.2 | 1.0611 | 2.2 | 1.2 |  | N/A | N/A | N/A | Bag | 0.796 |  | 0.955 |  | WA | Single Family | Bathroom Faucet | 1607 | 3801.52 | Single Family | FALSE | FALSE |  |  |  | 8363.344 | 3630.4516 | Single Family_FALSE | Single Family_FALSE | Single Family_ | Single Family_ | Single Family_ | unknown | unknownSingle Family_ | unknownSingle Family_FALSE
Water_00003544 | SITE_01091 | Room_00015956 | Bathroom_3 | Bathroom | Shower / Bathtub combo with diverter valve | 2.17 | 2.17 |  | 2.3 |  | Secondary | Daily / Almost Daily | N/A | Bag | 0.8492 |  | 1.953 |  | WA | Single Family | Shower | 1607 | 3801.52 | Single Family | TRUE | TRUE | TRUE | TRUE | TRUE | 8249.2984 | 7424.3686 | Single Family_TRUE | Single Family_TRUE | Single Family_TRUE | Single Family_TRUE | Single Family_TRUE | 2.5gpm | 2.5gpmSingle Family_TRUE | 2.5gpmSingle Family_TRUE
Water_00003545 | SITE_01091 | Room_00015959 | Garage_1 | Garage | Kitchen Faucet | 2.6533 | 2.6533 |  | 3 |  | N/A | N/A | N/A | Bag | 0.796 |  | 2.388 |  | WA | Single Family | Kitchen Faucet | 1607 | 3801.52 | Single Family | FALSE | FALSE |  |  |  | 10086.6997 | 9078.0298 | Single Family_FALSE | Single Family_FALSE | Single Family_ | Single Family_ | Single Family_ | unknown | unknownSingle Family_ | unknownSingle Family_FALSE
Water_00003546 | SITE_01082 | Room_00015791 | Bathroom_1 | Bathroom | Bathroom Faucet | 1.5922 | 1.5922 |  | 1.8 |  | N/A | N/A | N/A | Bag | 0.796 |  | 1.433 |  | WA | Single Family | Bathroom Faucet | 1598 | 3801.52 | Single Family | FALSE | FALSE |  |  |  | 6052.8646 | 5447.5782 | Single Family_FALSE | Single Family_FALSE | Single Family_ | Single Family_ | Single Family_ | unknown | unknownSingle Family_ | unknownSingle Family_FALSE
Water_00003547 | SITE_01082 | Room_00015791 | Bathroom_1 | Bathroom | Shower / Bathtub combo with diverter valve | 2.5 |  | 2.5 |  | Unknown | Primary | Daily / Almost Daily | 2 heads, cannot test as diverter cannot isolate either head alone | Bag | 0.8492 |  |  | Unknown | WA | Single Family | Shower | 1598 | 3801.52 | Single Family | TRUE | TRUE | TRUE | FALSE | FALSE | 9503.8 | 0 | Single Family_TRUE | Single Family_TRUE | Single Family_TRUE | Single Family_FALSE | Single Family_FALSE | unknown | unknownSingle Family_FALSE | unknownSingle Family_TRUE
Water_00003548 | SITE_01082 | Room_00015796 | Kitchen_1 | Kitchen | Kitchen Faucet | 2.2 | 2.6533 | 2.2 | 3 |  | N/A | N/A | N/A | Bag | 0.796 |  | 2.388 |  | WA | Single Family | Kitchen Faucet | 1598 | 3801.52 | Single Family | FALSE | FALSE |  |  |  | 8363.344 | 9078.0298 | Single Family_FALSE | Single Family_FALSE | Single Family_ | Single Family_ | Single Family_ | unknown | unknownSingle Family_ | unknownSingle Family_FALSE
Water_00003549 | SITE_01047 | Room_00015438 | Kitchen_1 | Kitchen | Kitchen Faucet | 1.5 | 1.1056 | 1.5 | 1.25 |  | N/A | N/A | N/A | Bag | 0.796 |  | 0.995 |  | MT | Single Family | Kitchen Faucet | 1563 | 1882.4 | Single Family | FALSE | FALSE |  |  |  | 2823.6 | 1872.988 | Single Family_FALSE | Single Family_FALSE | Single Family_ | Single Family_ | Single Family_ | unknown | unknownSingle Family_ | unknownSingle Family_FALSE
Water_00003550 | SITE_01047 | Room_00015439 | Bathroom_1 | Bathroom | Bathroom Faucet | 2 | 2.2111 | 2 | 2.5 |  | N/A | N/A | N/A | Bag | 0.796 |  | 1.99 |  | MT | Single Family | Bathroom Faucet | 1563 | 1882.4 | Single Family | FALSE | FALSE |  |  |  | 3764.8 | 3745.976 | Single Family_FALSE | Single Family_FALSE | Single Family_ | Single Family_ | Single Family_ | unknown | unknownSingle Family_ | unknownSingle Family_FALSE
Water_00003551 | SITE_01047 | Room_00015439 | Bathroom_1 | Bathroom | Shower / Bathtub combo with diverter valve | 2 | 2.3589 | 2 | 2.5 |  | Primary | Daily / Almost Daily | N/A | Bag | 0.8492 |  | 2.123 |  | MT | Single Family | Shower | 1563 | 1882.4 | Single Family | TRUE | TRUE | TRUE | TRUE | TRUE | 3764.8 | 3996.3352 | Single Family_TRUE | Single Family_TRUE | Single Family_TRUE | Single Family_TRUE | Single Family_TRUE | 2.0gpm | 2.0gpmSingle Family_TRUE | 2.0gpmSingle Family_TRUE
Water_00003552 | SITE_01028 | Room_00015364 | Kitchen_1 | Kitchen | Kitchen Faucet | 2 | 2.6533 | 2 | 3 |  | N/A | N/A | N/A | Bag | 0.796 |  | 2.388 |  | MT | Single Family | Kitchen Faucet | 1544 | 1882.4 | Single Family | FALSE | FALSE |  |  |  | 3764.8 | 4495.1712 | Single Family_FALSE | Single Family_FALSE | Single Family_ | Single Family_ | Single Family_ | unknown | unknownSingle Family_ | unknownSingle Family_FALSE
Water_00003553 | SITE_01028 | Room_00015366 | Bathroom_1 | Bathroom | Bathroom Faucet | 2.6533 | 2.6533 |  | 3 |  | N/A | N/A | Separate hot cold taps combined | Bag | 0.796 |  | 2.388 |  | MT | Single Family | Bathroom Faucet | 1544 | 1882.4 | Single Family | FALSE | FALSE |  |  |  | 4994.6347 | 4495.1712 | Single Family_FALSE | Single Family_FALSE | Single Family_ | Single Family_ | Single Family_ | unknown | unknownSingle Family_ | unknownSingle Family_FALSE
Water_00003554 | SITE_01028 | Room_00015366 | Bathroom_1 | Bathroom | Shower / Bathtub combo with diverter valve | 2.8311 | 2.8311 |  | 3 |  | Primary | Daily / Almost Daily | N/A | Bag | 0.8492 |  | 2.548 |  | MT | Single Family | Shower | 1544 | 1882.4 | Single Family | TRUE | TRUE | TRUE | TRUE | TRUE | 5329.2836 | 4796.3552 | Single Family_TRUE | Single Family_TRUE | Single Family_TRUE | Single Family_TRUE | Single Family_TRUE | gt2.5gpm | gt2.5gpmSingle Family_TRUE | gt2.5gpmSingle Family_TRUE
Water_00003555 | SITE_02046 | Room_00025170 | Kitchen_1 | Kitchen | Kitchen Faucet | 2.2 |  | 2.2 | 1 |  | N/A | N/A | N/A | Unknown |  | N/A |  | N/A | WA | Single Family | Kitchen Faucet | 2553 | 10259.39 | Single Family | FALSE | FALSE |  |  |  | 22570.658 | 0 | Single Family_FALSE | Single Family_FALSE | Single Family_ | Single Family_ | Single Family_ | unknown | unknownSingle Family_ | unknownSingle Family_FALSE
Water_00003556 | SITE_02046 | Room_00025173 | Bathroom_1 | Bathroom | Bathroom Faucet | 2.75 | 1.7689 | 2.75 | 2 |  | N/A | N/A | N/A | Bag | 0.796 |  | 1.592 |  | WA | Single Family | Bathroom Faucet | 2553 | 10259.39 | Single Family | FALSE | FALSE |  |  |  | 28213.3225 | 16332.9489 | Single Family_FALSE | Single Family_FALSE | Single Family_ | Single Family_ | Single Family_ | unknown | unknownSingle Family_ | unknownSingle Family_FALSE
Water_00003557 | SITE_02046 | Room_00025173 | Bathroom_1 | Bathroom | Shower | unknown |  |  | 2 |  | All used about the same | Daily / Almost Daily | N/A | Unknown |  | N/A |  | N/A | WA | Single Family | Shower | 2553 | 10259.39 | Single Family | TRUE | FALSE | FALSE | FALSE | FALSE | 0 | 0 | Single Family_TRUE | Single Family_FALSE | Single Family_FALSE | Single Family_FALSE | Single Family_FALSE | unknown | unknownSingle Family_FALSE | unknownSingle Family_TRUE
Water_00003558 | SITE_02046 | Room_00025178 | Bathroom_2 | Bathroom | Bathroom Faucet | 2.2 | 1.3267 | 2.2 | 1.5 |  | N/A | N/A | N/A | Bag | 0.796 |  | 1.194 |  | WA | Single Family | Bathroom Faucet | 2553 | 10259.39 | Single Family | FALSE | FALSE |  |  |  | 22570.658 | 12249.7117 | Single Family_FALSE | Single Family_FALSE | Single Family_ | Single Family_ | Single Family_ | unknown | unknownSingle Family_ | unknownSingle Family_FALSE
Water_00003559 | SITE_02046 | Room_00025178 | Bathroom_2 | Bathroom | Shower / Bathtub combo with diverter valve | unknown |  |  | 1.4 |  | Secondary | A few times per week | N/A | Unknown |  | N/A |  | N/A | WA | Single Family | Shower | 2553 | 10259.39 | Single Family | TRUE | TRUE | FALSE | FALSE | FALSE | 0 | 0 | Single Family_TRUE | Single Family_TRUE | Single Family_FALSE | Single Family_FALSE | Single Family_FALSE | unknown | unknownSingle Family_FALSE | unknownSingle Family_TRUE
Water_00003560 | SITE_02065 | Room_00025469 | Bathroom_1 | Bathroom | Bathroom Faucet | 1.7689 | 1.7689 |  | 2 |  | N/A | N/A | N/A | Bag | 0.796 |  | 1.592 |  | WA | Single Family | Bathroom Faucet | 2572 | 12576.67 | Single Family | FALSE | FALSE |  |  |  | 22246.7318 | 20022.0586 | Single Family_FALSE | Single Family_FALSE | Single Family_ | Single Family_ | Single Family_ | unknown | unknownSingle Family_ | unknownSingle Family_FALSE
Water_00003561 | SITE_02065 | Room_00025469 | Bathroom_1 | Bathroom | Shower | 1.5 |  | 1.5 | 1 |  | Secondary | A few times per month | N/A | Unknown |  | N/A |  | N/A | WA | Single Family | Shower | 2572 | 12576.67 | Single Family | TRUE | FALSE | TRUE | FALSE | FALSE | 18865.005 | 0 | Single Family_TRUE | Single Family_FALSE | Single Family_TRUE | Single Family_FALSE | Single Family_FALSE | unknown | unknownSingle Family_FALSE | unknownSingle Family_TRUE
Water_00003562 | SITE_02065 | Room_00025470 | Living Room_1 | Living Room | Kitchen Faucet | unknown |  |  | 2 |  | N/A | N/A | N/A | Unknown |  | N/A |  | N/A | WA | Single Family | Kitchen Faucet | 2572 | 12576.67 | Single Family | FALSE | FALSE |  |  |  | 0 | 0 | Single Family_FALSE | Single Family_FALSE | Single Family_ | Single Family_ | Single Family_ | unknown | unknownSingle Family_ | unknownSingle Family_FALSE
Water_00003563 | SITE_02047 | Room_00025182 | Bathroom_1 | Bathroom | Bathroom Faucet | 1.3267 | 1.3267 |  | 1.5 |  | N/A | N/A | N/A | Bag | 0.796 |  | 1.194 |  | WA | Single Family | Bathroom Faucet | 2554 | 10259.39 | Single Family | FALSE | FALSE |  |  |  | 13610.7907 | 12249.7117 | Single Family_FALSE | Single Family_FALSE | Single Family_ | Single Family_ | Single Family_ | unknown | unknownSingle Family_ | unknownSingle Family_FALSE
Water_00003564 | SITE_02047 | Room_00025185 | Kitchen_1 | Kitchen | Kitchen Faucet | unknown |  |  | 1.5 |  | N/A | N/A | N/A | Unknown |  | N/A |  | N/A | WA | Single Family | Kitchen Faucet | 2554 | 10259.39 | Single Family | FALSE | FALSE |  |  |  | 0 | 0 | Single Family_FALSE | Single Family_FALSE | Single Family_ | Single Family_ | Single Family_ | unknown | unknownSingle Family_ | unknownSingle Family_FALSE
Water_00003565 | SITE_02047 | Room_00025191 | Bathroom_2 | Bathroom | Bathroom Faucet | 0.88444 | 0.88444 |  | 1 |  | N/A | N/A | N/A | Bag | 0.796 |  | 0.796 |  | WA | Single Family | Bathroom Faucet | 2554 | 10259.39 | Single Family | FALSE | FALSE |  |  |  | 9073.8605 | 8166.4744 | Single Family_FALSE | Single Family_FALSE | Single Family_ | Single Family_ | Single Family_ | unknown | unknownSingle Family_ | unknownSingle Family_FALSE
Water_00003566 | SITE_02047 | Room_00025191 | Bathroom_2 | Bathroom | Shower | 2.5 |  | 2.5 | 2.4 |  | Secondary | A few times per year | N/A | Unknown |  | N/A |  | N/A | WA | Single Family | Shower | 2554 | 10259.39 | Single Family | TRUE | FALSE | TRUE | FALSE | FALSE | 25648.475 | 0 | Single Family_TRUE | Single Family_FALSE | Single Family_TRUE | Single Family_FALSE | Single Family_FALSE | unknown | unknownSingle Family_FALSE | unknownSingle Family_TRUE
Water_00003567 | SITE_02047 | Room_00025192 | Bathroom_3 | Bathroom | Bathroom Faucet | 1.1056 | 1.1056 |  | 1.25 |  | N/A | N/A | N/A | Bag | 0.796 |  | 0.995 |  | WA | Single Family | Bathroom Faucet | 2554 | 10259.39 | Single Family | FALSE | FALSE |  |  |  | 11342.3256 | 10208.093 | Single Family_FALSE | Single Family_FALSE | Single Family_ | Single Family_ | Single Family_ | unknown | unknownSingle Family_ | unknownSingle Family_FALSE
Water_00003568 | SITE_02047 | Room_00025192 | Bathroom_3 | Bathroom | Shower / Bathtub combo with diverter valve | 2.5 |  | 2.5 | 2.4 |  | Primary | Daily / Almost Daily | N/A | Unknown |  | N/A |  | N/A | WA | Single Family | Shower | 2554 | 10259.39 | Single Family | TRUE | TRUE | TRUE | FALSE | FALSE | 25648.475 | 0 | Single Family_TRUE | Single Family_TRUE | Single Family_TRUE | Single Family_FALSE | Single Family_FALSE | unknown | unknownSingle Family_FALSE | unknownSingle Family_TRUE
Water_00003569 | SITE_01732 | Room_00021327 | Living Room_1 | Living Room | Kitchen Faucet | 2.2 |  | 2.2 | 1.2 |  | N/A | N/A | N/A | Unknown |  | N/A |  | N/A | WA | Multifamily Residence | Kitchen Faucet | 2240 | 2804.94 | Multifamily Residence | FALSE | FALSE |  |  |  | 6170.868 | 0 | Multifamily Residence_FALSE | Multifamily Residence_FALSE | Multifamily Residence_ | Multifamily Residence_ | Multifamily Residence_ | unknown | unknownMultifamily Residence_ | unknownMultifamily Residence_FALSE
Water_00003570 | SITE_01732 | Room_00021329 | Bathroom_1 | Bathroom | Bathroom Faucet | 1.7689 | 1.7689 |  | 2 |  | N/A | N/A | N/A | Bag | 0.796 |  | 1.592 |  | WA | Multifamily Residence | Bathroom Faucet | 2240 | 2804.94 | Multifamily Residence | FALSE | FALSE |  |  |  | 4961.6272 | 4465.4645 | Multifamily Residence_FALSE | Multifamily Residence_FALSE | Multifamily Residence_ | Multifamily Residence_ | Multifamily Residence_ | unknown | unknownMultifamily Residence_ | unknownMultifamily Residence_FALSE
Water_00003571 | SITE_01732 | Room_00021329 | Bathroom_1 | Bathroom | Shower | 2.5 |  | 2.5 | 1.5 |  | Primary | Daily / Almost Daily | N/A | Unknown |  | N/A |  | N/A | WA | Multifamily Residence | Shower | 2240 | 2804.94 | Multifamily Residence | TRUE | FALSE | TRUE | FALSE | FALSE | 7012.35 | 0 | Multifamily Residence_TRUE | Multifamily Residence_FALSE | Multifamily Residence_TRUE | Multifamily Residence_FALSE | Multifamily Residence_FALSE | unknown | unknownMultifamily Residence_FALSE | unknownMultifamily Residence_TRUE
Water_00003572 | SITE_01601 | Room_00019811 | Kitchen_1 | Kitchen | Kitchen Faucet | 2.2 |  | 2.2 | 1.5 |  | N/A | N/A | N/A | Unknown |  | N/A |  | N/A | WA | Single Family | Kitchen Faucet | 2110 | 2259.17 | Single Family | FALSE | FALSE |  |  |  | 4970.174 | 0 | Single Family_FALSE | Single Family_FALSE | Single Family_ | Single Family_ | Single Family_ | unknown | unknownSingle Family_ | unknownSingle Family_FALSE
Water_00003573 | SITE_01601 | Room_00019813 | Bathroom_1 | Bathroom | Bathroom Faucet | 2 | 0.88444 | 2 | 1 |  | N/A | N/A | N/A | Bag | 0.796 |  | 0.796 |  | WA | Single Family | Bathroom Faucet | 2110 | 2259.17 | Single Family | FALSE | FALSE |  |  |  | 4518.34 | 1798.2993 | Single Family_FALSE | Single Family_FALSE | Single Family_ | Single Family_ | Single Family_ | unknown | unknownSingle Family_ | unknownSingle Family_FALSE
Water_00003574 | SITE_01601 | Room_00019819 | Bathroom_2 | Bathroom | Bathroom Faucet | 3.98 | 3.98 |  | 4.5 |  | N/A | N/A | N/A | Bag | 0.796 |  | 3.582 |  | WA | Single Family | Bathroom Faucet | 2110 | 2259.17 | Single Family | FALSE | FALSE |  |  |  | 8991.4966 | 8092.3469 | Single Family_FALSE | Single Family_FALSE | Single Family_ | Single Family_ | Single Family_ | unknown | unknownSingle Family_ | unknownSingle Family_FALSE
Water_00003575 | SITE_01601 | Room_00019819 | Bathroom_2 | Bathroom | Shower | 2 |  | 2 | 1.75 |  | Secondary | A few times per month | N/A | Unknown |  | N/A |  | N/A | WA | Single Family | Shower | 2110 | 2259.17 | Single Family | TRUE | FALSE | TRUE | FALSE | FALSE | 4518.34 | 0 | Single Family_TRUE | Single Family_FALSE | Single Family_TRUE | Single Family_FALSE | Single Family_FALSE | unknown | unknownSingle Family_FALSE | unknownSingle Family_TRUE
Water_00003576 | SITE_01601 | Room_00019827 | Bathroom_3 | Bathroom | Bathroom Faucet | 2.6533 | 2.6533 |  | 3 |  | N/A | N/A | N/A | Bag | 0.796 |  | 2.388 |  | WA | Single Family | Bathroom Faucet | 2110 | 2259.17 | Single Family | FALSE | FALSE |  |  |  | 5994.3311 | 5394.898 | Single Family_FALSE | Single Family_FALSE | Single Family_ | Single Family_ | Single Family_ | unknown | unknownSingle Family_ | unknownSingle Family_FALSE
Water_00003577 | SITE_01601 | Room_00019827 | Bathroom_3 | Bathroom | Shower / Bathtub combo with diverter valve | unknown |  |  | 1.6 |  | Primary | Daily / Almost Daily | N/A | Unknown |  | N/A |  | N/A | WA | Single Family | Shower | 2110 | 2259.17 | Single Family | TRUE | TRUE | FALSE | FALSE | FALSE | 0 | 0 | Single Family_TRUE | Single Family_TRUE | Single Family_FALSE | Single Family_FALSE | Single Family_FALSE | unknown | unknownSingle Family_FALSE | unknownSingle Family_TRUE
Water_00003578 | SITE_01602 | Room_00019831 | Kitchen_1 | Kitchen | Kitchen Faucet | 1.8 |  | 1.8 | 1.4 |  | N/A | N/A | N/A | Unknown |  | N/A |  | N/A | WA | Single Family | Kitchen Faucet | 2111 | 597.38 | Single Family | FALSE | FALSE |  |  |  | 1075.284 | 0 | Single Family_FALSE | Single Family_FALSE | Single Family_ | Single Family_ | Single Family_ | unknown | unknownSingle Family_ | unknownSingle Family_FALSE
Water_00003579 | SITE_01602 | Room_00019832 | Bathroom_1 | Bathroom | Bathroom Faucet | 1.3267 | 1.3267 |  | 1.5 |  | N/A | N/A | N/A | Bag | 0.796 |  | 1.194 |  | WA | Single Family | Bathroom Faucet | 2111 | 597.38 | Single Family | FALSE | FALSE |  |  |  | 792.5241 | 713.2717 | Single Family_FALSE | Single Family_FALSE | Single Family_ | Single Family_ | Single Family_ | unknown | unknownSingle Family_ | unknownSingle Family_FALSE
Water_00003580 | SITE_01602 | Room_00019832 | Bathroom_1 | Bathroom | Shower / Bathtub combo with diverter valve | 2.5 |  | 2.5 | 1.7 |  | Primary | Daily / Almost Daily | N/A | Unknown |  | N/A |  | N/A | WA | Single Family | Shower | 2111 | 597.38 | Single Family | TRUE | TRUE | TRUE | FALSE | FALSE | 1493.45 | 0 | Single Family_TRUE | Single Family_TRUE | Single Family_TRUE | Single Family_FALSE | Single Family_FALSE | unknown | unknownSingle Family_FALSE | unknownSingle Family_TRUE
Water_00003581 | SITE_01547 | Room_00019031 | Kitchen_1 | Kitchen | Kitchen Faucet | 1.5 |  | 1.5 | 1.1 |  | N/A | N/A | N/A | Unknown |  | N/A |  | N/A | WA | Single Family | Kitchen Faucet | 2056 | 597.38 | Single Family | FALSE | FALSE |  |  |  | 896.07 | 0 | Single Family_FALSE | Single Family_FALSE | Single Family_ | Single Family_ | Single Family_ | unknown | unknownSingle Family_ | unknownSingle Family_FALSE
Water_00003582 | SITE_01547 | Room_00019032 | Bathroom_1 | Bathroom | Bathroom Faucet | 1.0611 | 1.0611 |  | 1.2 |  | N/A | N/A | N/A | Bag | 0.796 |  | 0.955 |  | WA | Single Family | Bathroom Faucet | 2056 | 597.38 | Single Family | FALSE | FALSE |  |  |  | 633.8866 | 570.4979 | Single Family_FALSE | Single Family_FALSE | Single Family_ | Single Family_ | Single Family_ | unknown | unknownSingle Family_ | unknownSingle Family_FALSE
Water_00003583 | SITE_01547 | Room_00019032 | Bathroom_1 | Bathroom | Shower / Bathtub combo with diverter valve | 2 |  | 2 | 1.75 |  | Primary | Daily / Almost Daily | N/A | Unknown |  | N/A |  | N/A | WA | Single Family | Shower | 2056 | 597.38 | Single Family | TRUE | TRUE | TRUE | FALSE | FALSE | 1194.76 | 0 | Single Family_TRUE | Single Family_TRUE | Single Family_TRUE | Single Family_FALSE | Single Family_FALSE | unknown | unknownSingle Family_FALSE | unknownSingle Family_TRUE
Water_00003584 | SITE_01073 | Room_00015659 | Kitchen_1 | Kitchen | Kitchen Faucet | 2.2 | 2.83 | 2.2 | 3.2 |  | N/A | N/A | N/A | Bag | 0.796 |  | 2.547 |  | WA | Single Family | Kitchen Faucet | 1589 | 3801.52 | Single Family | FALSE | FALSE |  |  |  | 8363.344 | 9682.4714 | Single Family_FALSE | Single Family_FALSE | Single Family_ | Single Family_ | Single Family_ | unknown | unknownSingle Family_ | unknownSingle Family_FALSE
Water_00003585 | SITE_01073 | Room_00015665 | Bathroom_1 | Bathroom | Bathroom Faucet | 2.7422 | 2.7422 |  | 3.1 |  | N/A | N/A | N/A | Bag | 0.796 |  | 2.468 |  | WA | Single Family | Bathroom Faucet | 1589 | 3801.52 | Single Family | FALSE | FALSE |  |  |  | 10424.6126 | 9382.1514 | Single Family_FALSE | Single Family_FALSE | Single Family_ | Single Family_ | Single Family_ | unknown | unknownSingle Family_ | unknownSingle Family_FALSE
Water_00003586 | SITE_01073 | Room_00015665 | Bathroom_1 | Bathroom | Shower / Bathtub combo with diverter valve | 2.5 |  | 2.5 |  | Unknown | Secondary | A few times per year | Carpet in shower Did not measure | Bag | 0.8492 |  |  | Unknown | WA | Single Family | Shower | 1589 | 3801.52 | Single Family | TRUE | TRUE | TRUE | FALSE | FALSE | 9503.8 | 0 | Single Family_TRUE | Single Family_TRUE | Single Family_TRUE | Single Family_FALSE | Single Family_FALSE | unknown | unknownSingle Family_FALSE | unknownSingle Family_TRUE
Water_00003587 | SITE_01073 | Room_00015668 | Bathroom_2 | Bathroom | Bathroom Faucet | 2.3878 | 2.3878 |  | 2.7 |  | N/A | N/A | N/A | Bag | 0.796 |  | 2.149 |  | WA | Single Family | Bathroom Faucet | 1589 | 3801.52 | Single Family | FALSE | FALSE |  |  |  | 9077.185 | 8169.4665 | Single Family_FALSE | Single Family_FALSE | Single Family_ | Single Family_ | Single Family_ | unknown | unknownSingle Family_ | unknownSingle Family_FALSE
Water_00003588 | SITE_01073 | Room_00015668 | Bathroom_2 | Bathroom | Bathroom Faucet | 2.3878 | 2.3878 |  | 2.7 |  | N/A | N/A | N/A | Bag | 0.796 |  | 2.149 |  | WA | Single Family | Bathroom Faucet | 1589 | 3801.52 | Single Family | FALSE | FALSE |  |  |  | 9077.185 | 8169.4665 | Single Family_FALSE | Single Family_FALSE | Single Family_ | Single Family_ | Single Family_ | unknown | unknownSingle Family_ | unknownSingle Family_FALSE
Water_00003589 | SITE_01073 | Room_00015668 | Bathroom_2 | Bathroom | Shower | 2.5 | 2.8311 | 2.5 | 3 |  | Primary | Daily / Almost Daily | N/A | Bag | 0.8492 |  | 2.548 |  | WA | Single Family | Shower | 1589 | 3801.52 | Single Family | TRUE | FALSE | TRUE | TRUE | TRUE | 9503.8 | 9686.273 | Single Family_TRUE | Single Family_FALSE | Single Family_TRUE | Single Family_TRUE | Single Family_TRUE | 2.5gpm | 2.5gpmSingle Family_TRUE | 2.5gpmSingle Family_TRUE
Water_00003590 | SITE_01084 | Room_00015825 | Bathroom_1 | Bathroom | Bathroom Faucet | 1 | 0.88444 | 1 | 1 |  | N/A | N/A | N/A | Bag | 0.796 |  | 0.796 |  | WA | Single Family | Bathroom Faucet | 1600 | 3801.52 | Single Family | FALSE | FALSE |  |  |  | 3801.52 | 3026.0099 | Single Family_FALSE | Single Family_FALSE | Single Family_ | Single Family_ | Single Family_ | unknown | unknownSingle Family_ | unknownSingle Family_FALSE
Water_00003591 | SITE_01084 | Room_00015825 | Bathroom_1 | Bathroom | Bathroom Faucet | 1 | 0.97333 | 1 | 1.1 |  | N/A | N/A | N/A | Bag | 0.796 |  | 0.876 |  | WA | Single Family | Bathroom Faucet | 1600 | 3801.52 | Single Family | FALSE | FALSE |  |  |  | 3801.52 | 3330.1315 | Single Family_FALSE | Single Family_FALSE | Single Family_ | Single Family_ | Single Family_ | unknown | unknownSingle Family_ | unknownSingle Family_FALSE
Water_00003592 | SITE_01084 | Room_00015825 | Bathroom_1 | Bathroom | Shower | 1.8867 | 1.8867 |  | 2 |  | Primary | Daily / Almost Daily | N/A | Bag | 0.8492 |  | 1.698 |  | WA | Single Family | Shower | 1600 | 3801.52 | Single Family | TRUE | FALSE | TRUE | TRUE | TRUE | 7172.2011 | 6454.981 | Single Family_TRUE | Single Family_FALSE | Single Family_TRUE | Single Family_TRUE | Single Family_TRUE | 2.0gpm | 2.0gpmSingle Family_TRUE | 2.0gpmSingle Family_TRUE
Water_00003593 | SITE_01084 | Room_00015828 | Bathroom_2 | Bathroom | Bathroom Faucet | 1.7689 | 1.7689 |  | 2 |  | N/A | N/A | N/A | Bag | 0.796 |  | 1.592 |  | WA | Single Family | Bathroom Faucet | 1600 | 3801.52 | Single Family | FALSE | FALSE |  |  |  | 6724.4665 | 6052.0198 | Single Family_FALSE | Single Family_FALSE | Single Family_ | Single Family_ | Single Family_ | unknown | unknownSingle Family_ | unknownSingle Family_FALSE
Water_00003594 | SITE_01084 | Room_00015828 | Bathroom_2 | Bathroom | Shower / Bathtub combo with diverter valve | 1.6044 | 1.6044 |  | 1.7 |  | Secondary | A few times per month | N/A | Bag | 0.8492 |  | 1.444 |  | WA | Single Family | Shower | 1600 | 3801.52 | Single Family | TRUE | TRUE | TRUE | TRUE | TRUE | 6099.3276 | 5489.3949 | Single Family_TRUE | Single Family_TRUE | Single Family_TRUE | Single Family_TRUE | Single Family_TRUE | 1.8gpm | 1.8gpmSingle Family_TRUE | 1.8gpmSingle Family_TRUE
Water_00003595 | SITE_01084 | Room_00015821 | Kitchen_1 | Kitchen | Kitchen Faucet | 1.3267 | 1.3267 |  | 1.5 |  | N/A | N/A | N/A | Bag | 0.796 |  | 1.194 |  | WA | Single Family | Kitchen Faucet | 1600 | 3801.52 | Single Family | FALSE | FALSE |  |  |  | 5043.3499 | 4539.0149 | Single Family_FALSE | Single Family_FALSE | Single Family_ | Single Family_ | Single Family_ | unknown | unknownSingle Family_ | unknownSingle Family_FALSE
Water_00003596 | SITE_01551 | Room_00019088 | Kitchen_1 | Kitchen | Kitchen Faucet | 1.7689 | 1.7689 |  | 2 |  | N/A | N/A | N/A | Bag | 0.796 |  | 1.592 |  | WA | Single Family | Kitchen Faucet | 2060 | 2259.17 | Single Family | FALSE | FALSE |  |  |  | 3996.2207 | 3596.5986 | Single Family_FALSE | Single Family_FALSE | Single Family_ | Single Family_ | Single Family_ | unknown | unknownSingle Family_ | unknownSingle Family_FALSE
Water_00003597 | SITE_01551 | Room_00019095 | Bathroom_2 | Bathroom | Bathroom Faucet | 2.2 | 2.83 | 2.2 | 3.2 |  | N/A | N/A | N/A | Bag | 0.796 |  | 2.547 |  | WA | Single Family | Bathroom Faucet | 2060 | 2259.17 | Single Family | FALSE | FALSE |  |  |  | 4970.174 | 5754.106 | Single Family_FALSE | Single Family_FALSE | Single Family_ | Single Family_ | Single Family_ | unknown | unknownSingle Family_ | unknownSingle Family_FALSE
Water_00003598 | SITE_01551 | Room_00019095 | Bathroom_2 | Bathroom | Shower / Bathtub combo with diverter valve | unknown |  |  |  | Unknown | Secondary | Never | Shower not functioning | Bag | 0.8492 |  |  | Unknown | WA | Single Family | Shower | 2060 | 2259.17 | Single Family | TRUE | TRUE | FALSE | FALSE | FALSE | 0 | 0 | Single Family_TRUE | Single Family_TRUE | Single Family_FALSE | Single Family_FALSE | Single Family_FALSE | unknown | unknownSingle Family_FALSE | unknownSingle Family_TRUE
Water_00003599 | SITE_01628 | Room_00020205 | Kitchen_1 | Kitchen | Kitchen Faucet | 1.0611 | 1.0611 |  | 1.2 |  | N/A | N/A | N/A | Bag | 0.796 |  | 0.955 |  | WA | Single Family | Kitchen Faucet | 2137 | 235.4 | Single Family | FALSE | FALSE |  |  |  | 249.7856 | 224.807 | Single Family_FALSE | Single Family_FALSE | Single Family_ | Single Family_ | Single Family_ | unknown | unknownSingle Family_ | unknownSingle Family_FALSE
Water_00003600 | SITE_01615 | Room_00020037 | Bathroom_1 | Bathroom | Bathroom Faucet | 1.9456 | 1.9456 |  | 2.2 |  | N/A | N/A | N/A | Bag | 0.796 |  | 1.751 |  | WA | Single Family | Bathroom Faucet | 2124 | 597.38 | Single Family | FALSE | FALSE |  |  |  | 1162.236 | 1046.0124 | Single Family_FALSE | Single Family_FALSE | Single Family_ | Single Family_ | Single Family_ | unknown | unknownSingle Family_ | unknownSingle Family_FALSE
Water_00003601 | SITE_01615 | Room_00020037 | Bathroom_1 | Bathroom | Shower / Bathtub combo with diverter valve | unknown |  |  |  | Unknown | Primary | Daily / Almost Daily | Too large to test | Bag | 0.8492 |  |  | Unknown | WA | Single Family | Shower | 2124 | 597.38 | Single Family | TRUE | TRUE | FALSE | FALSE | FALSE | 0 | 0 | Single Family_TRUE | Single Family_TRUE | Single Family_FALSE | Single Family_FALSE | Single Family_FALSE | unknown | unknownSingle Family_FALSE | unknownSingle Family_TRUE
Water_00003602 | SITE_01615 | Room_00020033 | Kitchen_1 | Kitchen | Kitchen Faucet | 1.7689 | 1.7689 |  | 2 |  | N/A | N/A | N/A | Bag | 0.796 |  | 1.592 |  | WA | Single Family | Kitchen Faucet | 2124 | 597.38 | Single Family | FALSE | FALSE |  |  |  | 1056.6988 | 951.029 | Single Family_FALSE | Single Family_FALSE | Single Family_ | Single Family_ | Single Family_ | unknown | unknownSingle Family_ | unknownSingle Family_FALSE
Water_00003603 | SITE_01568 | Room_00019323 | Bathroom_1 | Bathroom | Bathroom Faucet | 2.2 | 1.7689 | 2.2 | 2 |  | N/A | N/A | N/A | Bag | 0.796 |  | 1.592 |  | WA | Single Family | Bathroom Faucet | 2077 | 597.38 | Single Family | FALSE | FALSE |  |  |  | 1314.236 | 951.029 | Single Family_FALSE | Single Family_FALSE | Single Family_ | Single Family_ | Single Family_ | unknown | unknownSingle Family_ | unknownSingle Family_FALSE
Water_00003604 | SITE_01568 | Room_00019323 | Bathroom_1 | Bathroom | Shower / Bathtub combo with diverter valve | 1.4156 | 1.4156 |  | 1.5 |  | Primary | Daily / Almost Daily | N/A | Bag | 0.8492 |  | 1.274 |  | WA | Single Family | Shower | 2077 | 597.38 | Single Family | TRUE | TRUE | TRUE | TRUE | TRUE | 845.6246 | 761.0621 | Single Family_TRUE | Single Family_TRUE | Single Family_TRUE | Single Family_TRUE | Single Family_TRUE | <1.5gpm | <1.5gpmSingle Family_TRUE | <1.5gpmSingle Family_TRUE
Water_00003605 | SITE_01568 | Room_00019326 | Kitchen_1 | Kitchen | Kitchen Faucet | 2.2 | 1.5478 | 2.2 | 1.75 |  | N/A | N/A | N/A | Bag | 0.796 |  | 1.393 |  | WA | Single Family | Kitchen Faucet | 2077 | 597.38 | Single Family | FALSE | FALSE |  |  |  | 1314.236 | 832.1503 | Single Family_FALSE | Single Family_FALSE | Single Family_ | Single Family_ | Single Family_ | unknown | unknownSingle Family_ | unknownSingle Family_FALSE
Water_00003606 | SITE_01582 | Room_00019553 | Kitchen_1 | Kitchen | Kitchen Faucet | 0.88444 | 0.88444 |  | 1 |  | N/A | N/A | N/A | Bag | 0.796 |  | 0.796 |  | WA | Single Family | Kitchen Faucet | 2091 | 597.38 | Single Family | FALSE | FALSE |  |  |  | 528.3494 | 475.5145 | Single Family_FALSE | Single Family_FALSE | Single Family_ | Single Family_ | Single Family_ | unknown | unknownSingle Family_ | unknownSingle Family_FALSE
Water_00003607 | SITE_01582 | Room_00019555 | Bathroom_1 | Bathroom | Bathroom Faucet | 1.7689 | 1.7689 |  | 2 |  | N/A | N/A | N/A | Bag | 0.796 |  | 1.592 |  | WA | Single Family | Bathroom Faucet | 2091 | 597.38 | Single Family | FALSE | FALSE |  |  |  | 1056.6988 | 951.029 | Single Family_FALSE | Single Family_FALSE | Single Family_ | Single Family_ | Single Family_ | unknown | unknownSingle Family_ | unknownSingle Family_FALSE
Water_00003608 | SITE_01582 | Room_00019555 | Bathroom_1 | Bathroom | Shower / Bathtub combo with diverter valve | 1.4156 | 1.4156 |  | 1.5 |  | Primary | Daily / Almost Daily | N/A | Bag | 0.8492 |  | 1.274 |  | WA | Single Family | Shower | 2091 | 597.38 | Single Family | TRUE | TRUE | TRUE | TRUE | TRUE | 845.6246 | 761.0621 | Single Family_TRUE | Single Family_TRUE | Single Family_TRUE | Single Family_TRUE | Single Family_TRUE | <1.5gpm | <1.5gpmSingle Family_TRUE | <1.5gpmSingle Family_TRUE
Water_00003609 | SITE_01586 | Room_00019586 | Bathroom_1 | Bathroom | Shower | 1.8867 | 1.8867 |  | 2 |  | Primary | Daily / Almost Daily | N/A | Bag | 0.8492 |  | 1.698 |  | WA | Single Family | Shower | 2095 | 597.38 | Single Family | TRUE | FALSE | TRUE | TRUE | TRUE | 1127.0569 | 1014.3512 | Single Family_TRUE | Single Family_FALSE | Single Family_TRUE | Single Family_TRUE | Single Family_TRUE | 2.0gpm | 2.0gpmSingle Family_TRUE | 2.0gpmSingle Family_TRUE
Water_00003610 | SITE_01586 | Room_00019586 | Bathroom_1 | Bathroom | Bathroom Faucet | 1.8 | 1.3267 | 1.8 | 1.5 |  | N/A | N/A | N/A | Bag | 0.796 |  | 1.194 |  | WA | Single Family | Bathroom Faucet | 2095 | 597.38 | Single Family | FALSE | FALSE |  |  |  | 1075.284 | 713.2717 | Single Family_FALSE | Single Family_FALSE | Single Family_ | Single Family_ | Single Family_ | unknown | unknownSingle Family_ | unknownSingle Family_FALSE
Water_00003611 | SITE_01586 | Room_00019592 | Kitchen_1 | Kitchen | Kitchen Faucet | 1.0611 | 1.0611 |  | 1.2 |  | N/A | N/A | N/A | Bag | 0.796 |  | 0.955 |  | WA | Single Family | Kitchen Faucet | 2095 | 597.38 | Single Family | FALSE | FALSE |  |  |  | 633.8866 | 570.4979 | Single Family_FALSE | Single Family_FALSE | Single Family_ | Single Family_ | Single Family_ | unknown | unknownSingle Family_ | unknownSingle Family_FALSE
Water_00003612 | SITE_01586 | Room_00019595 | Bathroom_2 | Bathroom | Shower / Bathtub combo with diverter valve | unknown |  |  |  | Unknown | Unknown | Unknown | Cannot test customer remodeling it | Bag | 0.8492 |  |  | Unknown | WA | Single Family | Shower | 2095 | 597.38 | Single Family | TRUE | TRUE | FALSE | FALSE | FALSE | 0 | 0 | Single Family_TRUE | Single Family_TRUE | Single Family_FALSE | Single Family_FALSE | Single Family_FALSE | unknown | unknownSingle Family_FALSE | unknownSingle Family_TRUE
Water_00003613 | SITE_01586 | Room_00019595 | Bathroom_2 | Bathroom | Bathroom Faucet | 0.88444 | 0.88444 |  | 1 |  | N/A | N/A | N/A | Bag | 0.796 |  | 0.796 |  | WA | Single Family | Bathroom Faucet | 2095 | 597.38 | Single Family | FALSE | FALSE |  |  |  | 528.3494 | 475.5145 | Single Family_FALSE | Single Family_FALSE | Single Family_ | Single Family_ | Single Family_ | unknown | unknownSingle Family_ | unknownSingle Family_FALSE
Water_00003614 | SITE_01546 | Room_00019018 | Bathroom_1 | Bathroom | Shower / Bathtub combo with diverter valve | unknown |  |  |  | Unknown | Primary | A few times per week | Stuff in shower | Bag | 0.8492 |  |  | Unknown | WA | Single Family | Shower | 2055 | 597.38 | Single Family | TRUE | TRUE | FALSE | FALSE | FALSE | 0 | 0 | Single Family_TRUE | Single Family_TRUE | Single Family_FALSE | Single Family_FALSE | Single Family_FALSE | unknown | unknownSingle Family_FALSE | unknownSingle Family_TRUE
Water_00003615 | SITE_01546 | Room_00019018 | Bathroom_1 | Bathroom | Bathroom Faucet | unknown |  |  |  | Unknown | N/A | N/A | Stuff in sink | Bag | 0.796 |  |  | Unknown | WA | Single Family | Bathroom Faucet | 2055 | 597.38 | Single Family | FALSE | FALSE |  |  |  | 0 | 0 | Single Family_FALSE | Single Family_FALSE | Single Family_ | Single Family_ | Single Family_ | unknown | unknownSingle Family_ | unknownSingle Family_FALSE
Water_00003616 | SITE_01546 | Room_00019018 | Bathroom_1 | Bathroom | Bathroom Faucet | unknown |  |  |  | Unknown | N/A | N/A | Stuff in sink | Bag | 0.796 |  |  | Unknown | WA | Single Family | Bathroom Faucet | 2055 | 597.38 | Single Family | FALSE | FALSE |  |  |  | 0 | 0 | Single Family_FALSE | Single Family_FALSE | Single Family_ | Single Family_ | Single Family_ | unknown | unknownSingle Family_ | unknownSingle Family_FALSE
Water_00003617 | SITE_01546 | Room_00019015 | Kitchen_1 | Kitchen | Kitchen Faucet | 2.2 | 1.9456 | 2.2 | 2.2 |  | N/A | N/A | N/A | Bag | 0.796 |  | 1.751 |  | WA | Single Family | Kitchen Faucet | 2055 | 597.38 | Single Family | FALSE | FALSE |  |  |  | 1314.236 | 1046.0124 | Single Family_FALSE | Single Family_FALSE | Single Family_ | Single Family_ | Single Family_ | unknown | unknownSingle Family_ | unknownSingle Family_FALSE
Water_00003618 | SITE_01550 | Room_00019075 | Bathroom_1 | Bathroom | Bathroom Faucet | 2.2 | 1.7689 | 2.2 | 2 |  | N/A | N/A | N/A | Bag | 0.796 |  | 1.592 |  | WA | Single Family | Bathroom Faucet | 2059 | 597.38 | Single Family | FALSE | FALSE |  |  |  | 1314.236 | 951.029 | Single Family_FALSE | Single Family_FALSE | Single Family_ | Single Family_ | Single Family_ | unknown | unknownSingle Family_ | unknownSingle Family_FALSE
Water_00003619 | SITE_01550 | Room_00019075 | Bathroom_1 | Bathroom | Shower / Bathtub combo with diverter valve | 2.0756 | 2.0756 |  | 2.2 |  | Primary | A few times per week | N/A | Bag | 0.8492 |  | 1.868 |  | WA | Single Family | Shower | 2059 | 597.38 | Single Family | TRUE | TRUE | TRUE | TRUE | TRUE | 1239.8954 | 1115.9058 | Single Family_TRUE | Single Family_TRUE | Single Family_TRUE | Single Family_TRUE | Single Family_TRUE | 2.5gpm | 2.5gpmSingle Family_TRUE | 2.5gpmSingle Family_TRUE
Water_00003620 | SITE_01550 | Room_00019076 | Kitchen_1 | Kitchen | Kitchen Faucet | 0.88444 | 0.88444 |  | 1 |  | N/A | N/A | N/A | Bag | 0.796 |  | 0.796 |  | WA | Single Family | Kitchen Faucet | 2059 | 597.38 | Single Family | FALSE | FALSE |  |  |  | 528.3494 | 475.5145 | Single Family_FALSE | Single Family_FALSE | Single Family_ | Single Family_ | Single Family_ | unknown | unknownSingle Family_ | unknownSingle Family_FALSE
Water_00003621 | SITE_01550 | Room_00019082 | Bathroom_2 | Bathroom | Bathroom Faucet | 2 | 0.88444 | 2 | 1 |  | N/A | N/A | N/A | Bag | 0.796 |  | 0.796 |  | WA | Single Family | Bathroom Faucet | 2059 | 597.38 | Single Family | FALSE | FALSE |  |  |  | 1194.76 | 475.5145 | Single Family_FALSE | Single Family_FALSE | Single Family_ | Single Family_ | Single Family_ | unknown | unknownSingle Family_ | unknownSingle Family_FALSE
Water_00003622 | SITE_01550 | Room_00019082 | Bathroom_2 | Bathroom | Shower | 2.5 | 2.0756 | 2.5 | 2.2 |  | Secondary | A few times per year | N/A | Bag | 0.8492 |  | 1.868 |  | WA | Single Family | Shower | 2059 | 597.38 | Single Family | TRUE | FALSE | TRUE | TRUE | TRUE | 1493.45 | 1115.9058 | Single Family_TRUE | Single Family_FALSE | Single Family_TRUE | Single Family_TRUE | Single Family_TRUE | 2.5gpm | 2.5gpmSingle Family_TRUE | 2.5gpmSingle Family_TRUE
Water_00003623 | SITE_01678 | Room_00020785 | Bathroom_1 | Bathroom | Bathroom Faucet | 1.7689 | 1.7689 |  | 2 |  | N/A | N/A | N/A | Bag | 0.796 |  | 1.592 |  | WA | Single Family | Bathroom Faucet | 2186 | 235.4 | Single Family | FALSE | FALSE |  |  |  | 416.3964 | 374.7568 | Single Family_FALSE | Single Family_FALSE | Single Family_ | Single Family_ | Single Family_ | unknown | unknownSingle Family_ | unknownSingle Family_FALSE
Water_00003624 | SITE_01678 | Room_00020785 | Bathroom_1 | Bathroom | Shower / Bathtub combo with diverter valve | 2.3589 | 2.3589 |  | 2.5 |  | All used about the same | Daily / Almost Daily | N/A | Bag | 0.8492 |  | 2.123 |  | WA | Single Family | Shower | 2186 | 235.4 | Single Family | TRUE | TRUE | TRUE | TRUE | TRUE | 555.2824 | 499.7542 | Single Family_TRUE | Single Family_TRUE | Single Family_TRUE | Single Family_TRUE | Single Family_TRUE | 2.5gpm | 2.5gpmSingle Family_TRUE | 2.5gpmSingle Family_TRUE
Water_00003625 | SITE_01678 | Room_00020792 | Kitchen_1 | Kitchen | Kitchen Faucet | 2 | 1.7689 | 2 | 2 |  | N/A | N/A | N/A | Bag | 0.796 |  | 1.592 |  | WA | Single Family | Kitchen Faucet | 2186 | 235.4 | Single Family | FALSE | FALSE |  |  |  | 470.8 | 374.7568 | Single Family_FALSE | Single Family_FALSE | Single Family_ | Single Family_ | Single Family_ | unknown | unknownSingle Family_ | unknownSingle Family_FALSE
Water_00003626 | SITE_01678 | Room_00020793 | Bathroom_2 | Bathroom | Bathroom Faucet | 1.3267 | 1.3267 |  | 1.5 |  | N/A | N/A | N/A | Bag | 0.796 |  | 1.194 |  | WA | Single Family | Bathroom Faucet | 2186 | 235.4 | Single Family | FALSE | FALSE |  |  |  | 312.2973 | 281.0676 | Single Family_FALSE | Single Family_FALSE | Single Family_ | Single Family_ | Single Family_ | unknown | unknownSingle Family_ | unknownSingle Family_FALSE
Water_00003627 | SITE_01678 | Room_00020793 | Bathroom_2 | Bathroom | Shower / Bathtub combo with diverter valve | unknown |  |  |  | Unknown | All used about the same | Daily / Almost Daily | Cant measure has two shower geads that are both on and cant turn one off | Bag | 0.8492 |  |  | Unknown | WA | Single Family | Shower | 2186 | 235.4 | Single Family | TRUE | TRUE | FALSE | FALSE | FALSE | 0 | 0 | Single Family_TRUE | Single Family_TRUE | Single Family_FALSE | Single Family_FALSE | Single Family_FALSE | unknown | unknownSingle Family_FALSE | unknownSingle Family_TRUE
Water_00003628 | SITE_01682 | Room_00020835 | Kitchen_1 | Kitchen | Kitchen Faucet | 1.8 | 1.7689 | 1.8 | 2 |  | N/A | N/A | N/A | Bag | 0.796 |  | 1.592 |  | WA | Manufactured | Kitchen Faucet | 2190 | 1982.27 | Manufactured | FALSE | FALSE |  |  |  | 3568.086 | 3155.7738 | Manufactured_FALSE | Manufactured_FALSE | Manufactured_ | Manufactured_ | Manufactured_ | unknown | unknownManufactured_ | unknownManufactured_FALSE
Water_00003629 | SITE_01682 | Room_00020839 | Bathroom_1 | Bathroom | Bathroom Faucet | 2.6533 | 2.6533 |  | 3 |  | N/A | N/A | N/A | Bag | 0.796 |  | 2.388 |  | WA | Manufactured | Bathroom Faucet | 2190 | 1982.27 | Manufactured | FALSE | FALSE |  |  |  | 5259.6231 | 4733.6608 | Manufactured_FALSE | Manufactured_FALSE | Manufactured_ | Manufactured_ | Manufactured_ | unknown | unknownManufactured_ | unknownManufactured_FALSE
Water_00003630 | SITE_01682 | Room_00020839 | Bathroom_1 | Bathroom | Shower / Bathtub combo with diverter valve | 3.3967 | 3.3967 |  | 3.6 |  | Secondary | A few times per year | N/A | Bag | 0.8492 |  | 3.057 |  | WA | Manufactured | Shower | 2190 | 1982.27 | Manufactured | TRUE | TRUE | TRUE | TRUE | TRUE | 6733.1104 | 6059.7994 | Manufactured_TRUE | Manufactured_TRUE | Manufactured_TRUE | Manufactured_TRUE | Manufactured_TRUE | gt2.5gpm | gt2.5gpmManufactured_TRUE | gt2.5gpmManufactured_TRUE
Water_00003631 | SITE_01682 | Room_00020841 | Bathroom_2 | Bathroom | Bathroom Faucet | 3.5378 | 3.5378 |  | 4 |  | N/A | N/A | N/A | Bag | 0.796 |  | 3.184 |  | WA | Manufactured | Bathroom Faucet | 2190 | 1982.27 | Manufactured | FALSE | FALSE |  |  |  | 7012.8308 | 6311.5477 | Manufactured_FALSE | Manufactured_FALSE | Manufactured_ | Manufactured_ | Manufactured_ | unknown | unknownManufactured_ | unknownManufactured_FALSE
Water_00003632 | SITE_01682 | Room_00020841 | Bathroom_2 | Bathroom | Shower / Bathtub combo with diverter valve | 2 | 2.3589 | 2 | 2.5 |  | Primary | Daily / Almost Daily | N/A | Bag | 0.8492 |  | 2.123 |  | WA | Manufactured | Shower | 2190 | 1982.27 | Manufactured | TRUE | TRUE | TRUE | TRUE | TRUE | 3964.54 | 4208.3592 | Manufactured_TRUE | Manufactured_TRUE | Manufactured_TRUE | Manufactured_TRUE | Manufactured_TRUE | 2.0gpm | 2.0gpmManufactured_TRUE | 2.0gpmManufactured_TRUE
Water_00003633 | SITE_01548 | Room_00019038 | Kitchen_1 | Kitchen | Kitchen Faucet | 1.8 | 1.3267 | 1.8 | 1.5 |  | N/A | N/A | N/A | Bag | 0.796 |  | 1.194 |  | WA | Single Family | Kitchen Faucet | 2057 | 597.38 | Single Family | FALSE | FALSE |  |  |  | 1075.284 | 713.2717 | Single Family_FALSE | Single Family_FALSE | Single Family_ | Single Family_ | Single Family_ | unknown | unknownSingle Family_ | unknownSingle Family_FALSE
Water_00003634 | SITE_01548 | Room_00019043 | Bathroom_1 | Bathroom | Bathroom Faucet | 2.2 | 1.8578 | 2.2 | 2.1 |  | N/A | N/A | N/A | Bag | 0.796 |  | 1.672 |  | WA | Single Family | Bathroom Faucet | 2057 | 597.38 | Single Family | FALSE | FALSE |  |  |  | 1314.236 | 998.8194 | Single Family_FALSE | Single Family_FALSE | Single Family_ | Single Family_ | Single Family_ | unknown | unknownSingle Family_ | unknownSingle Family_FALSE
Water_00003635 | SITE_01548 | Room_00019043 | Bathroom_1 | Bathroom | Shower / Bathtub combo with diverter valve | 2.5 | 2.0756 | 2.5 | 2.2 |  | All used about the same | Daily / Almost Daily | N/A | Bag | 0.8492 |  | 1.868 |  | WA | Single Family | Shower | 2057 | 597.38 | Single Family | TRUE | TRUE | TRUE | TRUE | TRUE | 1493.45 | 1115.9058 | Single Family_TRUE | Single Family_TRUE | Single Family_TRUE | Single Family_TRUE | Single Family_TRUE | 2.5gpm | 2.5gpmSingle Family_TRUE | 2.5gpmSingle Family_TRUE
Water_00003636 | SITE_01587 | Room_00019600 | Kitchen_1 | Kitchen | Kitchen Faucet | 2.6533 | 2.6533 |  | 3 |  | N/A | N/A | N/A | Bag | 0.796 |  | 2.388 |  | WA | Multifamily Residence | Kitchen Faucet | 2096 | 2002.39 | Multifamily Residence | FALSE | FALSE |  |  |  | 5313.0081 | 4781.7073 | Multifamily Residence_FALSE | Multifamily Residence_FALSE | Multifamily Residence_ | Multifamily Residence_ | Multifamily Residence_ | unknown | unknownMultifamily Residence_ | unknownMultifamily Residence_FALSE
Water_00003637 | SITE_01559 | Room_00019194 | Bathroom_1 | Bathroom | Bathroom Faucet | 1 | 0.88444 | 1 | 1 |  | N/A | N/A | N/A | Bag | 0.796 |  | 0.796 |  | WA | Single Family | Bathroom Faucet | 2068 | 597.38 | Single Family | FALSE | FALSE |  |  |  | 597.38 | 475.5145 | Single Family_FALSE | Single Family_FALSE | Single Family_ | Single Family_ | Single Family_ | unknown | unknownSingle Family_ | unknownSingle Family_FALSE
Water_00003638 | SITE_01559 | Room_00019194 | Bathroom_1 | Bathroom | Shower / Bathtub combo with diverter valve | 2.5 | 3.7744 | 2.5 | 4 |  | Primary | Daily / Almost Daily | N/A | Bag | 0.8492 |  | 3.397 |  | WA | Single Family | Shower | 2068 | 597.38 | Single Family | TRUE | TRUE | TRUE | TRUE | TRUE | 1493.45 | 2029.2999 | Single Family_TRUE | Single Family_TRUE | Single Family_TRUE | Single Family_TRUE | Single Family_TRUE | 2.5gpm | 2.5gpmSingle Family_TRUE | 2.5gpmSingle Family_TRUE
Water_00003639 | SITE_01559 | Room_00019195 | Kitchen_1 | Kitchen | Kitchen Faucet | 1.2 |  | 1.2 |  | Unknown | N/A | N/A | Sink does not drain, did not test | Bag | 0.796 |  |  | Unknown | WA | Single Family | Kitchen Faucet | 2068 | 597.38 | Single Family | FALSE | FALSE |  |  |  | 716.856 | 0 | Single Family_FALSE | Single Family_FALSE | Single Family_ | Single Family_ | Single Family_ | unknown | unknownSingle Family_ | unknownSingle Family_FALSE
Water_00003640 | SITE_01559 | Room_00019197 | Bathroom_2 | Bathroom | Bathroom Faucet | unknown |  |  |  | Unknown | N/A | N/A | Bathroom under remodeling construction sink full of debris | Bag | 0.796 |  |  | Unknown | WA | Single Family | Bathroom Faucet | 2068 | 597.38 | Single Family | FALSE | FALSE |  |  |  | 0 | 0 | Single Family_FALSE | Single Family_FALSE | Single Family_ | Single Family_ | Single Family_ | unknown | unknownSingle Family_ | unknownSingle Family_FALSE
Water_00003641 | SITE_01625 | Room_00020159 | Kitchen_1 | Kitchen | Kitchen Faucet | 2 | 0.88444 | 2 | 1 |  | N/A | N/A | N/A | Bag | 0.796 |  | 0.796 |  | WA | Single Family | Kitchen Faucet | 2134 | 72.88 | Single Family | FALSE | FALSE |  |  |  | 145.76 | 58.0125 | Single Family_FALSE | Single Family_FALSE | Single Family_ | Single Family_ | Single Family_ | unknown | unknownSingle Family_ | unknownSingle Family_FALSE
Water_00003642 | SITE_01625 | Room_00020161 | Bathroom_1 | Bathroom | Bathroom Faucet | 2.2 | 1.3267 | 2.2 | 1.5 |  | N/A | N/A | N/A | Bag | 0.796 |  | 1.194 |  | WA | Single Family | Bathroom Faucet | 2134 | 72.88 | Single Family | FALSE | FALSE |  |  |  | 160.336 | 87.0187 | Single Family_FALSE | Single Family_FALSE | Single Family_ | Single Family_ | Single Family_ | unknown | unknownSingle Family_ | unknownSingle Family_FALSE
Water_00003643 | SITE_01625 | Room_00020161 | Bathroom_1 | Bathroom | Shower / Bathtub combo with diverter valve | 2 | 2.6422 | 2 | 2.8 |  | Primary | Daily / Almost Daily | N/A | Bag | 0.8492 |  | 2.378 |  | WA | Single Family | Shower | 2134 | 72.88 | Single Family | TRUE | TRUE | TRUE | TRUE | TRUE | 145.76 | 173.3086 | Single Family_TRUE | Single Family_TRUE | Single Family_TRUE | Single Family_TRUE | Single Family_TRUE | 2.0gpm | 2.0gpmSingle Family_TRUE | 2.0gpmSingle Family_TRUE
Water_00003644 | SITE_01612 | Room_00019990 | Kitchen_1 | Kitchen | Kitchen Faucet | 1.8578 | 1.8578 |  | 2.1 |  | N/A | N/A | N/A | Bag | 0.796 |  | 1.672 |  | WA | Single Family | Kitchen Faucet | 2121 | 72.88 | Single Family | FALSE | FALSE |  |  |  | 135.3948 | 121.8554 | Single Family_FALSE | Single Family_FALSE | Single Family_ | Single Family_ | Single Family_ | unknown | unknownSingle Family_ | unknownSingle Family_FALSE
Water_00003645 | SITE_01612 | Room_00019992 | Bathroom_1 | Bathroom | Bathroom Faucet | 2.3 | 2.3 |  | 2.6 |  | N/A | N/A | N/A | Bag | 0.796 |  | 2.07 |  | WA | Single Family | Bathroom Faucet | 2121 | 72.88 | Single Family | FALSE | FALSE |  |  |  | 167.624 | 150.8616 | Single Family_FALSE | Single Family_FALSE | Single Family_ | Single Family_ | Single Family_ | unknown | unknownSingle Family_ | unknownSingle Family_FALSE
Water_00003646 | SITE_01612 | Room_00019992 | Bathroom_1 | Bathroom | Shower / Bathtub combo with diverter valve | 2.5 | 3.2078 | 2.5 | 3.4 |  | Secondary | Daily / Almost Daily | N/A | Bag | 0.8492 |  | 2.887 |  | WA | Single Family | Shower | 2121 | 72.88 | Single Family | TRUE | TRUE | TRUE | TRUE | TRUE | 182.2 | 210.4046 | Single Family_TRUE | Single Family_TRUE | Single Family_TRUE | Single Family_TRUE | Single Family_TRUE | 2.5gpm | 2.5gpmSingle Family_TRUE | 2.5gpmSingle Family_TRUE
Water_00003647 | SITE_01612 | Room_00019995 | Bathroom_2 | Bathroom | Bathroom Faucet | 1.7689 | 1.7689 |  | 2 |  | N/A | N/A | N/A | Bag | 0.796 |  | 1.592 |  | WA | Single Family | Bathroom Faucet | 2121 | 72.88 | Single Family | FALSE | FALSE |  |  |  | 128.9166 | 116.025 | Single Family_FALSE | Single Family_FALSE | Single Family_ | Single Family_ | Single Family_ | unknown | unknownSingle Family_ | unknownSingle Family_FALSE
Water_00003648 | SITE_01612 | Room_00019995 | Bathroom_2 | Bathroom | Shower | 2.5 |  | 2.5 |  | Unknown | Primary | Daily / Almost Daily | Showerhead too large to use flow bag | Bag | 0.8492 |  |  | Unknown | WA | Single Family | Shower | 2121 | 72.88 | Single Family | TRUE | FALSE | TRUE | FALSE | FALSE | 182.2 | 0 | Single Family_TRUE | Single Family_FALSE | Single Family_TRUE | Single Family_FALSE | Single Family_FALSE | unknown | unknownSingle Family_FALSE | unknownSingle Family_TRUE
Water_00003649 | SITE_01566 | Room_00019280 | Kitchen_1 | Kitchen | Kitchen Faucet | unknown |  |  | 2.4 |  | N/A | N/A | N/A | Unknown |  | N/A |  | N/A | WA | Single Family | Kitchen Faucet | 2075 | 597.38 | Single Family | FALSE | FALSE |  |  |  | 0 | 0 | Single Family_FALSE | Single Family_FALSE | Single Family_ | Single Family_ | Single Family_ | unknown | unknownSingle Family_ | unknownSingle Family_FALSE
Water_00003650 | SITE_01566 | Room_00019286 | Bathroom_1 | Bathroom | Bathroom Faucet | unknown |  |  | 2.3 |  | N/A | N/A | N/A | Unknown |  | N/A |  | N/A | WA | Single Family | Bathroom Faucet | 2075 | 597.38 | Single Family | FALSE | FALSE |  |  |  | 0 | 0 | Single Family_FALSE | Single Family_FALSE | Single Family_ | Single Family_ | Single Family_ | unknown | unknownSingle Family_ | unknownSingle Family_FALSE
Water_00003651 | SITE_01566 | Room_00019287 | Bathroom_2 | Bathroom | Bathroom Faucet | unknown |  |  | 2 |  | N/A | N/A | N/A | Unknown |  | N/A |  | N/A | WA | Single Family | Bathroom Faucet | 2075 | 597.38 | Single Family | FALSE | FALSE |  |  |  | 0 | 0 | Single Family_FALSE | Single Family_FALSE | Single Family_ | Single Family_ | Single Family_ | unknown | unknownSingle Family_ | unknownSingle Family_FALSE
Water_00003652 | SITE_01566 | Room_00019287 | Bathroom_2 | Bathroom | Shower | unknown |  |  |  | Unknown | Primary | Daily / Almost Daily | Too wide for flow bag | Unknown |  | N/A |  | N/A | WA | Single Family | Shower | 2075 | 597.38 | Single Family | TRUE | FALSE | FALSE | FALSE | FALSE | 0 | 0 | Single Family_TRUE | Single Family_FALSE | Single Family_FALSE | Single Family_FALSE | Single Family_FALSE | unknown | unknownSingle Family_FALSE | unknownSingle Family_TRUE
Water_00003653 | SITE_01566 | Room_00019294 | Bathroom_3 | Bathroom | Shower | 2 |  | 2 |  | Unknown | Secondary | A few times per month | N/A | Unknown |  | N/A |  | N/A | WA | Single Family | Shower | 2075 | 597.38 | Single Family | TRUE | FALSE | TRUE | FALSE | FALSE | 1194.76 | 0 | Single Family_TRUE | Single Family_FALSE | Single Family_TRUE | Single Family_FALSE | Single Family_FALSE | unknown | unknownSingle Family_FALSE | unknownSingle Family_TRUE
Water_00003654 | SITE_01566 | Room_00019294 | Bathroom_3 | Bathroom | Bathroom Faucet | 2.2 |  | 2.2 | 2.5 |  | N/A | N/A | N/A | Unknown |  | N/A |  | N/A | WA | Single Family | Bathroom Faucet | 2075 | 597.38 | Single Family | FALSE | FALSE |  |  |  | 1314.236 | 0 | Single Family_FALSE | Single Family_FALSE | Single Family_ | Single Family_ | Single Family_ | unknown | unknownSingle Family_ | unknownSingle Family_FALSE
Water_00003655 | SITE_01650 | Room_00020454 | Kitchen_1 | Kitchen | Kitchen Faucet | 1.5 |  | 1.5 | 1.2 |  | N/A | N/A | N/A | Unknown |  | N/A |  | N/A | WA | Single Family | Kitchen Faucet | 2159 | 72.88 | Single Family | FALSE | FALSE |  |  |  | 109.32 | 0 | Single Family_FALSE | Single Family_FALSE | Single Family_ | Single Family_ | Single Family_ | unknown | unknownSingle Family_ | unknownSingle Family_FALSE
Water_00003656 | SITE_01650 | Room_00020455 | Bathroom_1 | Bathroom | Bathroom Faucet | 2 |  | 2 | 1 |  | N/A | N/A | N/A | Unknown |  | N/A |  | N/A | WA | Single Family | Bathroom Faucet | 2159 | 72.88 | Single Family | FALSE | FALSE |  |  |  | 145.76 | 0 | Single Family_FALSE | Single Family_FALSE | Single Family_ | Single Family_ | Single Family_ | unknown | unknownSingle Family_ | unknownSingle Family_FALSE
Water_00003657 | SITE_01650 | Room_00020455 | Bathroom_1 | Bathroom | Shower / Bathtub combo with diverter valve | unknown |  |  |  | Unknown | Primary | Daily / Almost Daily | Could not access. No aerater | Unknown |  | N/A |  | N/A | WA | Single Family | Shower | 2159 | 72.88 | Single Family | TRUE | TRUE | FALSE | FALSE | FALSE | 0 | 0 | Single Family_TRUE | Single Family_TRUE | Single Family_FALSE | Single Family_FALSE | Single Family_FALSE | unknown | unknownSingle Family_FALSE | unknownSingle Family_TRUE
Water_00003658 | SITE_01680 | Room_00020807 | Kitchen_1 | Kitchen | Kitchen Faucet | unknown |  |  | 1.2 |  | N/A | N/A | N/A | Unknown |  | N/A |  | N/A | WA | Single Family | Kitchen Faucet | 2188 | 235.4 | Single Family | FALSE | FALSE |  |  |  | 0 | 0 | Single Family_FALSE | Single Family_FALSE | Single Family_ | Single Family_ | Single Family_ | unknown | unknownSingle Family_ | unknownSingle Family_FALSE
Water_00003659 | SITE_01680 | Room_00020811 | Bathroom_1 | Bathroom | Shower | unknown |  |  |  | Unknown | Secondary | A few times per month | Too wide for bag | Unknown |  | N/A |  | N/A | WA | Single Family | Shower | 2188 | 235.4 | Single Family | TRUE | FALSE | FALSE | FALSE | FALSE | 0 | 0 | Single Family_TRUE | Single Family_FALSE | Single Family_FALSE | Single Family_FALSE | Single Family_FALSE | unknown | unknownSingle Family_FALSE | unknownSingle Family_TRUE
Water_00003660 | SITE_01680 | Room_00020811 | Bathroom_1 | Bathroom | Bathroom Faucet | unknown |  |  | 1.3 |  | N/A | N/A | N/A | Unknown |  | N/A |  | N/A | WA | Single Family | Bathroom Faucet | 2188 | 235.4 | Single Family | FALSE | FALSE |  |  |  | 0 | 0 | Single Family_FALSE | Single Family_FALSE | Single Family_ | Single Family_ | Single Family_ | unknown | unknownSingle Family_ | unknownSingle Family_FALSE
Water_00003661 | SITE_01680 | Room_00020809 | Living Room_2 | Living Room | Kitchen Faucet | unknown |  |  | 1.3 |  | N/A | N/A | N/A | Unknown |  | N/A |  | N/A | WA | Single Family | Kitchen Faucet | 2188 | 235.4 | Single Family | FALSE | FALSE |  |  |  | 0 | 0 | Single Family_FALSE | Single Family_FALSE | Single Family_ | Single Family_ | Single Family_ | unknown | unknownSingle Family_ | unknownSingle Family_FALSE
Water_00003662 | SITE_01680 | Room_00020812 | Bathroom_2 | Bathroom | Bathroom Faucet | unknown |  |  | 2.4 |  | N/A | N/A | N/A | Unknown |  | N/A |  | N/A | WA | Single Family | Bathroom Faucet | 2188 | 235.4 | Single Family | FALSE | FALSE |  |  |  | 0 | 0 | Single Family_FALSE | Single Family_FALSE | Single Family_ | Single Family_ | Single Family_ | unknown | unknownSingle Family_ | unknownSingle Family_FALSE
Water_00003663 | SITE_01680 | Room_00020812 | Bathroom_2 | Bathroom | Shower / Bathtub combo with diverter valve | unknown |  |  | 1.3 |  | Primary | Daily / Almost Daily | N/A | Unknown |  | N/A |  | N/A | WA | Single Family | Shower | 2188 | 235.4 | Single Family | TRUE | TRUE | FALSE | FALSE | FALSE | 0 | 0 | Single Family_TRUE | Single Family_TRUE | Single Family_FALSE | Single Family_FALSE | Single Family_FALSE | unknown | unknownSingle Family_FALSE | unknownSingle Family_TRUE
Water_00003664 | SITE_02062 | Room_00025411 | Bathroom_6 | Bathroom | Bathroom Faucet | 2.2 |  | 2.2 | 2.3 |  | N/A | N/A | N/A | Unknown |  | N/A |  | N/A | WA | Single Family | Bathroom Faucet | 2569 | 12576.67 | Single Family | FALSE | FALSE |  |  |  | 27668.674 | 0 | Single Family_FALSE | Single Family_FALSE | Single Family_ | Single Family_ | Single Family_ | unknown | unknownSingle Family_ | unknownSingle Family_FALSE
Water_00003665 | SITE_02062 | Room_00025411 | Bathroom_6 | Bathroom | Shower | 2.5 |  | 2.5 | 2.5 |  | Primary | Daily / Almost Daily | N/A | Unknown |  | N/A |  | N/A | WA | Single Family | Shower | 2569 | 12576.67 | Single Family | TRUE | FALSE | TRUE | FALSE | FALSE | 31441.675 | 0 | Single Family_TRUE | Single Family_FALSE | Single Family_TRUE | Single Family_FALSE | Single Family_FALSE | unknown | unknownSingle Family_FALSE | unknownSingle Family_TRUE
Water_00003666 | SITE_01555 | Room_00019126 | Laundry_1 | Laundry | Kitchen Faucet | unknown |  |  | 3.3 |  | N/A | N/A | N/A | Unknown |  | N/A |  | N/A | WA | Single Family | Kitchen Faucet | 2064 | 2259.17 | Single Family | FALSE | FALSE |  |  |  | 0 | 0 | Single Family_FALSE | Single Family_FALSE | Single Family_ | Single Family_ | Single Family_ | unknown | unknownSingle Family_ | unknownSingle Family_FALSE
Water_00003667 | SITE_01555 | Room_00019127 | Bathroom_1 | Bathroom | Bathroom Faucet | 1.5 |  | 1.5 | 1.3 |  | N/A | N/A | N/A | Unknown |  | N/A |  | N/A | WA | Single Family | Bathroom Faucet | 2064 | 2259.17 | Single Family | FALSE | FALSE |  |  |  | 3388.755 | 0 | Single Family_FALSE | Single Family_FALSE | Single Family_ | Single Family_ | Single Family_ | unknown | unknownSingle Family_ | unknownSingle Family_FALSE
Water_00003668 | SITE_01555 | Room_00019132 | Kitchen_1 | Kitchen | Kitchen Faucet | unknown |  |  | 2.3 |  | N/A | N/A | N/A | Unknown |  | N/A |  | N/A | WA | Single Family | Kitchen Faucet | 2064 | 2259.17 | Single Family | FALSE | FALSE |  |  |  | 0 | 0 | Single Family_FALSE | Single Family_FALSE | Single Family_ | Single Family_ | Single Family_ | unknown | unknownSingle Family_ | unknownSingle Family_FALSE
Water_00003669 | SITE_01555 | Room_00019134 | Bathroom_2 | Bathroom | Bathroom Faucet | 2 |  | 2 | 1.4 |  | N/A | N/A | N/A | Unknown |  | N/A |  | N/A | WA | Single Family | Bathroom Faucet | 2064 | 2259.17 | Single Family | FALSE | FALSE |  |  |  | 4518.34 | 0 | Single Family_FALSE | Single Family_FALSE | Single Family_ | Single Family_ | Single Family_ | unknown | unknownSingle Family_ | unknownSingle Family_FALSE
Water_00003670 | SITE_01555 | Room_00019134 | Bathroom_2 | Bathroom | Shower / Bathtub combo with diverter valve | 2.5 |  | 2.5 |  | Unknown | Secondary | A few times per week | N/A | Unknown |  | N/A |  | N/A | WA | Single Family | Shower | 2064 | 2259.17 | Single Family | TRUE | TRUE | TRUE | FALSE | FALSE | 5647.925 | 0 | Single Family_TRUE | Single Family_TRUE | Single Family_TRUE | Single Family_FALSE | Single Family_FALSE | unknown | unknownSingle Family_FALSE | unknownSingle Family_TRUE
Water_00003671 | SITE_01555 | Room_00019138 | Bathroom_3 | Bathroom | Bathroom Faucet | 2 |  | 2 | 1.5 |  | N/A | N/A | N/A | Unknown |  | N/A |  | N/A | WA | Single Family | Bathroom Faucet | 2064 | 2259.17 | Single Family | FALSE | FALSE |  |  |  | 4518.34 | 0 | Single Family_FALSE | Single Family_FALSE | Single Family_ | Single Family_ | Single Family_ | unknown | unknownSingle Family_ | unknownSingle Family_FALSE
Water_00003672 | SITE_01555 | Room_00019138 | Bathroom_3 | Bathroom | Shower | 2.5 |  | 2.5 | 3 |  | Primary | Daily / Almost Daily | N/A | Unknown |  | N/A |  | N/A | WA | Single Family | Shower | 2064 | 2259.17 | Single Family | TRUE | FALSE | TRUE | FALSE | FALSE | 5647.925 | 0 | Single Family_TRUE | Single Family_FALSE | Single Family_TRUE | Single Family_FALSE | Single Family_FALSE | unknown | unknownSingle Family_FALSE | unknownSingle Family_TRUE
Water_00003673 | SITE_01804 | Room_00021945 | Bathroom_1 | Bathroom | Shower / Bathtub combo with diverter valve | unknown |  |  | 1.5 |  | Primary | Daily / Almost Daily | N/A | Unknown |  | N/A |  | N/A | WA | Multifamily Residence | Shower | 2312 | 2002.39 | Multifamily Residence | TRUE | TRUE | FALSE | FALSE | FALSE | 0 | 0 | Multifamily Residence_TRUE | Multifamily Residence_TRUE | Multifamily Residence_FALSE | Multifamily Residence_FALSE | Multifamily Residence_FALSE | unknown | unknownMultifamily Residence_FALSE | unknownMultifamily Residence_TRUE
Water_00003674 | SITE_01804 | Room_00021945 | Bathroom_1 | Bathroom | Bathroom Faucet | unknown |  |  | 1.3 |  | N/A | N/A | N/A | Unknown |  | N/A |  | N/A | WA | Multifamily Residence | Bathroom Faucet | 2312 | 2002.39 | Multifamily Residence | FALSE | FALSE |  |  |  | 0 | 0 | Multifamily Residence_FALSE | Multifamily Residence_FALSE | Multifamily Residence_ | Multifamily Residence_ | Multifamily Residence_ | unknown | unknownMultifamily Residence_ | unknownMultifamily Residence_FALSE
Water_00003675 | SITE_01804 | Room_00021946 | Kitchen_1 | Kitchen | Kitchen Faucet | unknown |  |  | 2.2 |  | N/A | N/A | N/A | Unknown |  | N/A |  | N/A | WA | Multifamily Residence | Kitchen Faucet | 2312 | 2002.39 | Multifamily Residence | FALSE | FALSE |  |  |  | 0 | 0 | Multifamily Residence_FALSE | Multifamily Residence_FALSE | Multifamily Residence_ | Multifamily Residence_ | Multifamily Residence_ | unknown | unknownMultifamily Residence_ | unknownMultifamily Residence_FALSE
Water_00003676 | SITE_01814 | Room_00022029 | Kitchen_1 | Kitchen | Kitchen Faucet | 2.2 |  | 2.2 | 1.4 |  | N/A | N/A | N/A | Unknown |  | N/A |  | N/A | WA | Multifamily Residence | Kitchen Faucet | 2322 | 2002.39 | Multifamily Residence | FALSE | FALSE |  |  |  | 4405.258 | 0 | Multifamily Residence_FALSE | Multifamily Residence_FALSE | Multifamily Residence_ | Multifamily Residence_ | Multifamily Residence_ | unknown | unknownMultifamily Residence_ | unknownMultifamily Residence_FALSE
Water_00003677 | SITE_01814 | Room_00022032 | Bathroom_1 | Bathroom | Bathroom Faucet | 1.5 |  | 1.5 | 1.3 |  | N/A | N/A | N/A | Unknown |  | N/A |  | N/A | WA | Multifamily Residence | Bathroom Faucet | 2322 | 2002.39 | Multifamily Residence | FALSE | FALSE |  |  |  | 3003.585 | 0 | Multifamily Residence_FALSE | Multifamily Residence_FALSE | Multifamily Residence_ | Multifamily Residence_ | Multifamily Residence_ | unknown | unknownMultifamily Residence_ | unknownMultifamily Residence_FALSE
Water_00003678 | SITE_01814 | Room_00022032 | Bathroom_1 | Bathroom | Shower | 1.5 |  | 1.5 | 1.3 |  | Primary | Daily / Almost Daily | N/A | Unknown |  | N/A |  | N/A | WA | Multifamily Residence | Shower | 2322 | 2002.39 | Multifamily Residence | TRUE | FALSE | TRUE | FALSE | FALSE | 3003.585 | 0 | Multifamily Residence_TRUE | Multifamily Residence_FALSE | Multifamily Residence_TRUE | Multifamily Residence_FALSE | Multifamily Residence_FALSE | unknown | unknownMultifamily Residence_FALSE | unknownMultifamily Residence_TRUE
Water_00003679 | SITE_01634 | Room_00020267 | Kitchen_1 | Kitchen | Kitchen Faucet | 4.4222 | 4.4222 |  | 5 |  | N/A | N/A | N/A | Bag | 0.796 |  | 3.98 |  | WA | Single Family | Kitchen Faucet | 2143 | 235.4 | Single Family | FALSE | FALSE |  |  |  | 1040.9911 | 936.892 | Single Family_FALSE | Single Family_FALSE | Single Family_ | Single Family_ | Single Family_ | unknown | unknownSingle Family_ | unknownSingle Family_FALSE
Water_00003680 | SITE_01634 | Room_00020275 | Bathroom_1 | Bathroom | Bathroom Faucet | unknown |  |  | 5 |  | N/A | N/A | N/A | Unknown |  | N/A |  | N/A | WA | Single Family | Bathroom Faucet | 2143 | 235.4 | Single Family | FALSE | FALSE |  |  |  | 0 | 0 | Single Family_FALSE | Single Family_FALSE | Single Family_ | Single Family_ | Single Family_ | unknown | unknownSingle Family_ | unknownSingle Family_FALSE
Water_00003681 | SITE_01634 | Room_00020275 | Bathroom_1 | Bathroom | Shower | unknown |  |  | 5 |  | All used about the same | Daily / Almost Daily | N/A | Unknown |  | N/A |  | N/A | WA | Single Family | Shower | 2143 | 235.4 | Single Family | TRUE | FALSE | FALSE | FALSE | FALSE | 0 | 0 | Single Family_TRUE | Single Family_FALSE | Single Family_FALSE | Single Family_FALSE | Single Family_FALSE | unknown | unknownSingle Family_FALSE | unknownSingle Family_TRUE
Water_00003682 | SITE_01634 | Room_00020277 | Bathroom_2 | Bathroom | Shower / Bathtub combo with diverter valve | 2.5 |  | 2.5 | 2.5 |  | All used about the same | Daily / Almost Daily | N/A | Unknown |  | N/A |  | N/A | WA | Single Family | Shower | 2143 | 235.4 | Single Family | TRUE | TRUE | TRUE | FALSE | FALSE | 588.5 | 0 | Single Family_TRUE | Single Family_TRUE | Single Family_TRUE | Single Family_FALSE | Single Family_FALSE | unknown | unknownSingle Family_FALSE | unknownSingle Family_TRUE
Water_00003683 | SITE_01634 | Room_00020277 | Bathroom_2 | Bathroom | Bathroom Faucet | unknown |  |  | 2 |  | N/A | N/A | N/A | Unknown |  | N/A |  | N/A | WA | Single Family | Bathroom Faucet | 2143 | 235.4 | Single Family | FALSE | FALSE |  |  |  | 0 | 0 | Single Family_FALSE | Single Family_FALSE | Single Family_ | Single Family_ | Single Family_ | unknown | unknownSingle Family_ | unknownSingle Family_FALSE
Water_00003684 | SITE_01661 | Room_00020569 | Bathroom_1 | Bathroom | Bathroom Faucet | 1.5 |  | 1.5 | 2.5 |  | N/A | N/A | N/A | Unknown |  | N/A |  | N/A | WA | Single Family | Bathroom Faucet | 2169 | 235.4 | Single Family | FALSE | FALSE |  |  |  | 353.1 | 0 | Single Family_FALSE | Single Family_FALSE | Single Family_ | Single Family_ | Single Family_ | unknown | unknownSingle Family_ | unknownSingle Family_FALSE
Water_00003685 | SITE_01661 | Room_00020566 | Kitchen_1 | Kitchen | Kitchen Faucet | 2.5 | 2.2111 | 2.5 | 2.5 |  | N/A | N/A | N/A | Bag | 0.796 |  | 1.99 |  | WA | Single Family | Kitchen Faucet | 2169 | 235.4 | Single Family | FALSE | FALSE |  |  |  | 588.5 | 468.446 | Single Family_FALSE | Single Family_FALSE | Single Family_ | Single Family_ | Single Family_ | unknown | unknownSingle Family_ | unknownSingle Family_FALSE
Water_00003686 | SITE_01661 | Room_00020573 | Basement_1 | Basement | Bathroom Faucet | 1.5 |  | 1.5 | 2.5 |  | N/A | N/A | N/A | Unknown |  | N/A |  | N/A | WA | Single Family | Bathroom Faucet | 2169 | 235.4 | Single Family | FALSE | FALSE |  |  |  | 353.1 | 0 | Single Family_FALSE | Single Family_FALSE | Single Family_ | Single Family_ | Single Family_ | unknown | unknownSingle Family_ | unknownSingle Family_FALSE
Water_00003687 | SITE_01661 | Room_00020573 | Basement_1 | Basement | Bathroom Faucet | unknown |  |  | 5 |  | N/A | N/A | Utility basin | Unknown |  | N/A |  | N/A | WA | Single Family | Bathroom Faucet | 2169 | 235.4 | Single Family | FALSE | FALSE |  |  |  | 0 | 0 | Single Family_FALSE | Single Family_FALSE | Single Family_ | Single Family_ | Single Family_ | unknown | unknownSingle Family_ | unknownSingle Family_FALSE
Water_00003688 | SITE_01661 | Room_00020575 | Bathroom_2 | Bathroom | Bathroom Faucet | unknown |  |  | 2 |  | N/A | N/A | N/A | Unknown |  | N/A |  | N/A | WA | Single Family | Bathroom Faucet | 2169 | 235.4 | Single Family | FALSE | FALSE |  |  |  | 0 | 0 | Single Family_FALSE | Single Family_FALSE | Single Family_ | Single Family_ | Single Family_ | unknown | unknownSingle Family_ | unknownSingle Family_FALSE
Water_00003689 | SITE_01661 | Room_00020575 | Bathroom_2 | Bathroom | Shower / Bathtub combo with diverter valve | unknown |  |  | 3.5 |  | Primary | Daily / Almost Daily | N/A | Unknown |  | N/A |  | N/A | WA | Single Family | Shower | 2169 | 235.4 | Single Family | TRUE | TRUE | FALSE | FALSE | FALSE | 0 | 0 | Single Family_TRUE | Single Family_TRUE | Single Family_FALSE | Single Family_FALSE | Single Family_FALSE | unknown | unknownSingle Family_FALSE | unknownSingle Family_TRUE
Water_00003690 | SITE_01552 | Room_00019100 | Bathroom_6 | Bathroom | Bathroom Faucet | 2 |  | 2 | 2 |  | N/A | N/A | N/A | Unknown |  | N/A |  | N/A | WA | Single Family | Bathroom Faucet | 2061 | 597.38 | Single Family | FALSE | FALSE |  |  |  | 1194.76 | 0 | Single Family_FALSE | Single Family_FALSE | Single Family_ | Single Family_ | Single Family_ | unknown | unknownSingle Family_ | unknownSingle Family_FALSE
Water_00003691 | SITE_01552 | Room_00019100 | Bathroom_6 | Bathroom | Shower | 2.5 |  | 2.5 | 2.5 |  | Primary | Daily / Almost Daily | N/A | Unknown |  | N/A |  | N/A | WA | Single Family | Shower | 2061 | 597.38 | Single Family | TRUE | FALSE | TRUE | FALSE | FALSE | 1493.45 | 0 | Single Family_TRUE | Single Family_FALSE | Single Family_TRUE | Single Family_FALSE | Single Family_FALSE | unknown | unknownSingle Family_FALSE | unknownSingle Family_TRUE
Water_00003692 | SITE_01646 | Room_00020415 | Bathroom_1 | Bathroom | Bathroom Faucet | unknown |  |  | 1.5 |  | N/A | N/A | N/A | Unknown |  | N/A |  | N/A | WA | Single Family | Bathroom Faucet | 2155 | 72.88 | Single Family | FALSE | FALSE |  |  |  | 0 | 0 | Single Family_FALSE | Single Family_FALSE | Single Family_ | Single Family_ | Single Family_ | unknown | unknownSingle Family_ | unknownSingle Family_FALSE
Water_00003693 | SITE_01646 | Room_00020415 | Bathroom_1 | Bathroom | Shower / Bathtub combo with diverter valve | unknown |  |  | 2.5 |  | Primary | Daily / Almost Daily | N/A | Unknown |  | N/A |  | N/A | WA | Single Family | Shower | 2155 | 72.88 | Single Family | TRUE | TRUE | FALSE | FALSE | FALSE | 0 | 0 | Single Family_TRUE | Single Family_TRUE | Single Family_FALSE | Single Family_FALSE | Single Family_FALSE | unknown | unknownSingle Family_FALSE | unknownSingle Family_TRUE
Water_00003694 | SITE_01588 | Room_00019612 | Bathroom_1 | Bathroom | Bathroom Faucet | 2.5 |  | 2.5 | 4 |  | N/A | N/A | N/A | Unknown |  | N/A |  | N/A | WA | Single Family | Bathroom Faucet | 2097 | 2259.17 | Single Family | FALSE | FALSE |  |  |  | 5647.925 | 0 | Single Family_FALSE | Single Family_FALSE | Single Family_ | Single Family_ | Single Family_ | unknown | unknownSingle Family_ | unknownSingle Family_FALSE
Water_00003695 | SITE_01588 | Room_00019612 | Bathroom_1 | Bathroom | Shower / Bathtub combo with diverter valve | 2.5 |  | 2.5 | 3.5 |  | Secondary | A few times per year | N/A | Unknown |  | N/A |  | N/A | WA | Single Family | Shower | 2097 | 2259.17 | Single Family | TRUE | TRUE | TRUE | FALSE | FALSE | 5647.925 | 0 | Single Family_TRUE | Single Family_TRUE | Single Family_TRUE | Single Family_FALSE | Single Family_FALSE | unknown | unknownSingle Family_FALSE | unknownSingle Family_TRUE
Water_00003696 | SITE_01588 | Room_00019615 | Kitchen_1 | Kitchen | Bathroom Faucet | unknown |  |  | 2.5 |  | N/A | N/A | N/A | Unknown |  | N/A |  | N/A | WA | Single Family | Bathroom Faucet | 2097 | 2259.17 | Single Family | FALSE | FALSE |  |  |  | 0 | 0 | Single Family_FALSE | Single Family_FALSE | Single Family_ | Single Family_ | Single Family_ | unknown | unknownSingle Family_ | unknownSingle Family_FALSE
Water_00003697 | SITE_01588 | Room_00019617 | Bathroom_2 | Bathroom | Bathroom Faucet | unknown |  |  | 5 |  | N/A | N/A | N/A | Unknown |  | N/A |  | N/A | WA | Single Family | Bathroom Faucet | 2097 | 2259.17 | Single Family | FALSE | FALSE |  |  |  | 0 | 0 | Single Family_FALSE | Single Family_FALSE | Single Family_ | Single Family_ | Single Family_ | unknown | unknownSingle Family_ | unknownSingle Family_FALSE
Water_00003698 | SITE_01588 | Room_00019623 | Bathroom_3 | Bathroom | Bathroom Faucet | unknown |  |  | 3 |  | N/A | N/A | N/A | Unknown |  | N/A |  | N/A | WA | Single Family | Bathroom Faucet | 2097 | 2259.17 | Single Family | FALSE | FALSE |  |  |  | 0 | 0 | Single Family_FALSE | Single Family_FALSE | Single Family_ | Single Family_ | Single Family_ | unknown | unknownSingle Family_ | unknownSingle Family_FALSE
Water_00003699 | SITE_01588 | Room_00019623 | Bathroom_3 | Bathroom | Shower | 2.5 |  | 2.5 | 3 |  | Primary | Daily / Almost Daily | N/A | Unknown |  | N/A |  | N/A | WA | Single Family | Shower | 2097 | 2259.17 | Single Family | TRUE | FALSE | TRUE | FALSE | FALSE | 5647.925 | 0 | Single Family_TRUE | Single Family_FALSE | Single Family_TRUE | Single Family_FALSE | Single Family_FALSE | unknown | unknownSingle Family_FALSE | unknownSingle Family_TRUE
Water_00003700 | SITE_01588 | Room_00019626 | Bathroom_4 | Bathroom | Bathroom Faucet | unknown |  |  | 3 |  | N/A | N/A | N/A | Unknown |  | N/A |  | N/A | WA | Single Family | Bathroom Faucet | 2097 | 2259.17 | Single Family | FALSE | FALSE |  |  |  | 0 | 0 | Single Family_FALSE | Single Family_FALSE | Single Family_ | Single Family_ | Single Family_ | unknown | unknownSingle Family_ | unknownSingle Family_FALSE
Water_00003701 | SITE_01588 | Room_00019626 | Bathroom_4 | Bathroom | Shower / Bathtub combo with diverter valve | unknown |  |  | 3.5 |  | Secondary | Unknown | N/A | Unknown |  | N/A |  | N/A | WA | Single Family | Shower | 2097 | 2259.17 | Single Family | TRUE | TRUE | FALSE | FALSE | FALSE | 0 | 0 | Single Family_TRUE | Single Family_TRUE | Single Family_FALSE | Single Family_FALSE | Single Family_FALSE | unknown | unknownSingle Family_FALSE | unknownSingle Family_TRUE
Water_00003702 | SITE_01642 | Room_00020359 | Kitchen_2 | Kitchen | Bathroom Faucet | 2.2 |  | 2.2 | 3 |  | N/A | N/A | N/A | Unknown |  | N/A |  | N/A | WA | Single Family | Bathroom Faucet | 2151 | 235.4 | Single Family | FALSE | FALSE |  |  |  | 517.88 | 0 | Single Family_FALSE | Single Family_FALSE | Single Family_ | Single Family_ | Single Family_ | unknown | unknownSingle Family_ | unknownSingle Family_FALSE
Water_00003703 | SITE_01642 | Room_00020361 | Bathroom_6 | Bathroom | Bathroom Faucet | 1.5 |  | 1.5 | 2 |  | N/A | N/A | N/A | Unknown |  | N/A |  | N/A | WA | Single Family | Bathroom Faucet | 2151 | 235.4 | Single Family | FALSE | FALSE |  |  |  | 353.1 | 0 | Single Family_FALSE | Single Family_FALSE | Single Family_ | Single Family_ | Single Family_ | unknown | unknownSingle Family_ | unknownSingle Family_FALSE
Water_00003704 | SITE_01642 | Room_00020361 | Bathroom_6 | Bathroom | Shower / Bathtub combo with diverter valve | 2.5 |  | 2.5 | 2.5 |  | Primary | Daily / Almost Daily | N/A | Unknown |  | N/A |  | N/A | WA | Single Family | Shower | 2151 | 235.4 | Single Family | TRUE | TRUE | TRUE | FALSE | FALSE | 588.5 | 0 | Single Family_TRUE | Single Family_TRUE | Single Family_TRUE | Single Family_FALSE | Single Family_FALSE | unknown | unknownSingle Family_FALSE | unknownSingle Family_TRUE
Water_00003705 | SITE_01811 | Room_00022003 | Kitchen_1 | Kitchen | Kitchen Faucet | 1.5 | 1.7689 | 1.5 | 2 |  | N/A | N/A | N/A | Bag | 0.796 |  | 1.592 |  | WA | Multifamily Residence | Kitchen Faucet | 2319 | 2002.39 | Multifamily Residence | FALSE | FALSE |  |  |  | 3003.585 | 3187.8049 | Multifamily Residence_FALSE | Multifamily Residence_FALSE | Multifamily Residence_ | Multifamily Residence_ | Multifamily Residence_ | unknown | unknownMultifamily Residence_ | unknownMultifamily Residence_FALSE
Water_00003706 | SITE_01811 | Room_00022004 | Bathroom_1 | Bathroom | Bathroom Faucet | unknown |  |  | 2 |  | N/A | N/A | N/A | Unknown |  | N/A |  | N/A | WA | Multifamily Residence | Bathroom Faucet | 2319 | 2002.39 | Multifamily Residence | FALSE | FALSE |  |  |  | 0 | 0 | Multifamily Residence_FALSE | Multifamily Residence_FALSE | Multifamily Residence_ | Multifamily Residence_ | Multifamily Residence_ | unknown | unknownMultifamily Residence_ | unknownMultifamily Residence_FALSE
Water_00003707 | SITE_01811 | Room_00022004 | Bathroom_1 | Bathroom | Shower / Bathtub combo with diverter valve | 2.5 |  | 2.5 | 2.5 |  | Primary | Daily / Almost Daily | N/A | Unknown |  | N/A |  | N/A | WA | Multifamily Residence | Shower | 2319 | 2002.39 | Multifamily Residence | TRUE | TRUE | TRUE | FALSE | FALSE | 5005.975 | 0 | Multifamily Residence_TRUE | Multifamily Residence_TRUE | Multifamily Residence_TRUE | Multifamily Residence_FALSE | Multifamily Residence_FALSE | unknown | unknownMultifamily Residence_FALSE | unknownMultifamily Residence_TRUE
Water_00003708 | SITE_01579 | Room_00019501 | Bathroom_6 | Bathroom | Shower | 2 |  | 2 | 3 |  | Secondary | A few times per year | N/A | Unknown |  | N/A |  | N/A | WA | Single Family | Shower | 2088 | 597.38 | Single Family | TRUE | FALSE | TRUE | FALSE | FALSE | 1194.76 | 0 | Single Family_TRUE | Single Family_FALSE | Single Family_TRUE | Single Family_FALSE | Single Family_FALSE | unknown | unknownSingle Family_FALSE | unknownSingle Family_TRUE
Water_00003709 | SITE_01579 | Room_00019501 | Bathroom_6 | Bathroom | Bathroom Faucet | unknown |  |  | 3 |  | N/A | N/A | N/A | Unknown |  | N/A |  | N/A | WA | Single Family | Bathroom Faucet | 2088 | 597.38 | Single Family | FALSE | FALSE |  |  |  | 0 | 0 | Single Family_FALSE | Single Family_FALSE | Single Family_ | Single Family_ | Single Family_ | unknown | unknownSingle Family_ | unknownSingle Family_FALSE
Water_00003710 | SITE_01088 | Room_00015885 | Laundry_1 | Laundry | Shower | unknown |  |  |  | Unknown | Tertiary | A few times per year | Dog shower. Unable to test - filled with objects | Bag | 0.8492 |  |  | Unknown | WA | Single Family | Shower | 1604 | 3801.52 | Single Family | TRUE | FALSE | FALSE | FALSE | FALSE | 0 | 0 | Single Family_TRUE | Single Family_FALSE | Single Family_FALSE | Single Family_FALSE | Single Family_FALSE | unknown | unknownSingle Family_FALSE | unknownSingle Family_TRUE
Water_00003711 | SITE_01088 | Room_00015885 | Laundry_1 | Laundry | Kitchen Faucet | 2.2 | 1.99 | 2.2 | 2.25 |  | N/A | N/A | N/A | Bag | 0.796 |  | 1.791 |  | WA | Single Family | Kitchen Faucet | 1604 | 3801.52 | Single Family | FALSE | FALSE |  |  |  | 8363.344 | 6808.5223 | Single Family_FALSE | Single Family_FALSE | Single Family_ | Single Family_ | Single Family_ | unknown | unknownSingle Family_ | unknownSingle Family_FALSE
Water_00003712 | SITE_01088 | Room_00015886 | Kitchen_1 | Kitchen | Kitchen Faucet | 2.2 | 1.99 | 2.2 | 2.25 |  | N/A | N/A | N/A | Bag | 0.796 |  | 1.791 |  | WA | Single Family | Kitchen Faucet | 1604 | 3801.52 | Single Family | FALSE | FALSE |  |  |  | 8363.344 | 6808.5223 | Single Family_FALSE | Single Family_FALSE | Single Family_ | Single Family_ | Single Family_ | unknown | unknownSingle Family_ | unknownSingle Family_FALSE
Water_00003713 | SITE_01088 | Room_00015890 | Bathroom_1 | Bathroom | Bathroom Faucet | 2.2 | 1.99 | 2.2 | 2.25 |  | N/A | N/A | N/A | Bag | 0.796 |  | 1.791 |  | WA | Single Family | Bathroom Faucet | 1604 | 3801.52 | Single Family | FALSE | FALSE |  |  |  | 8363.344 | 6808.5223 | Single Family_FALSE | Single Family_FALSE | Single Family_ | Single Family_ | Single Family_ | unknown | unknownSingle Family_ | unknownSingle Family_FALSE
Water_00003714 | SITE_01088 | Room_00015890 | Bathroom_1 | Bathroom | Bathroom Faucet | 2.2 | 1.7689 | 2.2 | 2 |  | N/A | N/A | N/A | Bag | 0.796 |  | 1.592 |  | WA | Single Family | Bathroom Faucet | 1604 | 3801.52 | Single Family | FALSE | FALSE |  |  |  | 8363.344 | 6052.0198 | Single Family_FALSE | Single Family_FALSE | Single Family_ | Single Family_ | Single Family_ | unknown | unknownSingle Family_ | unknownSingle Family_FALSE
Water_00003715 | SITE_01088 | Room_00015890 | Bathroom_1 | Bathroom | Shower | 2.8311 | 2.8311 |  | 3 |  | Primary | Daily / Almost Daily | N/A | Bag | 0.8492 |  | 2.548 |  | WA | Single Family | Shower | 1604 | 3801.52 | Single Family | TRUE | FALSE | TRUE | TRUE | TRUE | 10762.5255 | 9686.273 | Single Family_TRUE | Single Family_FALSE | Single Family_TRUE | Single Family_TRUE | Single Family_TRUE | gt2.5gpm | gt2.5gpmSingle Family_TRUE | gt2.5gpmSingle Family_TRUE
Water_00003716 | SITE_01088 | Room_00015891 | Bathroom_2 | Bathroom | Bathroom Faucet | 2.2 | 1.99 | 2.2 | 2.25 |  | N/A | N/A | N/A | Bag | 0.796 |  | 1.791 |  | WA | Single Family | Bathroom Faucet | 1604 | 3801.52 | Single Family | FALSE | FALSE |  |  |  | 8363.344 | 6808.5223 | Single Family_FALSE | Single Family_FALSE | Single Family_ | Single Family_ | Single Family_ | unknown | unknownSingle Family_ | unknownSingle Family_FALSE
Water_00003717 | SITE_01088 | Room_00015891 | Bathroom_2 | Bathroom | Shower / Bathtub combo with diverter valve | 2.1233 | 2.1233 |  | 2.25 |  | Secondary | A few times per year | N/A | Bag | 0.8492 |  | 1.911 |  | WA | Single Family | Shower | 1604 | 3801.52 | Single Family | TRUE | TRUE | TRUE | TRUE | TRUE | 8071.8941 | 7264.7047 | Single Family_TRUE | Single Family_TRUE | Single Family_TRUE | Single Family_TRUE | Single Family_TRUE | 2.5gpm | 2.5gpmSingle Family_TRUE | 2.5gpmSingle Family_TRUE
Water_00003718 | SITE_01088 | Room_00015894 | Garage_1 | Garage | Kitchen Faucet | 3.3167 | 3.3167 |  | 3.75 |  | N/A | N/A | N/A | Bag | 0.796 |  | 2.985 |  | WA | Single Family | Kitchen Faucet | 1604 | 3801.52 | Single Family | FALSE | FALSE |  |  |  | 12608.3747 | 11347.5372 | Single Family_FALSE | Single Family_FALSE | Single Family_ | Single Family_ | Single Family_ | unknown | unknownSingle Family_ | unknownSingle Family_FALSE
Water_00003719 | SITE_01071 | Room_00015629 | Kitchen_1 | Kitchen | Kitchen Faucet | 1.99 | 1.99 |  | 2.25 |  | N/A | N/A | N/A | Bag | 0.796 |  | 1.791 |  | WA | Single Family | Kitchen Faucet | 1587 | 3801.52 | Single Family | FALSE | FALSE |  |  |  | 7565.0248 | 6808.5223 | Single Family_FALSE | Single Family_FALSE | Single Family_ | Single Family_ | Single Family_ | unknown | unknownSingle Family_ | unknownSingle Family_FALSE
Water_00003720 | SITE_01071 | Room_00015631 | Bathroom_1 | Bathroom | Bathroom Faucet | 2.2 | 1.7689 | 2.2 | 2 |  | N/A | N/A | N/A | Bag | 0.796 |  | 1.592 |  | WA | Single Family | Bathroom Faucet | 1587 | 3801.52 | Single Family | FALSE | FALSE |  |  |  | 8363.344 | 6052.0198 | Single Family_FALSE | Single Family_FALSE | Single Family_ | Single Family_ | Single Family_ | unknown | unknownSingle Family_ | unknownSingle Family_FALSE
Water_00003721 | SITE_01071 | Room_00015637 | Bathroom_2 | Bathroom | Bathroom Faucet | 2.2 | 1.5478 | 2.2 | 1.75 |  | N/A | N/A | N/A | Bag | 0.796 |  | 1.393 |  | WA | Single Family | Bathroom Faucet | 1587 | 3801.52 | Single Family | FALSE | FALSE |  |  |  | 8363.344 | 5295.5174 | Single Family_FALSE | Single Family_FALSE | Single Family_ | Single Family_ | Single Family_ | unknown | unknownSingle Family_ | unknownSingle Family_FALSE
Water_00003722 | SITE_01071 | Room_00015637 | Bathroom_2 | Bathroom | Shower / Bathtub combo with diverter valve | 2.5 |  | 2.5 |  | Unknown | Secondary | A few times per year | Unable to capture entire flow | Bag | 0.8492 |  |  | Unknown | WA | Single Family | Shower | 1587 | 3801.52 | Single Family | TRUE | TRUE | TRUE | FALSE | FALSE | 9503.8 | 0 | Single Family_TRUE | Single Family_TRUE | Single Family_TRUE | Single Family_FALSE | Single Family_FALSE | unknown | unknownSingle Family_FALSE | unknownSingle Family_TRUE
Water_00003723 | SITE_01071 | Room_00015640 | Bathroom_3 | Bathroom | Bathroom Faucet | 2.2 | 1.3267 | 2.2 | 1.5 |  | N/A | N/A | N/A | Bag | 0.796 |  | 1.194 |  | WA | Single Family | Bathroom Faucet | 1587 | 3801.52 | Single Family | FALSE | FALSE |  |  |  | 8363.344 | 4539.0149 | Single Family_FALSE | Single Family_FALSE | Single Family_ | Single Family_ | Single Family_ | unknown | unknownSingle Family_ | unknownSingle Family_FALSE
Water_00003724 | SITE_01071 | Room_00015640 | Bathroom_3 | Bathroom | Bathroom Faucet | 2.2 | 2.2111 | 2.2 | 2.5 |  | N/A | N/A | N/A | Bag | 0.796 |  | 1.99 |  | WA | Single Family | Bathroom Faucet | 1587 | 3801.52 | Single Family | FALSE | FALSE |  |  |  | 8363.344 | 7565.0248 | Single Family_FALSE | Single Family_FALSE | Single Family_ | Single Family_ | Single Family_ | unknown | unknownSingle Family_ | unknownSingle Family_FALSE
Water_00003725 | SITE_01071 | Room_00015640 | Bathroom_3 | Bathroom | Shower / Bathtub combo with diverter valve | 2.5 |  | 2.5 |  | Unknown | Primary | Daily / Almost Daily | Unable to capture entire flow | Bag | 0.8492 |  |  | Unknown | WA | Single Family | Shower | 1587 | 3801.52 | Single Family | TRUE | TRUE | TRUE | FALSE | FALSE | 9503.8 | 0 | Single Family_TRUE | Single Family_TRUE | Single Family_TRUE | Single Family_FALSE | Single Family_FALSE | unknown | unknownSingle Family_FALSE | unknownSingle Family_TRUE
Water_00003726 | SITE_01922 | Room_00023350 | Bathroom_6 | Bathroom | Bathroom Faucet | 2 | 2.2111 | 2 | 2.5 |  | N/A | N/A | N/A | Bag | 0.796 |  | 1.99 |  | WA | Single Family | Bathroom Faucet | 2429 | 2259.17 | Single Family | FALSE | FALSE |  |  |  | 4518.34 | 4495.7483 | Single Family_FALSE | Single Family_FALSE | Single Family_ | Single Family_ | Single Family_ | unknown | unknownSingle Family_ | unknownSingle Family_FALSE
Water_00003727 | SITE_01922 | Room_00023350 | Bathroom_6 | Bathroom | Shower / Bathtub combo with diverter valve | unknown |  |  |  | Unknown | Secondary | A few times per year | Unable to capture entire flow. Large showerhead | Bag | 0.8492 |  |  | Unknown | WA | Single Family | Shower | 2429 | 2259.17 | Single Family | TRUE | TRUE | FALSE | FALSE | FALSE | 0 | 0 | Single Family_TRUE | Single Family_TRUE | Single Family_FALSE | Single Family_FALSE | Single Family_FALSE | unknown | unknownSingle Family_FALSE | unknownSingle Family_TRUE
Water_00003728 | SITE_02058 | Room_00025331 | Bathroom_6 | Bathroom | Bathroom Faucet | 3.3167 | 3.3167 |  | 3.75 |  | N/A | N/A | N/A | Bag | 0.796 |  | 2.985 |  | WA | Single Family | Bathroom Faucet | 2565 | 597.38 | Single Family | FALSE | FALSE |  |  |  | 1981.3103 | 1783.1793 | Single Family_FALSE | Single Family_FALSE | Single Family_ | Single Family_ | Single Family_ | unknown | unknownSingle Family_ | unknownSingle Family_FALSE
Water_00003729 | SITE_01594 | Room_00019693 | Basement_1 | Basement | Kitchen Faucet | 1.5 | 1.5478 | 1.5 | 1.75 |  | N/A | N/A | N/A | Bag | 0.796 |  | 1.393 |  | WA | Single Family | Kitchen Faucet | 2103 | 2259.17 | Single Family | FALSE | FALSE |  |  |  | 3388.755 | 3147.0238 | Single Family_FALSE | Single Family_FALSE | Single Family_ | Single Family_ | Single Family_ | unknown | unknownSingle Family_ | unknownSingle Family_FALSE
Water_00003730 | SITE_01594 | Room_00019697 | Bathroom_1 | Bathroom | Bathroom Faucet | 1.5 | 1.3267 | 1.5 | 1.5 |  | N/A | N/A | N/A | Bag | 0.796 |  | 1.194 |  | WA | Single Family | Bathroom Faucet | 2103 | 2259.17 | Single Family | FALSE | FALSE |  |  |  | 3388.755 | 2697.449 | Single Family_FALSE | Single Family_FALSE | Single Family_ | Single Family_ | Single Family_ | unknown | unknownSingle Family_ | unknownSingle Family_FALSE
Water_00003731 | SITE_01594 | Room_00019699 | Kitchen_1 | Kitchen | Kitchen Faucet | 1.99 | 1.99 |  | 2.25 |  | N/A | N/A | N/A | Bag | 0.796 |  | 1.791 |  | WA | Single Family | Kitchen Faucet | 2103 | 2259.17 | Single Family | FALSE | FALSE |  |  |  | 4495.7483 | 4046.1735 | Single Family_FALSE | Single Family_FALSE | Single Family_ | Single Family_ | Single Family_ | unknown | unknownSingle Family_ | unknownSingle Family_FALSE
Water_00003732 | SITE_01089 | Room_00015903 | Bathroom_6 | Bathroom | Bathroom Faucet | 1.3267 | 1.3267 |  | 1.5 |  | N/A | N/A | N/A | Bag | 0.796 |  | 1.194 |  | WA | Single Family | Bathroom Faucet | 1605 | 3801.52 | Single Family | FALSE | FALSE |  |  |  | 5043.3499 | 4539.0149 | Single Family_FALSE | Single Family_FALSE | Single Family_ | Single Family_ | Single Family_ | unknown | unknownSingle Family_ | unknownSingle Family_FALSE
Water_00003733 | SITE_01089 | Room_00015903 | Bathroom_6 | Bathroom | Shower / Bathtub combo with diverter valve | 1.6511 | 1.6511 |  | 1.75 |  | All used about the same | Daily / Almost Daily | N/A | Bag | 0.8492 |  | 1.486 |  | WA | Single Family | Shower | 1605 | 3801.52 | Single Family | TRUE | TRUE | TRUE | TRUE | TRUE | 6276.7319 | 5649.0587 | Single Family_TRUE | Single Family_TRUE | Single Family_TRUE | Single Family_TRUE | Single Family_TRUE | 1.8gpm | 1.8gpmSingle Family_TRUE | 1.8gpmSingle Family_TRUE
Water_00003734 | SITE_01077 | Room_00015711 | Kitchen_2 | Kitchen | Bathroom Faucet | 1.3267 | 1.3267 |  | 1.5 |  | N/A | N/A | Has a brita filter | Bag | 0.796 |  | 1.194 |  | WA | Single Family | Bathroom Faucet | 1593 | 3801.52 | Single Family | FALSE | FALSE |  |  |  | 5043.3499 | 4539.0149 | Single Family_FALSE | Single Family_FALSE | Single Family_ | Single Family_ | Single Family_ | unknown | unknownSingle Family_ | unknownSingle Family_FALSE
Water_00003735 | SITE_01573 | Room_00019404 | Kitchen_1 | Kitchen | Kitchen Faucet | 3.3167 | 3.3167 |  | 3.75 |  | N/A | N/A | N/A | Bag | 0.796 |  | 2.985 |  | WA | Single Family | Kitchen Faucet | 2082 | 597.38 | Single Family | FALSE | FALSE |  |  |  | 1981.3103 | 1783.1793 | Single Family_FALSE | Single Family_FALSE | Single Family_ | Single Family_ | Single Family_ | unknown | unknownSingle Family_ | unknownSingle Family_FALSE
Water_00003736 | SITE_01573 | Room_00019410 | Bathroom_1 | Bathroom | Bathroom Faucet | 2 | 1.5478 | 2 | 1.75 |  | N/A | N/A | N/A | Bag | 0.796 |  | 1.393 |  | WA | Single Family | Bathroom Faucet | 2082 | 597.38 | Single Family | FALSE | FALSE |  |  |  | 1194.76 | 832.1503 | Single Family_FALSE | Single Family_FALSE | Single Family_ | Single Family_ | Single Family_ | unknown | unknownSingle Family_ | unknownSingle Family_FALSE
Water_00003737 | SITE_01573 | Room_00019410 | Bathroom_1 | Bathroom | Shower / Bathtub combo with diverter valve | 2 | 2.3589 | 2 | 2.5 |  | Primary | Daily / Almost Daily | N/A | Bag | 0.8492 |  | 2.123 |  | WA | Single Family | Shower | 2082 | 597.38 | Single Family | TRUE | TRUE | TRUE | TRUE | TRUE | 1194.76 | 1268.2377 | Single Family_TRUE | Single Family_TRUE | Single Family_TRUE | Single Family_TRUE | Single Family_TRUE | 2.0gpm | 2.0gpmSingle Family_TRUE | 2.0gpmSingle Family_TRUE
Water_00003738 | SITE_01673 | Room_00020727 | Kitchen_1 | Kitchen | Kitchen Faucet | unknown |  |  | 1.8 |  | N/A | N/A | N/A | Unknown |  | N/A |  | N/A | WA | Single Family | Kitchen Faucet | 2181 | 72.88 | Single Family | FALSE | FALSE |  |  |  | 0 | 0 | Single Family_FALSE | Single Family_FALSE | Single Family_ | Single Family_ | Single Family_ | unknown | unknownSingle Family_ | unknownSingle Family_FALSE
Water_00003739 | SITE_01673 | Room_00020728 | Bathroom_1 | Bathroom | Bathroom Faucet | 1.5 | 1.4156 | 1.5 | 1.6 |  | N/A | N/A | N/A | Bag | 0.796 |  | 1.274 |  | WA | Single Family | Bathroom Faucet | 2181 | 72.88 | Single Family | FALSE | FALSE |  |  |  | 109.32 | 92.8491 | Single Family_FALSE | Single Family_FALSE | Single Family_ | Single Family_ | Single Family_ | unknown | unknownSingle Family_ | unknownSingle Family_FALSE
Water_00003740 | SITE_01673 | Room_00020733 | Bathroom_2 | Bathroom | Bathroom Faucet | 1.5 | 1.2378 | 1.5 | 1.4 |  | N/A | N/A | N/A | Bag | 0.796 |  | 1.114 |  | WA | Single Family | Bathroom Faucet | 2181 | 72.88 | Single Family | FALSE | FALSE |  |  |  | 109.32 | 81.1883 | Single Family_FALSE | Single Family_FALSE | Single Family_ | Single Family_ | Single Family_ | unknown | unknownSingle Family_ | unknownSingle Family_FALSE
Water_00003741 | SITE_01673 | Room_00020733 | Bathroom_2 | Bathroom | Shower | 2 |  | 2 | 1.9 |  | Primary | Daily / Almost Daily | N/A | Unknown |  | N/A |  | N/A | WA | Single Family | Shower | 2181 | 72.88 | Single Family | TRUE | FALSE | TRUE | FALSE | FALSE | 145.76 | 0 | Single Family_TRUE | Single Family_FALSE | Single Family_TRUE | Single Family_FALSE | Single Family_FALSE | unknown | unknownSingle Family_FALSE | unknownSingle Family_TRUE
Water_00003742 | SITE_01673 | Room_00020735 | Bathroom_3 | Bathroom | Bathroom Faucet | 1.5 | 1.3267 | 1.5 | 1.5 |  | N/A | N/A | N/A | Bag | 0.796 |  | 1.194 |  | WA | Single Family | Bathroom Faucet | 2181 | 72.88 | Single Family | FALSE | FALSE |  |  |  | 109.32 | 87.0187 | Single Family_FALSE | Single Family_FALSE | Single Family_ | Single Family_ | Single Family_ | unknown | unknownSingle Family_ | unknownSingle Family_FALSE
Water_00003743 | SITE_01673 | Room_00020735 | Bathroom_3 | Bathroom | Shower / Bathtub combo with diverter valve | 2 |  | 2 | 1.5 |  | Primary | Daily / Almost Daily | N/A | Unknown |  | N/A |  | N/A | WA | Single Family | Shower | 2181 | 72.88 | Single Family | TRUE | TRUE | TRUE | FALSE | FALSE | 145.76 | 0 | Single Family_TRUE | Single Family_TRUE | Single Family_TRUE | Single Family_FALSE | Single Family_FALSE | unknown | unknownSingle Family_FALSE | unknownSingle Family_TRUE
Water_00003744 | SITE_01896 | Room_00022974 | Kitchen_1 | Kitchen | Kitchen Faucet | unknown |  |  |  | Unknown | N/A | N/A | Could not access | Unknown |  | N/A |  | N/A | WA | Manufactured | Kitchen Faucet | 2403 | 997.59 | Manufactured | FALSE | FALSE |  |  |  | 0 | 0 | Manufactured_FALSE | Manufactured_FALSE | Manufactured_ | Manufactured_ | Manufactured_ | unknown | unknownManufactured_ | unknownManufactured_FALSE
Water_00003745 | SITE_01624 | Room_00020150 | Kitchen_2 | Kitchen | Kitchen Faucet | 2 |  | 2 | 1.75 |  | N/A | N/A | N/A | Unknown |  | N/A |  | N/A | WA | Single Family | Kitchen Faucet | 2133 | 235.4 | Single Family | FALSE | FALSE |  |  |  | 470.8 | 0 | Single Family_FALSE | Single Family_FALSE | Single Family_ | Single Family_ | Single Family_ | unknown | unknownSingle Family_ | unknownSingle Family_FALSE
Water_00003746 | SITE_01576 | Room_00019447 | Bathroom_6 | Bathroom | Bathroom Faucet | 2 | 2.6533 | 2 | 3 |  | N/A | N/A | N/A | Bag | 0.796 |  | 2.388 |  | WA | Single Family | Bathroom Faucet | 2085 | 2259.17 | Single Family | FALSE | FALSE |  |  |  | 4518.34 | 5394.898 | Single Family_FALSE | Single Family_FALSE | Single Family_ | Single Family_ | Single Family_ | unknown | unknownSingle Family_ | unknownSingle Family_FALSE
Water_00003747 | SITE_01576 | Room_00019447 | Bathroom_6 | Bathroom | Shower / Bathtub combo with diverter valve | 2.5 |  | 2.5 | 2.4 |  | Primary | Daily / Almost Daily | N/A | Unknown |  | N/A |  | N/A | WA | Single Family | Shower | 2085 | 2259.17 | Single Family | TRUE | TRUE | TRUE | FALSE | FALSE | 5647.925 | 0 | Single Family_TRUE | Single Family_TRUE | Single Family_TRUE | Single Family_FALSE | Single Family_FALSE | unknown | unknownSingle Family_FALSE | unknownSingle Family_TRUE
Water_00003748 | SITE_01584 | Room_00019567 | Kitchen_1 | Kitchen | Kitchen Faucet | 2.2 |  | 2.2 | 1.5 |  | N/A | N/A | N/A | Unknown |  | N/A |  | N/A | WA | Single Family | Kitchen Faucet | 2093 | 72.88 | Single Family | FALSE | FALSE |  |  |  | 160.336 | 0 | Single Family_FALSE | Single Family_FALSE | Single Family_ | Single Family_ | Single Family_ | unknown | unknownSingle Family_ | unknownSingle Family_FALSE
Water_00003749 | SITE_01542 | Room_00018966 | Kitchen_1 | Kitchen | Kitchen Faucet | 2.2 |  | 2.2 | 2.5 |  | N/A | N/A | N/A | Unknown |  | N/A |  | N/A | WA | Single Family | Kitchen Faucet | 2051 | 2259.17 | Single Family | FALSE | FALSE |  |  |  | 4970.174 | 0 | Single Family_FALSE | Single Family_FALSE | Single Family_ | Single Family_ | Single Family_ | unknown | unknownSingle Family_ | unknownSingle Family_FALSE
Water_00003750 | SITE_01542 | Room_00018968 | Bathroom_1 | Bathroom | Bathroom Faucet | 1.3267 | 1.3267 |  | 1.5 |  | N/A | N/A | N/A | Bag | 0.796 |  | 1.194 |  | WA | Single Family | Bathroom Faucet | 2051 | 2259.17 | Single Family | FALSE | FALSE |  |  |  | 2997.1655 | 2697.449 | Single Family_FALSE | Single Family_FALSE | Single Family_ | Single Family_ | Single Family_ | unknown | unknownSingle Family_ | unknownSingle Family_FALSE
Water_00003751 | SITE_01542 | Room_00018968 | Bathroom_1 | Bathroom | Shower / Bathtub combo with diverter valve | unknown |  |  | 2 |  | All used about the same | Daily / Almost Daily | N/A | Unknown |  | N/A |  | N/A | WA | Single Family | Shower | 2051 | 2259.17 | Single Family | TRUE | TRUE | FALSE | FALSE | FALSE | 0 | 0 | Single Family_TRUE | Single Family_TRUE | Single Family_FALSE | Single Family_FALSE | Single Family_FALSE | unknown | unknownSingle Family_FALSE | unknownSingle Family_TRUE
Water_00003752 | SITE_01542 | Room_00018969 | Bathroom_2 | Bathroom | Bathroom Faucet | 1.5033 | 1.5033 |  | 1.7 |  | N/A | N/A | N/A | Bag | 0.796 |  | 1.353 |  | WA | Single Family | Bathroom Faucet | 2051 | 2259.17 | Single Family | FALSE | FALSE |  |  |  | 3396.2856 | 3056.657 | Single Family_FALSE | Single Family_FALSE | Single Family_ | Single Family_ | Single Family_ | unknown | unknownSingle Family_ | unknownSingle Family_FALSE
Water_00003753 | SITE_01542 | Room_00018969 | Bathroom_2 | Bathroom | Shower / Bathtub combo with diverter valve | unknown |  |  | 2 |  | All used about the same | Daily / Almost Daily | N/A | Unknown |  | N/A |  | N/A | WA | Single Family | Shower | 2051 | 2259.17 | Single Family | TRUE | TRUE | FALSE | FALSE | FALSE | 0 | 0 | Single Family_TRUE | Single Family_TRUE | Single Family_FALSE | Single Family_FALSE | Single Family_FALSE | unknown | unknownSingle Family_FALSE | unknownSingle Family_TRUE
Water_00003754 | SITE_01753 | Room_00021511 | Kitchen_1 | Kitchen | Kitchen Faucet | unknown |  |  | 2 |  | N/A | N/A | N/A | Unknown |  | N/A |  | N/A | WA | Multifamily Residence | Kitchen Faucet | 2261 | 2000.27 | Multifamily Residence | FALSE | FALSE |  |  |  | 0 | 0 | Multifamily Residence_FALSE | Multifamily Residence_FALSE | Multifamily Residence_ | Multifamily Residence_ | Multifamily Residence_ | unknown | unknownMultifamily Residence_ | unknownMultifamily Residence_FALSE
Water_00003755 | SITE_01753 | Room_00021514 | Bathroom_1 | Bathroom | Bathroom Faucet | 2.2 | 1.7689 | 2.2 | 2 |  | N/A | N/A | N/A | Bag | 0.796 |  | 1.592 |  | WA | Multifamily Residence | Bathroom Faucet | 2261 | 2000.27 | Multifamily Residence | FALSE | FALSE |  |  |  | 4400.594 | 3184.4298 | Multifamily Residence_FALSE | Multifamily Residence_FALSE | Multifamily Residence_ | Multifamily Residence_ | Multifamily Residence_ | unknown | unknownMultifamily Residence_ | unknownMultifamily Residence_FALSE
Water_00003756 | SITE_01753 | Room_00021514 | Bathroom_1 | Bathroom | Shower / Bathtub combo with diverter valve | 2 |  | 2 | 1.5 |  | Primary | Daily / Almost Daily | N/A | Unknown |  | N/A |  | N/A | WA | Multifamily Residence | Shower | 2261 | 2000.27 | Multifamily Residence | TRUE | TRUE | TRUE | FALSE | FALSE | 4000.54 | 0 | Multifamily Residence_TRUE | Multifamily Residence_TRUE | Multifamily Residence_TRUE | Multifamily Residence_FALSE | Multifamily Residence_FALSE | unknown | unknownMultifamily Residence_FALSE | unknownMultifamily Residence_TRUE
Water_00003757 | SITE_01687 | Room_00025831 | Bathroom_1 | Bathroom | Bathroom Faucet | 3.5378 | 3.5378 |  | 4 |  | N/A | N/A | N/A | Bag | 0.796 |  | 3.184 |  | WA | Manufactured | Bathroom Faucet | 2195 | 1982.27 | Manufactured | FALSE | FALSE |  |  |  | 7012.8308 | 6311.5477 | Manufactured_FALSE | Manufactured_FALSE | Manufactured_ | Manufactured_ | Manufactured_ | unknown | unknownManufactured_ | unknownManufactured_FALSE
Water_00003758 | SITE_01687 | Room_00025831 | Bathroom_1 | Bathroom | Shower / Bathtub combo with diverter valve | 2.5 |  | 2.5 | 1.75 |  | Primary | Daily / Almost Daily | N/A | Unknown |  | N/A |  | N/A | WA | Manufactured | Shower | 2195 | 1982.27 | Manufactured | TRUE | TRUE | TRUE | FALSE | FALSE | 4955.675 | 0 | Manufactured_TRUE | Manufactured_TRUE | Manufactured_TRUE | Manufactured_FALSE | Manufactured_FALSE | unknown | unknownManufactured_FALSE | unknownManufactured_TRUE
Water_00003759 | SITE_01687 | Room_00025833 | Living Room_1 | Living Room | Kitchen Faucet | 1.5 |  | 1.5 | 1 |  | N/A | N/A | N/A | Unknown |  | N/A |  | N/A | WA | Manufactured | Kitchen Faucet | 2195 | 1982.27 | Manufactured | FALSE | FALSE |  |  |  | 2973.405 | 0 | Manufactured_FALSE | Manufactured_FALSE | Manufactured_ | Manufactured_ | Manufactured_ | unknown | unknownManufactured_ | unknownManufactured_FALSE
Water_00003760 | SITE_01687 | Room_00025836 | Bathroom_2 | Bathroom | Bathroom Faucet | 0.88444 | 0.88444 |  | 1 |  | N/A | N/A | N/A | Bag | 0.796 |  | 0.796 |  | WA | Manufactured | Bathroom Faucet | 2195 | 1982.27 | Manufactured | FALSE | FALSE |  |  |  | 1753.2077 | 1577.8869 | Manufactured_FALSE | Manufactured_FALSE | Manufactured_ | Manufactured_ | Manufactured_ | unknown | unknownManufactured_ | unknownManufactured_FALSE
Water_00003761 | SITE_01687 | Room_00025836 | Bathroom_2 | Bathroom | Shower | unknown |  |  |  | Unknown | Secondary | A few times per month | Could not test shower gpm, remodeling | Unknown |  | N/A |  | N/A | WA | Manufactured | Shower | 2195 | 1982.27 | Manufactured | TRUE | FALSE | FALSE | FALSE | FALSE | 0 | 0 | Manufactured_TRUE | Manufactured_FALSE | Manufactured_FALSE | Manufactured_FALSE | Manufactured_FALSE | unknown | unknownManufactured_FALSE | unknownManufactured_TRUE
Water_00003762 | SITE_01813 | Room_00022017 | Kitchen_1 | Kitchen | Kitchen Faucet | 1 |  | 1 | 0.75 |  | N/A | N/A | N/A | Unknown |  | N/A |  | N/A | WA | Multifamily Residence | Kitchen Faucet | 2321 | 2002.39 | Multifamily Residence | FALSE | FALSE |  |  |  | 2002.39 | 0 | Multifamily Residence_FALSE | Multifamily Residence_FALSE | Multifamily Residence_ | Multifamily Residence_ | Multifamily Residence_ | unknown | unknownMultifamily Residence_ | unknownMultifamily Residence_FALSE
Water_00003763 | SITE_01813 | Room_00022018 | Bathroom_1 | Bathroom | Bathroom Faucet | 1.5 | 1.3267 | 1.5 | 1.5 |  | N/A | N/A | N/A | Bag | 0.796 |  | 1.194 |  | WA | Multifamily Residence | Bathroom Faucet | 2321 | 2002.39 | Multifamily Residence | FALSE | FALSE |  |  |  | 3003.585 | 2390.8537 | Multifamily Residence_FALSE | Multifamily Residence_FALSE | Multifamily Residence_ | Multifamily Residence_ | Multifamily Residence_ | unknown | unknownMultifamily Residence_ | unknownMultifamily Residence_FALSE
Water_00003764 | SITE_01813 | Room_00022018 | Bathroom_1 | Bathroom | Shower / Bathtub combo with diverter valve | 1.5 |  | 1.5 | 1.4 |  | Primary | Daily / Almost Daily | N/A | Unknown |  | N/A |  | N/A | WA | Multifamily Residence | Shower | 2321 | 2002.39 | Multifamily Residence | TRUE | TRUE | TRUE | FALSE | FALSE | 3003.585 | 0 | Multifamily Residence_TRUE | Multifamily Residence_TRUE | Multifamily Residence_TRUE | Multifamily Residence_FALSE | Multifamily Residence_FALSE | unknown | unknownMultifamily Residence_FALSE | unknownMultifamily Residence_TRUE
Water_00003765 | SITE_02051 | Room_00025246 | Bathroom_1 | Bathroom | Bathroom Faucet | 2.4767 | 2.4767 |  | 2.8 |  | N/A | N/A | N/A | Bag | 0.796 |  | 2.229 |  | WA | Manufactured | Bathroom Faucet | 2558 | 1982.27 | Manufactured | FALSE | FALSE |  |  |  | 4909.422 | 4418.4798 | Manufactured_FALSE | Manufactured_FALSE | Manufactured_ | Manufactured_ | Manufactured_ | unknown | unknownManufactured_ | unknownManufactured_FALSE
Water_00003766 | SITE_02051 | Room_00025246 | Bathroom_1 | Bathroom | Shower / Bathtub combo with diverter valve | 2.5 | 2.5889 | 2.5 | 2.5 |  | All used about the same | Daily / Almost Daily | N/A | Weir | 0.932 |  | 2.33 |  | WA | Manufactured | Shower | 2558 | 1982.27 | Manufactured | TRUE | TRUE | TRUE | TRUE | TRUE | 4955.675 | 4618.6891 | Manufactured_TRUE | Manufactured_TRUE | Manufactured_TRUE | Manufactured_TRUE | Manufactured_TRUE | 2.5gpm | 2.5gpmManufactured_TRUE | 2.5gpmManufactured_TRUE
Water_00003767 | SITE_02051 | Room_00025249 | Kitchen_1 | Kitchen | Kitchen Faucet | unknown |  |  | 1.5 |  | N/A | N/A | N/A | Unknown |  | N/A |  | N/A | WA | Manufactured | Kitchen Faucet | 2558 | 1982.27 | Manufactured | FALSE | FALSE |  |  |  | 0 | 0 | Manufactured_FALSE | Manufactured_FALSE | Manufactured_ | Manufactured_ | Manufactured_ | unknown | unknownManufactured_ | unknownManufactured_FALSE
Water_00003768 | SITE_01654 | Room_00020499 | Bathroom_1 | Bathroom | Bathroom Faucet | 2 | 1.7689 | 2 | 2 |  | N/A | N/A | N/A | Bag | 0.796 |  | 1.592 |  | WA | Single Family | Bathroom Faucet | 2163 | 235.4 | Single Family | FALSE | FALSE |  |  |  | 470.8 | 374.7568 | Single Family_FALSE | Single Family_FALSE | Single Family_ | Single Family_ | Single Family_ | unknown | unknownSingle Family_ | unknownSingle Family_FALSE
Water_00003769 | SITE_01654 | Room_00020499 | Bathroom_1 | Bathroom | Bathroom Faucet | 2 | 2.1222 | 2 | 2.4 |  | N/A | N/A | N/A | Bag | 0.796 |  | 1.91 |  | WA | Single Family | Bathroom Faucet | 2163 | 235.4 | Single Family | FALSE | FALSE |  |  |  | 470.8 | 449.614 | Single Family_FALSE | Single Family_FALSE | Single Family_ | Single Family_ | Single Family_ | unknown | unknownSingle Family_ | unknownSingle Family_FALSE
Water_00003770 | SITE_01654 | Room_00020499 | Bathroom_1 | Bathroom | Bathtub | unknown |  |  |  | N/A | N/A | N/A | N/A | Unknown |  | N/A |  | N/A | WA | Single Family | Bathtub | 2163 | 235.4 | Single Family | FALSE | FALSE |  |  |  | 0 | 0 | Single Family_FALSE | Single Family_FALSE | Single Family_ | Single Family_ | Single Family_ | unknown | unknownSingle Family_ | unknownSingle Family_FALSE
Water_00003771 | SITE_01654 | Room_00020499 | Bathroom_1 | Bathroom | Shower | 4.66 | 4.66 |  | 4.5 |  | Secondary | Daily / Almost Daily | N/A | Weir | 0.932 |  | 4.194 |  | WA | Single Family | Shower | 2163 | 235.4 | Single Family | TRUE | FALSE | TRUE | TRUE | TRUE | 1096.964 | 987.2676 | Single Family_TRUE | Single Family_FALSE | Single Family_TRUE | Single Family_TRUE | Single Family_TRUE | gt2.5gpm | gt2.5gpmSingle Family_TRUE | gt2.5gpmSingle Family_TRUE
Water_00003772 | SITE_01654 | Room_00020501 | Bathroom_2 | Bathroom | Bathroom Faucet | 2 | 2.2111 | 2 | 2.5 |  | N/A | N/A | N/A | Bag | 0.796 |  | 1.99 |  | WA | Single Family | Bathroom Faucet | 2163 | 235.4 | Single Family | FALSE | FALSE |  |  |  | 470.8 | 468.446 | Single Family_FALSE | Single Family_FALSE | Single Family_ | Single Family_ | Single Family_ | unknown | unknownSingle Family_ | unknownSingle Family_FALSE
Water_00003773 | SITE_01654 | Room_00020501 | Bathroom_2 | Bathroom | Shower / Bathtub combo with diverter valve | 4.66 | 4.66 |  | 4.5 |  | Primary | Daily / Almost Daily | N/A | Weir | 0.932 |  | 4.194 |  | WA | Single Family | Shower | 2163 | 235.4 | Single Family | TRUE | TRUE | TRUE | TRUE | TRUE | 1096.964 | 987.2676 | Single Family_TRUE | Single Family_TRUE | Single Family_TRUE | Single Family_TRUE | Single Family_TRUE | gt2.5gpm | gt2.5gpmSingle Family_TRUE | gt2.5gpmSingle Family_TRUE
Water_00003774 | SITE_01654 | Room_00020505 | Kitchen_1 | Kitchen | Kitchen Faucet | 2.2 |  | 2.2 | 2.7 |  | N/A | N/A | N/A | Unknown |  | N/A |  | N/A | WA | Single Family | Kitchen Faucet | 2163 | 235.4 | Single Family | FALSE | FALSE |  |  |  | 517.88 | 0 | Single Family_FALSE | Single Family_FALSE | Single Family_ | Single Family_ | Single Family_ | unknown | unknownSingle Family_ | unknownSingle Family_FALSE
Water_00003775 | SITE_01654 | Room_00020506 | Bathroom_3 | Bathroom | Bathroom Faucet | 2 | 1.7689 | 2 | 2 |  | N/A | N/A | N/A | Bag | 0.796 |  | 1.592 |  | WA | Single Family | Bathroom Faucet | 2163 | 235.4 | Single Family | FALSE | FALSE |  |  |  | 470.8 | 374.7568 | Single Family_FALSE | Single Family_FALSE | Single Family_ | Single Family_ | Single Family_ | unknown | unknownSingle Family_ | unknownSingle Family_FALSE
Water_00003776 | SITE_01654 | Room_00020509 | Bathroom_4 | Bathroom | Bathroom Faucet | 2 | 2.2111 | 2 | 2.5 |  | N/A | N/A | N/A | Bag | 0.796 |  | 1.99 |  | WA | Single Family | Bathroom Faucet | 2163 | 235.4 | Single Family | FALSE | FALSE |  |  |  | 470.8 | 468.446 | Single Family_FALSE | Single Family_FALSE | Single Family_ | Single Family_ | Single Family_ | unknown | unknownSingle Family_ | unknownSingle Family_FALSE
Water_00003777 | SITE_01654 | Room_00020509 | Bathroom_4 | Bathroom | Shower / Bathtub combo with diverter valve | 4.1422 | 4.1422 |  | 4 |  | Secondary | A few times per year | N/A | Weir | 0.932 |  | 3.728 |  | WA | Single Family | Shower | 2163 | 235.4 | Single Family | TRUE | TRUE | TRUE | TRUE | TRUE | 975.0791 | 877.5712 | Single Family_TRUE | Single Family_TRUE | Single Family_TRUE | Single Family_TRUE | Single Family_TRUE | gt2.5gpm | gt2.5gpmSingle Family_TRUE | gt2.5gpmSingle Family_TRUE
Water_00003778 | SITE_02052 | Room_00025259 | Kitchen_1 | Kitchen | Kitchen Faucet | 1.5 |  | 1.5 | 1.2 |  | N/A | N/A | N/A | Unknown |  | N/A |  | N/A | WA | Single Family | Kitchen Faucet | 2559 | 2259.17 | Single Family | FALSE | FALSE |  |  |  | 3388.755 | 0 | Single Family_FALSE | Single Family_FALSE | Single Family_ | Single Family_ | Single Family_ | unknown | unknownSingle Family_ | unknownSingle Family_FALSE
Water_00003779 | SITE_02052 | Room_00025264 | Bathroom_1 | Bathroom | Bathroom Faucet | 1.3267 | 1.3267 |  | 1.5 |  | N/A | N/A | N/A | Bag | 0.796 |  | 1.194 |  | WA | Single Family | Bathroom Faucet | 2559 | 2259.17 | Single Family | FALSE | FALSE |  |  |  | 2997.1655 | 2697.449 | Single Family_FALSE | Single Family_FALSE | Single Family_ | Single Family_ | Single Family_ | unknown | unknownSingle Family_ | unknownSingle Family_FALSE
Water_00003780 | SITE_02052 | Room_00025264 | Bathroom_1 | Bathroom | Bathroom Faucet | 1.2378 | 1.2378 |  | 1.4 |  | N/A | N/A | N/A | Bag | 0.796 |  | 1.114 |  | WA | Single Family | Bathroom Faucet | 2559 | 2259.17 | Single Family | FALSE | FALSE |  |  |  | 2796.3504 | 2516.7154 | Single Family_FALSE | Single Family_FALSE | Single Family_ | Single Family_ | Single Family_ | unknown | unknownSingle Family_ | unknownSingle Family_FALSE
Water_00003781 | SITE_02052 | Room_00025264 | Bathroom_1 | Bathroom | Shower / Bathtub combo with diverter valve | 1.5533 | 1.5533 |  | 1.5 |  | Primary | Daily / Almost Daily | N/A | Weir | 0.932 |  | 1.398 |  | WA | Single Family | Shower | 2559 | 2259.17 | Single Family | TRUE | TRUE | TRUE | TRUE | TRUE | 3509.2441 | 3158.3197 | Single Family_TRUE | Single Family_TRUE | Single Family_TRUE | Single Family_TRUE | Single Family_TRUE | 1.8gpm | 1.8gpmSingle Family_TRUE | 1.8gpmSingle Family_TRUE
Water_00003782 | SITE_01081 | Room_00015781 | Bathroom_1 | Bathroom | Bathroom Faucet | unknown |  |  |  | Unknown | N/A | N/A | Couldn't measure | Bag | 0.796 |  |  | Unknown | WA | Single Family | Bathroom Faucet | 1597 | 3801.52 | Single Family | FALSE | FALSE |  |  |  | 0 | 0 | Single Family_FALSE | Single Family_FALSE | Single Family_ | Single Family_ | Single Family_ | unknown | unknownSingle Family_ | unknownSingle Family_FALSE
Water_00003783 | SITE_01081 | Room_00015782 | Kitchen_1 | Kitchen | Kitchen Faucet | 2.2 |  | 2.2 |  | Unknown | N/A | N/A | Couldn't measure | Unknown |  | N/A |  | N/A | WA | Single Family | Kitchen Faucet | 1597 | 3801.52 | Single Family | FALSE | FALSE |  |  |  | 8363.344 | 0 | Single Family_FALSE | Single Family_FALSE | Single Family_ | Single Family_ | Single Family_ | unknown | unknownSingle Family_ | unknownSingle Family_FALSE
Water_00003784 | SITE_01812 | Room_00022008 | Kitchen_1 | Kitchen | Kitchen Faucet | 1.1056 | 1.1056 |  | 1.25 |  | N/A | N/A | N/A | Bag | 0.796 |  | 0.995 |  | WA | Multifamily Residence | Kitchen Faucet | 2320 | 2002.39 | Multifamily Residence | FALSE | FALSE |  |  |  | 2213.7534 | 1992.3781 | Multifamily Residence_FALSE | Multifamily Residence_FALSE | Multifamily Residence_ | Multifamily Residence_ | Multifamily Residence_ | unknown | unknownMultifamily Residence_ | unknownMultifamily Residence_FALSE
Water_00003785 | SITE_01812 | Room_00022009 | Bathroom_1 | Bathroom | Bathroom Faucet | 2.2111 | 2.2111 |  | 2.5 |  | N/A | N/A | N/A | Bag | 0.796 |  | 1.99 |  | WA | Multifamily Residence | Bathroom Faucet | 2320 | 2002.39 | Multifamily Residence | FALSE | FALSE |  |  |  | 4427.5068 | 3984.7561 | Multifamily Residence_FALSE | Multifamily Residence_FALSE | Multifamily Residence_ | Multifamily Residence_ | Multifamily Residence_ | unknown | unknownMultifamily Residence_ | unknownMultifamily Residence_FALSE
Water_00003786 | SITE_01812 | Room_00022009 | Bathroom_1 | Bathroom | Shower / Bathtub combo with diverter valve | 2 | 2.3589 | 2 | 2.5 |  | Primary | Daily / Almost Daily | N/A | Bag | 0.8492 |  | 2.123 |  | WA | Multifamily Residence | Shower | 2320 | 2002.39 | Multifamily Residence | TRUE | TRUE | TRUE | TRUE | TRUE | 4004.78 | 4251.074 | Multifamily Residence_TRUE | Multifamily Residence_TRUE | Multifamily Residence_TRUE | Multifamily Residence_TRUE | Multifamily Residence_TRUE | 2.0gpm | 2.0gpmMultifamily Residence_TRUE | 2.0gpmMultifamily Residence_TRUE
Water_00003787 | SITE_01663 | Room_00020593 | Kitchen_1 | Kitchen | Kitchen Faucet | unknown |  |  | 1.5 |  | N/A | N/A | N/A | Unknown |  | N/A |  | N/A | WA | Single Family | Kitchen Faucet | 2171 | 235.4 | Single Family | FALSE | FALSE |  |  |  | 0 | 0 | Single Family_FALSE | Single Family_FALSE | Single Family_ | Single Family_ | Single Family_ | unknown | unknownSingle Family_ | unknownSingle Family_FALSE
Water_00003788 | SITE_01663 | Room_00020596 | Bathroom_1 | Bathroom | Bathroom Faucet | 1.5 |  | 1.5 | 1.5 |  | N/A | N/A | N/A | Unknown |  | N/A |  | N/A | WA | Single Family | Bathroom Faucet | 2171 | 235.4 | Single Family | FALSE | FALSE |  |  |  | 353.1 | 0 | Single Family_FALSE | Single Family_FALSE | Single Family_ | Single Family_ | Single Family_ | unknown | unknownSingle Family_ | unknownSingle Family_FALSE
Water_00003789 | SITE_01663 | Room_00020596 | Bathroom_1 | Bathroom | Shower / Bathtub combo with diverter valve | 2 |  | 2 | 2 |  | Primary | Daily / Almost Daily | N/A | Unknown |  | N/A |  | N/A | WA | Single Family | Shower | 2171 | 235.4 | Single Family | TRUE | TRUE | TRUE | FALSE | FALSE | 470.8 | 0 | Single Family_TRUE | Single Family_TRUE | Single Family_TRUE | Single Family_FALSE | Single Family_FALSE | unknown | unknownSingle Family_FALSE | unknownSingle Family_TRUE
Water_00003790 | SITE_01679 | Room_00020798 | Kitchen_1 | Kitchen | Kitchen Faucet | 2.2 |  | 2.2 | 2.2 |  | N/A | N/A | N/A | Unknown |  | N/A |  | N/A | WA | Single Family | Kitchen Faucet | 2187 | 72.88 | Single Family | FALSE | FALSE |  |  |  | 160.336 | 0 | Single Family_FALSE | Single Family_FALSE | Single Family_ | Single Family_ | Single Family_ | unknown | unknownSingle Family_ | unknownSingle Family_FALSE
Water_00003791 | SITE_01679 | Room_00020801 | Bathroom_1 | Bathroom | Shower / Bathtub combo with diverter valve | unknown |  |  | 1.6 |  | Primary | Daily / Almost Daily | N/A | Unknown |  | N/A |  | N/A | WA | Single Family | Shower | 2187 | 72.88 | Single Family | TRUE | TRUE | FALSE | FALSE | FALSE | 0 | 0 | Single Family_TRUE | Single Family_TRUE | Single Family_FALSE | Single Family_FALSE | Single Family_FALSE | unknown | unknownSingle Family_FALSE | unknownSingle Family_TRUE
Water_00003792 | SITE_01679 | Room_00020801 | Bathroom_1 | Bathroom | Bathroom Faucet | unknown |  |  | 2 |  | N/A | N/A | N/A | Unknown |  | N/A |  | N/A | WA | Single Family | Bathroom Faucet | 2187 | 72.88 | Single Family | FALSE | FALSE |  |  |  | 0 | 0 | Single Family_FALSE | Single Family_FALSE | Single Family_ | Single Family_ | Single Family_ | unknown | unknownSingle Family_ | unknownSingle Family_FALSE
Water_00003793 | SITE_01656 | Room_00020515 | Bathroom_1 | Bathroom | Bathroom Faucet | 1.5 |  | 1.5 | 2 |  | N/A | N/A | N/A | Unknown |  | N/A |  | N/A | WA | Single Family | Bathroom Faucet | 2164 | 72.88 | Single Family | FALSE | FALSE |  |  |  | 109.32 | 0 | Single Family_FALSE | Single Family_FALSE | Single Family_ | Single Family_ | Single Family_ | unknown | unknownSingle Family_ | unknownSingle Family_FALSE
Water_00003794 | SITE_01656 | Room_00020515 | Bathroom_1 | Bathroom | Shower / Bathtub combo with diverter valve | 2.5 |  | 2.5 | 4.4 |  | Primary | Daily / Almost Daily | N/A | Unknown |  | N/A |  | N/A | WA | Single Family | Shower | 2164 | 72.88 | Single Family | TRUE | TRUE | TRUE | FALSE | FALSE | 182.2 | 0 | Single Family_TRUE | Single Family_TRUE | Single Family_TRUE | Single Family_FALSE | Single Family_FALSE | unknown | unknownSingle Family_FALSE | unknownSingle Family_TRUE
Water_00003795 | SITE_01656 | Room_00020518 | Kitchen_1 | Kitchen | Kitchen Faucet | unknown |  |  | 2.2 |  | N/A | N/A | N/A | Unknown |  | N/A |  | N/A | WA | Single Family | Kitchen Faucet | 2164 | 72.88 | Single Family | FALSE | FALSE |  |  |  | 0 | 0 | Single Family_FALSE | Single Family_FALSE | Single Family_ | Single Family_ | Single Family_ | unknown | unknownSingle Family_ | unknownSingle Family_FALSE
Water_00003796 | SITE_01596 | Room_00019735 | Bathroom_6 | Bathroom | Shower | 2.5 |  | 2.5 | 3.6 |  | Secondary | A few times per year | N/A | Unknown |  | N/A |  | N/A | WA | Single Family | Shower | 2105 | 2259.17 | Single Family | TRUE | FALSE | TRUE | FALSE | FALSE | 5647.925 | 0 | Single Family_TRUE | Single Family_FALSE | Single Family_TRUE | Single Family_FALSE | Single Family_FALSE | unknown | unknownSingle Family_FALSE | unknownSingle Family_TRUE
Water_00003797 | SITE_01596 | Room_00019735 | Bathroom_6 | Bathroom | Bathroom Faucet | 2 |  | 2 | 2.5 |  | N/A | N/A | N/A | Unknown |  | N/A |  | N/A | WA | Single Family | Bathroom Faucet | 2105 | 2259.17 | Single Family | FALSE | FALSE |  |  |  | 4518.34 | 0 | Single Family_FALSE | Single Family_FALSE | Single Family_ | Single Family_ | Single Family_ | unknown | unknownSingle Family_ | unknownSingle Family_FALSE
Water_00003798 | SITE_02060 | Room_00025374 | Kitchen_1 | Kitchen | Kitchen Faucet | unknown |  |  | 1.5 |  | N/A | N/A | N/A | Unknown |  | N/A |  | N/A | WA | Single Family | Kitchen Faucet | 2567 | 3801.52 | Single Family | FALSE | FALSE |  |  |  | 0 | 0 | Single Family_FALSE | Single Family_FALSE | Single Family_ | Single Family_ | Single Family_ | unknown | unknownSingle Family_ | unknownSingle Family_FALSE
Water_00003799 | SITE_02060 | Room_00025378 | Bathroom_1 | Bathroom | Bathroom Faucet | 1.5 |  | 1.5 | 1.2 |  | N/A | N/A | N/A | Unknown |  | N/A |  | N/A | WA | Single Family | Bathroom Faucet | 2567 | 3801.52 | Single Family | FALSE | FALSE |  |  |  | 5702.28 | 0 | Single Family_FALSE | Single Family_FALSE | Single Family_ | Single Family_ | Single Family_ | unknown | unknownSingle Family_ | unknownSingle Family_FALSE
Water_00003800 | SITE_02060 | Room_00025382 | Bathroom_2 | Bathroom | Bathroom Faucet | 1.5 |  | 1.5 | 1.2 |  | N/A | N/A | N/A | Unknown |  | N/A |  | N/A | WA | Single Family | Bathroom Faucet | 2567 | 3801.52 | Single Family | FALSE | FALSE |  |  |  | 5702.28 | 0 | Single Family_FALSE | Single Family_FALSE | Single Family_ | Single Family_ | Single Family_ | unknown | unknownSingle Family_ | unknownSingle Family_FALSE
Water_00003801 | SITE_02060 | Room_00025382 | Bathroom_2 | Bathroom | Bathroom Faucet | 1.5 |  | 1.5 | 1.2 |  | N/A | N/A | N/A | Unknown |  | N/A |  | N/A | WA | Single Family | Bathroom Faucet | 2567 | 3801.52 | Single Family | FALSE | FALSE |  |  |  | 5702.28 | 0 | Single Family_FALSE | Single Family_FALSE | Single Family_ | Single Family_ | Single Family_ | unknown | unknownSingle Family_ | unknownSingle Family_FALSE
Water_00003802 | SITE_02060 | Room_00025382 | Bathroom_2 | Bathroom | Shower | unknown |  |  |  | Unknown | Primary | Daily / Almost Daily | N/A | Unknown |  | N/A |  | N/A | WA | Single Family | Shower | 2567 | 3801.52 | Single Family | TRUE | FALSE | FALSE | FALSE | FALSE | 0 | 0 | Single Family_TRUE | Single Family_FALSE | Single Family_FALSE | Single Family_FALSE | Single Family_FALSE | unknown | unknownSingle Family_FALSE | unknownSingle Family_TRUE
Water_00003803 | SITE_02060 | Room_00025384 | Bathroom_3 | Bathroom | Shower / Bathtub combo with diverter valve | unknown |  |  | 1.8 |  | Primary | A few times per year | N/A | Unknown |  | N/A |  | N/A | WA | Single Family | Shower | 2567 | 3801.52 | Single Family | TRUE | TRUE | FALSE | FALSE | FALSE | 0 | 0 | Single Family_TRUE | Single Family_TRUE | Single Family_FALSE | Single Family_FALSE | Single Family_FALSE | unknown | unknownSingle Family_FALSE | unknownSingle Family_TRUE
Water_00003804 | SITE_02060 | Room_00025384 | Bathroom_3 | Bathroom | Bathroom Faucet | 1.5 |  | 1.5 | 1.3 |  | N/A | N/A | N/A | Unknown |  | N/A |  | N/A | WA | Single Family | Bathroom Faucet | 2567 | 3801.52 | Single Family | FALSE | FALSE |  |  |  | 5702.28 | 0 | Single Family_FALSE | Single Family_FALSE | Single Family_ | Single Family_ | Single Family_ | unknown | unknownSingle Family_ | unknownSingle Family_FALSE
Water_00003805 | SITE_01614 | Room_00020017 | Bathroom_1 | Bathroom | Shower | unknown |  |  |  | Unknown | Primary | Daily / Almost Daily | Too wide for bag | Unknown |  | N/A |  | N/A | WA | Single Family | Shower | 2123 | 2259.17 | Single Family | TRUE | FALSE | FALSE | FALSE | FALSE | 0 | 0 | Single Family_TRUE | Single Family_FALSE | Single Family_FALSE | Single Family_FALSE | Single Family_FALSE | unknown | unknownSingle Family_FALSE | unknownSingle Family_TRUE
Water_00003806 | SITE_01614 | Room_00020017 | Bathroom_1 | Bathroom | Bathroom Faucet | unknown |  |  | 1.5 |  | N/A | N/A | N/A | Unknown |  | N/A |  | N/A | WA | Single Family | Bathroom Faucet | 2123 | 2259.17 | Single Family | FALSE | FALSE |  |  |  | 0 | 0 | Single Family_FALSE | Single Family_FALSE | Single Family_ | Single Family_ | Single Family_ | unknown | unknownSingle Family_ | unknownSingle Family_FALSE
Water_00003807 | SITE_01614 | Room_00020023 | Kitchen_1 | Kitchen | Kitchen Faucet | unknown |  |  | 1 |  | N/A | N/A | N/A | Unknown |  | N/A |  | N/A | WA | Single Family | Kitchen Faucet | 2123 | 2259.17 | Single Family | FALSE | FALSE |  |  |  | 0 | 0 | Single Family_FALSE | Single Family_FALSE | Single Family_ | Single Family_ | Single Family_ | unknown | unknownSingle Family_ | unknownSingle Family_FALSE
Water_00003808 | SITE_01614 | Room_00020025 | Bathroom_2 | Bathroom | Shower / Bathtub combo with diverter valve | 1.5 |  | 1.5 |  | Unknown | Secondary | A few times per week | Could not access | Unknown |  | N/A |  | N/A | WA | Single Family | Shower | 2123 | 2259.17 | Single Family | TRUE | TRUE | TRUE | FALSE | FALSE | 3388.755 | 0 | Single Family_TRUE | Single Family_TRUE | Single Family_TRUE | Single Family_FALSE | Single Family_FALSE | unknown | unknownSingle Family_FALSE | unknownSingle Family_TRUE
Water_00003809 | SITE_01614 | Room_00020025 | Bathroom_2 | Bathroom | Bathroom Faucet | unknown |  |  | 2.5 |  | N/A | N/A | N/A | Unknown |  | N/A |  | N/A | WA | Single Family | Bathroom Faucet | 2123 | 2259.17 | Single Family | FALSE | FALSE |  |  |  | 0 | 0 | Single Family_FALSE | Single Family_FALSE | Single Family_ | Single Family_ | Single Family_ | unknown | unknownSingle Family_ | unknownSingle Family_FALSE
Water_00003810 | SITE_01622 | Room_00020128 | Kitchen_1 | Kitchen | Kitchen Faucet | unknown |  |  | 2.5 |  | N/A | N/A | N/A | Unknown |  | N/A |  | N/A | WA | Single Family | Kitchen Faucet | 2131 | 235.4 | Single Family | FALSE | FALSE |  |  |  | 0 | 0 | Single Family_FALSE | Single Family_FALSE | Single Family_ | Single Family_ | Single Family_ | unknown | unknownSingle Family_ | unknownSingle Family_FALSE
Water_00003811 | SITE_01622 | Room_00020132 | Bathroom_1 | Bathroom | Bathroom Faucet | unknown |  |  | 1.5 |  | N/A | N/A | N/A | Unknown |  | N/A |  | N/A | WA | Single Family | Bathroom Faucet | 2131 | 235.4 | Single Family | FALSE | FALSE |  |  |  | 0 | 0 | Single Family_FALSE | Single Family_FALSE | Single Family_ | Single Family_ | Single Family_ | unknown | unknownSingle Family_ | unknownSingle Family_FALSE
Water_00003812 | SITE_01622 | Room_00020132 | Bathroom_1 | Bathroom | Shower / Bathtub combo with diverter valve | unknown |  |  | 3 |  | Secondary | A few times per year | N/A | Unknown |  | N/A |  | N/A | WA | Single Family | Shower | 2131 | 235.4 | Single Family | TRUE | TRUE | FALSE | FALSE | FALSE | 0 | 0 | Single Family_TRUE | Single Family_TRUE | Single Family_FALSE | Single Family_FALSE | Single Family_FALSE | unknown | unknownSingle Family_FALSE | unknownSingle Family_TRUE
Water_00003813 | SITE_01622 | Room_00020134 | Bathroom_2 | Bathroom | Shower | unknown |  |  | 2.5 |  | Primary | Daily / Almost Daily | N/A | Unknown |  | N/A |  | N/A | WA | Single Family | Shower | 2131 | 235.4 | Single Family | TRUE | FALSE | FALSE | FALSE | FALSE | 0 | 0 | Single Family_TRUE | Single Family_FALSE | Single Family_FALSE | Single Family_FALSE | Single Family_FALSE | unknown | unknownSingle Family_FALSE | unknownSingle Family_TRUE
Water_00003814 | SITE_01622 | Room_00020134 | Bathroom_2 | Bathroom | Bathroom Faucet | 2.2 |  | 2.2 | 2.2 |  | N/A | N/A | N/A | Unknown |  | N/A |  | N/A | WA | Single Family | Bathroom Faucet | 2131 | 235.4 | Single Family | FALSE | FALSE |  |  |  | 517.88 | 0 | Single Family_FALSE | Single Family_FALSE | Single Family_ | Single Family_ | Single Family_ | unknown | unknownSingle Family_ | unknownSingle Family_FALSE
Water_00003815 | SITE_01548 | Room_00019049 | Bathroom_6 | Bathroom | Bathroom Faucet | 2 | 2.2111 | 2 | 2.5 |  | N/A | N/A | N/A | Bag | 0.796 |  | 1.99 |  | WA | Single Family | Bathroom Faucet | 2057 | 597.38 | Single Family | FALSE | FALSE |  |  |  | 1194.76 | 1188.7862 | Single Family_FALSE | Single Family_FALSE | Single Family_ | Single Family_ | Single Family_ | unknown | unknownSingle Family_ | unknownSingle Family_FALSE
Water_00003816 | SITE_01548 | Room_00019049 | Bathroom_6 | Bathroom | Shower | 1.8867 | 1.8867 |  | 2 |  | All used about the same | Daily / Almost Daily | N/A | Bag | 0.8492 |  | 1.698 |  | WA | Single Family | Shower | 2057 | 597.38 | Single Family | TRUE | FALSE | TRUE | TRUE | TRUE | 1127.0569 | 1014.3512 | Single Family_TRUE | Single Family_FALSE | Single Family_TRUE | Single Family_TRUE | Single Family_TRUE | 2.0gpm | 2.0gpmSingle Family_TRUE | 2.0gpmSingle Family_TRUE
Water_00003817 | SITE_01901 | Room_00023052 | Bathroom_1 | Bathroom | Bathroom Faucet | 2.2111 | 2.2111 |  | 2.5 |  | N/A | N/A | N/A | Bag | 0.796 |  | 1.99 |  | WA | Single Family | Bathroom Faucet | 2408 | 12576.67 | Single Family | FALSE | FALSE |  |  |  | 27808.4148 | 25027.5733 | Single Family_FALSE | Single Family_FALSE | Single Family_ | Single Family_ | Single Family_ | unknown | unknownSingle Family_ | unknownSingle Family_FALSE
Water_00003818 | SITE_01901 | Room_00023052 | Bathroom_1 | Bathroom | Shower / Bathtub combo with diverter valve | 2.6422 | 2.6422 |  | 2.8 |  | Primary | Daily / Almost Daily | N/A | Bag | 0.8492 |  | 2.378 |  | WA | Single Family | Shower | 2408 | 12576.67 | Single Family | TRUE | TRUE | TRUE | TRUE | TRUE | 33230.357 | 29907.3213 | Single Family_TRUE | Single Family_TRUE | Single Family_TRUE | Single Family_TRUE | Single Family_TRUE | gt2.5gpm | gt2.5gpmSingle Family_TRUE | gt2.5gpmSingle Family_TRUE
Water_00003819 | SITE_01901 | Room_00023054 | Bathroom_2 | Bathroom | Bathroom Faucet | 1.2378 | 1.2378 |  | 1.4 |  | N/A | N/A | N/A | Bag | 0.796 |  | 1.114 |  | WA | Single Family | Bathroom Faucet | 2408 | 12576.67 | Single Family | FALSE | FALSE |  |  |  | 15567.1226 | 14010.4104 | Single Family_FALSE | Single Family_FALSE | Single Family_ | Single Family_ | Single Family_ | unknown | unknownSingle Family_ | unknownSingle Family_FALSE
Water_00003820 | SITE_01901 | Room_00023054 | Bathroom_2 | Bathroom | Shower | 2.3589 | 2.3589 |  | 2.5 |  | Secondary | Daily / Almost Daily | N/A | Bag | 0.8492 |  | 2.123 |  | WA | Single Family | Shower | 2408 | 12576.67 | Single Family | TRUE | FALSE | TRUE | TRUE | TRUE | 29666.9671 | 26700.2704 | Single Family_TRUE | Single Family_FALSE | Single Family_TRUE | Single Family_TRUE | Single Family_TRUE | 2.5gpm | 2.5gpmSingle Family_TRUE | 2.5gpmSingle Family_TRUE
Water_00003821 | SITE_01901 | Room_00023058 | Kitchen_1 | Kitchen | Kitchen Faucet | 2.2 | 2.2111 | 2.2 | 2.5 |  | N/A | N/A | N/A | Bag | 0.796 |  | 1.99 |  | WA | Single Family | Kitchen Faucet | 2408 | 12576.67 | Single Family | FALSE | FALSE |  |  |  | 27668.674 | 25027.5733 | Single Family_FALSE | Single Family_FALSE | Single Family_ | Single Family_ | Single Family_ | unknown | unknownSingle Family_ | unknownSingle Family_FALSE
Water_00003822 | SITE_01901 | Room_00023062 | Bathroom_3 | Bathroom | Bathroom Faucet | 2 | 2.2111 | 2 | 2.5 |  | N/A | N/A | N/A | Bag | 0.796 |  | 1.99 |  | WA | Single Family | Bathroom Faucet | 2408 | 12576.67 | Single Family | FALSE | FALSE |  |  |  | 25153.34 | 25027.5733 | Single Family_FALSE | Single Family_FALSE | Single Family_ | Single Family_ | Single Family_ | unknown | unknownSingle Family_ | unknownSingle Family_FALSE
Water_00003823 | SITE_01901 | Room_00023062 | Bathroom_3 | Bathroom | Shower | 3.7744 | 3.7744 |  | 4 |  | Secondary | A few times per year | N/A | Bag | 0.8492 |  | 3.397 |  | WA | Single Family | Shower | 2408 | 12576.67 | Single Family | TRUE | FALSE | TRUE | TRUE | TRUE | 47469.9422 | 42722.948 | Single Family_TRUE | Single Family_FALSE | Single Family_TRUE | Single Family_TRUE | Single Family_TRUE | gt2.5gpm | gt2.5gpmSingle Family_TRUE | gt2.5gpmSingle Family_TRUE
Water_00003824 | SITE_01620 | Room_00020110 | Bathroom_1 | Bathroom | Bathroom Faucet | 1.2378 | 1.2378 |  | 1.4 |  | N/A | N/A | N/A | Bag | 0.796 |  | 1.114 |  | WA | Single Family | Bathroom Faucet | 2129 | 235.4 | Single Family | FALSE | FALSE |  |  |  | 291.3729 | 262.2356 | Single Family_FALSE | Single Family_FALSE | Single Family_ | Single Family_ | Single Family_ | unknown | unknownSingle Family_ | unknownSingle Family_FALSE
Water_00003825 | SITE_01620 | Room_00020110 | Bathroom_1 | Bathroom | Shower / Bathtub combo with diverter valve | 2.5 | 2.3589 | 2.5 | 2.5 |  | Primary | Daily / Almost Daily | N/A | Bag | 0.8492 |  | 2.123 |  | WA | Single Family | Shower | 2129 | 235.4 | Single Family | TRUE | TRUE | TRUE | TRUE | TRUE | 588.5 | 499.7542 | Single Family_TRUE | Single Family_TRUE | Single Family_TRUE | Single Family_TRUE | Single Family_TRUE | 2.5gpm | 2.5gpmSingle Family_TRUE | 2.5gpmSingle Family_TRUE
Water_00003826 | SITE_01587 | Room_00019607 | Bathroom_6 | Bathroom | Bathroom Faucet | 0.88444 | 0.88444 |  | 1 |  | N/A | N/A | N/A | Bag | 0.796 |  | 0.796 |  | WA | Multifamily Residence | Bathroom Faucet | 2096 | 2002.39 | Multifamily Residence | FALSE | FALSE |  |  |  | 1771.0027 | 1593.9024 | Multifamily Residence_FALSE | Multifamily Residence_FALSE | Multifamily Residence_ | Multifamily Residence_ | Multifamily Residence_ | unknown | unknownMultifamily Residence_ | unknownMultifamily Residence_FALSE
Water_00003827 | SITE_01587 | Room_00019607 | Bathroom_6 | Bathroom | Shower | 2.9256 | 2.9256 |  | 3.1 |  | Primary | Daily / Almost Daily | N/A | Bag | 0.8492 |  | 2.633 |  | WA | Multifamily Residence | Shower | 2096 | 2002.39 | Multifamily Residence | TRUE | FALSE | TRUE | TRUE | TRUE | 5858.1032 | 5272.2929 | Multifamily Residence_TRUE | Multifamily Residence_FALSE | Multifamily Residence_TRUE | Multifamily Residence_TRUE | Multifamily Residence_TRUE | gt2.5gpm | gt2.5gpmMultifamily Residence_TRUE | gt2.5gpmMultifamily Residence_TRUE
Water_00003828 | SITE_01647 | Room_00020422 | Kitchen_1 | Kitchen | Kitchen Faucet | 2.6533 | 2.6533 |  | 3 |  | N/A | N/A | N/A | Bag | 0.796 |  | 2.388 |  | WA | Single Family | Kitchen Faucet | 2156 | 72.88 | Single Family | FALSE | FALSE |  |  |  | 193.3749 | 174.0374 | Single Family_FALSE | Single Family_FALSE | Single Family_ | Single Family_ | Single Family_ | unknown | unknownSingle Family_ | unknownSingle Family_FALSE
Water_00003829 | SITE_01647 | Room_00020424 | Bathroom_1 | Bathroom | Shower | 2.5 |  | 2.5 | 2.5 |  | Primary | Daily / Almost Daily | N/A | Unknown |  | N/A |  | N/A | WA | Single Family | Shower | 2156 | 72.88 | Single Family | TRUE | FALSE | TRUE | FALSE | FALSE | 182.2 | 0 | Single Family_TRUE | Single Family_FALSE | Single Family_TRUE | Single Family_FALSE | Single Family_FALSE | unknown | unknownSingle Family_FALSE | unknownSingle Family_TRUE
Water_00003830 | SITE_01647 | Room_00020424 | Bathroom_1 | Bathroom | Bathroom Faucet | unknown |  |  | 2 |  | N/A | N/A | N/A | Unknown |  | N/A |  | N/A | WA | Single Family | Bathroom Faucet | 2156 | 72.88 | Single Family | FALSE | FALSE |  |  |  | 0 | 0 | Single Family_FALSE | Single Family_FALSE | Single Family_ | Single Family_ | Single Family_ | unknown | unknownSingle Family_ | unknownSingle Family_FALSE
Water_00003831 | SITE_02066 | Room_00025479 | Laundry_1 | Laundry | Bathroom Faucet | unknown |  |  | 3 |  | N/A | N/A | Utility sink | Unknown |  | N/A |  | N/A | WA | Single Family | Bathroom Faucet | 2573 | 12576.67 | Single Family | FALSE | FALSE |  |  |  | 0 | 0 | Single Family_FALSE | Single Family_FALSE | Single Family_ | Single Family_ | Single Family_ | unknown | unknownSingle Family_ | unknownSingle Family_FALSE
Water_00003832 | SITE_02066 | Room_00025483 | Bathroom_1 | Bathroom | Bathroom Faucet | unknown |  |  | 3 |  | N/A | N/A | N/A | Unknown |  | N/A |  | N/A | WA | Single Family | Bathroom Faucet | 2573 | 12576.67 | Single Family | FALSE | FALSE |  |  |  | 0 | 0 | Single Family_FALSE | Single Family_FALSE | Single Family_ | Single Family_ | Single Family_ | unknown | unknownSingle Family_ | unknownSingle Family_FALSE
Water_00003833 | SITE_02066 | Room_00025483 | Bathroom_1 | Bathroom | Shower | unknown |  |  | 3.5 |  | Secondary | A few times per year | N/A | Unknown |  | N/A |  | N/A | WA | Single Family | Shower | 2573 | 12576.67 | Single Family | TRUE | FALSE | FALSE | FALSE | FALSE | 0 | 0 | Single Family_TRUE | Single Family_FALSE | Single Family_FALSE | Single Family_FALSE | Single Family_FALSE | unknown | unknownSingle Family_FALSE | unknownSingle Family_TRUE
Water_00003834 | SITE_02066 | Room_00025492 | Bathroom_2 | Bathroom | Bathroom Faucet | unknown |  |  | 4 |  | N/A | N/A | N/A | Unknown |  | N/A |  | N/A | WA | Single Family | Bathroom Faucet | 2573 | 12576.67 | Single Family | FALSE | FALSE |  |  |  | 0 | 0 | Single Family_FALSE | Single Family_FALSE | Single Family_ | Single Family_ | Single Family_ | unknown | unknownSingle Family_ | unknownSingle Family_FALSE
Water_00003835 | SITE_02066 | Room_00025492 | Bathroom_2 | Bathroom | Shower | unknown |  |  | 4.5 |  | Primary | Daily / Almost Daily | N/A | Unknown |  | N/A |  | N/A | WA | Single Family | Shower | 2573 | 12576.67 | Single Family | TRUE | FALSE | FALSE | FALSE | FALSE | 0 | 0 | Single Family_TRUE | Single Family_FALSE | Single Family_FALSE | Single Family_FALSE | Single Family_FALSE | unknown | unknownSingle Family_FALSE | unknownSingle Family_TRUE
Water_00003836 | SITE_02066 | Room_00025495 | Bathroom_3 | Bathroom | Bathroom Faucet | unknown |  |  | 2.5 |  | N/A | N/A | N/A | Unknown |  | N/A |  | N/A | WA | Single Family | Bathroom Faucet | 2573 | 12576.67 | Single Family | FALSE | FALSE |  |  |  | 0 | 0 | Single Family_FALSE | Single Family_FALSE | Single Family_ | Single Family_ | Single Family_ | unknown | unknownSingle Family_ | unknownSingle Family_FALSE
Water_00003837 | SITE_02066 | Room_00025495 | Bathroom_3 | Bathroom | Shower / Bathtub combo with diverter valve | unknown |  |  |  | Unknown | Secondary | Never | Not operational. | Unknown |  | N/A |  | N/A | WA | Single Family | Shower | 2573 | 12576.67 | Single Family | TRUE | TRUE | FALSE | FALSE | FALSE | 0 | 0 | Single Family_TRUE | Single Family_TRUE | Single Family_FALSE | Single Family_FALSE | Single Family_FALSE | unknown | unknownSingle Family_FALSE | unknownSingle Family_TRUE
Water_00003838 | SITE_02044 | Room_00025140 | Kitchen_1 | Kitchen | Bathroom Faucet | unknown |  |  | 3.5 |  | N/A | N/A | N/A | Unknown |  | N/A |  | N/A | WA | Single Family | Bathroom Faucet | 2551 | 12576.67 | Single Family | FALSE | FALSE |  |  |  | 0 | 0 | Single Family_FALSE | Single Family_FALSE | Single Family_ | Single Family_ | Single Family_ | unknown | unknownSingle Family_ | unknownSingle Family_FALSE
Water_00003839 | SITE_02044 | Room_00025143 | Bathroom_1 | Bathroom | Bathroom Faucet | unknown |  |  | 2.5 |  | N/A | N/A | N/A | Unknown |  | N/A |  | N/A | WA | Single Family | Bathroom Faucet | 2551 | 12576.67 | Single Family | FALSE | FALSE |  |  |  | 0 | 0 | Single Family_FALSE | Single Family_FALSE | Single Family_ | Single Family_ | Single Family_ | unknown | unknownSingle Family_ | unknownSingle Family_FALSE
Water_00003840 | SITE_02044 | Room_00025143 | Bathroom_1 | Bathroom | Shower / Bathtub combo with diverter valve | unknown |  |  | 3 |  | Secondary | A few times per week | N/A | Unknown |  | N/A |  | N/A | WA | Single Family | Shower | 2551 | 12576.67 | Single Family | TRUE | TRUE | FALSE | FALSE | FALSE | 0 | 0 | Single Family_TRUE | Single Family_TRUE | Single Family_FALSE | Single Family_FALSE | Single Family_FALSE | unknown | unknownSingle Family_FALSE | unknownSingle Family_TRUE
Water_00003841 | SITE_02044 | Room_00025146 | Bathroom_2 | Bathroom | Bathroom Faucet | unknown |  |  | 3 |  | N/A | N/A | N/A | Unknown |  | N/A |  | N/A | WA | Single Family | Bathroom Faucet | 2551 | 12576.67 | Single Family | FALSE | FALSE |  |  |  | 0 | 0 | Single Family_FALSE | Single Family_FALSE | Single Family_ | Single Family_ | Single Family_ | unknown | unknownSingle Family_ | unknownSingle Family_FALSE
Water_00003842 | SITE_02044 | Room_00025146 | Bathroom_2 | Bathroom | Shower | unknown |  |  | 3 |  | Primary | Daily / Almost Daily | N/A | Unknown |  | N/A |  | N/A | WA | Single Family | Shower | 2551 | 12576.67 | Single Family | TRUE | FALSE | FALSE | FALSE | FALSE | 0 | 0 | Single Family_TRUE | Single Family_FALSE | Single Family_FALSE | Single Family_FALSE | Single Family_FALSE | unknown | unknownSingle Family_FALSE | unknownSingle Family_TRUE
Water_00003843 | SITE_01583 | Room_00019558 | Bathroom_6 | Bathroom | Bathroom Faucet | 2.2 |  | 2.2 | 2 |  | N/A | N/A | N/A | Unknown |  | N/A |  | N/A | WA | Single Family | Bathroom Faucet | 2092 | 597.38 | Single Family | FALSE | FALSE |  |  |  | 1314.236 | 0 | Single Family_FALSE | Single Family_FALSE | Single Family_ | Single Family_ | Single Family_ | unknown | unknownSingle Family_ | unknownSingle Family_FALSE
Water_00003844 | SITE_01583 | Room_00019558 | Bathroom_6 | Bathroom | Shower | unknown |  |  | 2.5 |  | Primary | A few times per month | N/A | Unknown |  | N/A |  | N/A | WA | Single Family | Shower | 2092 | 597.38 | Single Family | TRUE | FALSE | FALSE | FALSE | FALSE | 0 | 0 | Single Family_TRUE | Single Family_FALSE | Single Family_FALSE | Single Family_FALSE | Single Family_FALSE | unknown | unknownSingle Family_FALSE | unknownSingle Family_TRUE
Water_00003845 | SITE_01578 | Room_00019478 | Living Room_1 | Living Room | Kitchen Faucet | 2.2 | 1.7689 | 2.2 | 2 |  | N/A | N/A | N/A | Bag | 0.796 |  | 1.592 |  | WA | Single Family | Kitchen Faucet | 2087 | 2259.17 | Single Family | FALSE | FALSE |  |  |  | 4970.174 | 3596.5986 | Single Family_FALSE | Single Family_FALSE | Single Family_ | Single Family_ | Single Family_ | unknown | unknownSingle Family_ | unknownSingle Family_FALSE
Water_00003846 | SITE_01578 | Room_00019479 | Bathroom_1 | Bathroom | Bathroom Faucet | unknown |  |  | 4 |  | N/A | N/A | Custom faucet. | Unknown |  | N/A |  | N/A | WA | Single Family | Bathroom Faucet | 2087 | 2259.17 | Single Family | FALSE | FALSE |  |  |  | 0 | 0 | Single Family_FALSE | Single Family_FALSE | Single Family_ | Single Family_ | Single Family_ | unknown | unknownSingle Family_ | unknownSingle Family_FALSE
Water_00003847 | SITE_01578 | Room_00019484 | Mechanical_1 | Mechanical | Bathroom Faucet | unknown |  |  | 2.5 |  | N/A | N/A | N/A | Unknown |  | N/A |  | N/A | WA | Single Family | Bathroom Faucet | 2087 | 2259.17 | Single Family | FALSE | FALSE |  |  |  | 0 | 0 | Single Family_FALSE | Single Family_FALSE | Single Family_ | Single Family_ | Single Family_ | unknown | unknownSingle Family_ | unknownSingle Family_FALSE
Water_00003848 | SITE_01578 | Room_00019490 | Bathroom_2 | Bathroom | Bathroom Faucet | unknown |  |  | 3 |  | N/A | N/A | N/A | Unknown |  | N/A |  | N/A | WA | Single Family | Bathroom Faucet | 2087 | 2259.17 | Single Family | FALSE | FALSE |  |  |  | 0 | 0 | Single Family_FALSE | Single Family_FALSE | Single Family_ | Single Family_ | Single Family_ | unknown | unknownSingle Family_ | unknownSingle Family_FALSE
Water_00003849 | SITE_01578 | Room_00019490 | Bathroom_2 | Bathroom | Shower / Bathtub combo with diverter valve | unknown |  |  | 6 |  | Secondary | A few times per year | N/A | Unknown |  | N/A |  | N/A | WA | Single Family | Shower | 2087 | 2259.17 | Single Family | TRUE | TRUE | FALSE | FALSE | FALSE | 0 | 0 | Single Family_TRUE | Single Family_TRUE | Single Family_FALSE | Single Family_FALSE | Single Family_FALSE | unknown | unknownSingle Family_FALSE | unknownSingle Family_TRUE
Water_00003850 | SITE_01578 | Room_00019481 | Bedroom_3 | Bedroom | Bathroom Faucet | unknown |  |  | 3 |  | N/A | N/A | N/A | Unknown |  | N/A |  | N/A | WA | Single Family | Bathroom Faucet | 2087 | 2259.17 | Single Family | FALSE | FALSE |  |  |  | 0 | 0 | Single Family_FALSE | Single Family_FALSE | Single Family_ | Single Family_ | Single Family_ | unknown | unknownSingle Family_ | unknownSingle Family_FALSE
Water_00003851 | SITE_01578 | Room_00019494 | Bathroom_3 | Bathroom | Bathroom Faucet | unknown |  |  | 2.5 |  | N/A | N/A | N/A | Unknown |  | N/A |  | N/A | WA | Single Family | Bathroom Faucet | 2087 | 2259.17 | Single Family | FALSE | FALSE |  |  |  | 0 | 0 | Single Family_FALSE | Single Family_FALSE | Single Family_ | Single Family_ | Single Family_ | unknown | unknownSingle Family_ | unknownSingle Family_FALSE
Water_00003852 | SITE_01578 | Room_00019494 | Bathroom_3 | Bathroom | Shower | unknown |  |  | 3 |  | Primary | A few times per week | N/A | Unknown |  | N/A |  | N/A | WA | Single Family | Shower | 2087 | 2259.17 | Single Family | TRUE | FALSE | FALSE | FALSE | FALSE | 0 | 0 | Single Family_TRUE | Single Family_FALSE | Single Family_FALSE | Single Family_FALSE | Single Family_FALSE | unknown | unknownSingle Family_FALSE | unknownSingle Family_TRUE
Water_00003853 | SITE_01659 | Room_00020163 | Kitchen_1 | Kitchen | Kitchen Faucet | 2.6533 | 2.6533 |  | 3 |  | N/A | N/A | N/A | Bag | 0.796 |  | 2.388 |  | WA | Single Family | Kitchen Faucet | 2167 | 235.4 | Single Family | FALSE | FALSE |  |  |  | 624.5947 | 562.1352 | Single Family_FALSE | Single Family_FALSE | Single Family_ | Single Family_ | Single Family_ | unknown | unknownSingle Family_ | unknownSingle Family_FALSE
Water_00003854 | SITE_01659 | Room_00020168 | Bathroom_1 | Bathroom | Bathroom Faucet | 2.6533 | 2.6533 |  | 3 |  | N/A | N/A | N/A | Bag | 0.796 |  | 2.388 |  | WA | Single Family | Bathroom Faucet | 2167 | 235.4 | Single Family | FALSE | FALSE |  |  |  | 624.5947 | 562.1352 | Single Family_FALSE | Single Family_FALSE | Single Family_ | Single Family_ | Single Family_ | unknown | unknownSingle Family_ | unknownSingle Family_FALSE
Water_00003855 | SITE_01659 | Room_00020168 | Bathroom_1 | Bathroom | Shower / Bathtub combo with separate valve | 2.5 | 2.3589 | 2.5 | 2.5 |  | Primary | Daily / Almost Daily | N/A | Bag | 0.8492 |  | 2.123 |  | WA | Single Family | Shower | 2167 | 235.4 | Single Family | TRUE | TRUE | TRUE | TRUE | TRUE | 588.5 | 499.7542 | Single Family_TRUE | Single Family_TRUE | Single Family_TRUE | Single Family_TRUE | Single Family_TRUE | 2.5gpm | 2.5gpmSingle Family_TRUE | 2.5gpmSingle Family_TRUE
Water_00003856 | SITE_01659 | Room_00020170 | Bathroom_2 | Bathroom | Bathroom Faucet | 2 | 2.3878 | 2 | 2.7 |  | N/A | N/A | N/A | Bag | 0.796 |  | 2.149 |  | WA | Single Family | Bathroom Faucet | 2167 | 235.4 | Single Family | FALSE | FALSE |  |  |  | 470.8 | 505.8746 | Single Family_FALSE | Single Family_FALSE | Single Family_ | Single Family_ | Single Family_ | unknown | unknownSingle Family_ | unknownSingle Family_FALSE
Water_00003857 | SITE_02003 | Room_00019715 | Kitchen_1 | Kitchen | Kitchen Faucet | 1.5 | 1.3267 | 1.5 | 1.5 |  | N/A | N/A | N/A | Bag | 0.796 |  | 1.194 |  | WA | Single Family | Kitchen Faucet | 2510 | 12576.67 | Single Family | FALSE | FALSE |  |  |  | 18865.005 | 15016.544 | Single Family_FALSE | Single Family_FALSE | Single Family_ | Single Family_ | Single Family_ | unknown | unknownSingle Family_ | unknownSingle Family_FALSE
Water_00003858 | SITE_02003 | Room_00019718 | Bathroom_1 | Bathroom | Bathroom Faucet | 1.3267 | 1.3267 |  | 1.5 |  | N/A | N/A | N/A | Bag | 0.796 |  | 1.194 |  | WA | Single Family | Bathroom Faucet | 2510 | 12576.67 | Single Family | FALSE | FALSE |  |  |  | 16685.0489 | 15016.544 | Single Family_FALSE | Single Family_FALSE | Single Family_ | Single Family_ | Single Family_ | unknown | unknownSingle Family_ | unknownSingle Family_FALSE
Water_00003859 | SITE_02003 | Room_00019718 | Bathroom_1 | Bathroom | Shower | 1.4156 | 1.4156 |  | 1.5 |  | Primary | Daily / Almost Daily | N/A | Bag | 0.8492 |  | 1.274 |  | WA | Single Family | Shower | 2510 | 12576.67 | Single Family | TRUE | FALSE | TRUE | TRUE | TRUE | 17802.9751 | 16022.6776 | Single Family_TRUE | Single Family_FALSE | Single Family_TRUE | Single Family_TRUE | Single Family_TRUE | <1.5gpm | <1.5gpmSingle Family_TRUE | <1.5gpmSingle Family_TRUE
Water_00003860 | SITE_01657 | Room_00020525 | Kitchen_1 | Kitchen | Kitchen Faucet | 2.2111 | 2.2111 |  | 2.5 |  | N/A | N/A | N/A | Bag | 0.796 |  | 1.99 |  | WA | Single Family | Kitchen Faucet | 2165 | 235.4 | Single Family | FALSE | FALSE |  |  |  | 520.4956 | 468.446 | Single Family_FALSE | Single Family_FALSE | Single Family_ | Single Family_ | Single Family_ | unknown | unknownSingle Family_ | unknownSingle Family_FALSE
Water_00003861 | SITE_01657 | Room_00020529 | Bathroom_1 | Bathroom | Bathroom Faucet | 2.2 | 2.9189 | 2.2 | 3.3 |  | N/A | N/A | N/A | Bag | 0.796 |  | 2.627 |  | WA | Single Family | Bathroom Faucet | 2165 | 235.4 | Single Family | FALSE | FALSE |  |  |  | 517.88 | 618.3958 | Single Family_FALSE | Single Family_FALSE | Single Family_ | Single Family_ | Single Family_ | unknown | unknownSingle Family_ | unknownSingle Family_FALSE
Water_00003862 | SITE_01657 | Room_00020529 | Bathroom_1 | Bathroom | Shower / Bathtub combo with diverter valve | 2 | 2.7367 | 2 | 2.9 |  | Primary | Daily / Almost Daily | N/A | Bag | 0.8492 |  | 2.463 |  | WA | Single Family | Shower | 2165 | 235.4 | Single Family | TRUE | TRUE | TRUE | TRUE | TRUE | 470.8 | 579.7902 | Single Family_TRUE | Single Family_TRUE | Single Family_TRUE | Single Family_TRUE | Single Family_TRUE | 2.0gpm | 2.0gpmSingle Family_TRUE | 2.0gpmSingle Family_TRUE
Water_00003863 | SITE_01922 | Room_00023360 | Bathroom_1 | Bathroom | Bathroom Faucet | 2.3878 | 2.3878 |  | 2.7 |  | N/A | N/A | N/A | Bag | 0.796 |  | 2.149 |  | WA | Single Family | Bathroom Faucet | 2429 | 2259.17 | Single Family | FALSE | FALSE |  |  |  | 5394.3959 | 4854.9563 | Single Family_FALSE | Single Family_FALSE | Single Family_ | Single Family_ | Single Family_ | unknown | unknownSingle Family_ | unknownSingle Family_FALSE
Water_00003864 | SITE_01922 | Room_00023360 | Bathroom_1 | Bathroom | Shower / Bathtub combo with diverter valve | 2.3589 | 2.3589 |  | 2.5 |  | All used about the same | Daily / Almost Daily | N/A | Bag | 0.8492 |  | 2.123 |  | WA | Single Family | Shower | 2429 | 2259.17 | Single Family | TRUE | TRUE | TRUE | TRUE | TRUE | 5329.131 | 4796.2179 | Single Family_TRUE | Single Family_TRUE | Single Family_TRUE | Single Family_TRUE | Single Family_TRUE | 2.5gpm | 2.5gpmSingle Family_TRUE | 2.5gpmSingle Family_TRUE
Water_00003865 | SITE_01922 | Room_00023361 | Kitchen_1 | Kitchen | Kitchen Faucet | 2.0344 | 2.0344 |  | 2.3 |  | N/A | N/A | N/A | Bag | 0.796 |  | 1.831 |  | WA | Single Family | Kitchen Faucet | 2429 | 2259.17 | Single Family | FALSE | FALSE |  |  |  | 4596.1559 | 4136.5403 | Single Family_FALSE | Single Family_FALSE | Single Family_ | Single Family_ | Single Family_ | unknown | unknownSingle Family_ | unknownSingle Family_FALSE
Water_00003866 | SITE_02058 | Room_00025340 | Kitchen_1 | Kitchen | Kitchen Faucet | 1.5 | 1.3267 | 1.5 | 1.5 |  | N/A | N/A | N/A | Bag | 0.796 |  | 1.194 |  | WA | Single Family | Kitchen Faucet | 2565 | 597.38 | Single Family | FALSE | FALSE |  |  |  | 896.07 | 713.2717 | Single Family_FALSE | Single Family_FALSE | Single Family_ | Single Family_ | Single Family_ | unknown | unknownSingle Family_ | unknownSingle Family_FALSE
Water_00003867 | SITE_02058 | Room_00025344 | Bathroom_1 | Bathroom | Shower | 2.3589 | 2.3589 |  | 2.5 |  | Never / rarely used | A few times per year | N/A | Bag | 0.8492 |  | 2.123 |  | WA | Single Family | Shower | 2565 | 597.38 | Single Family | TRUE | FALSE | TRUE | TRUE | TRUE | 1409.153 | 1268.2377 | Single Family_TRUE | Single Family_FALSE | Single Family_TRUE | Single Family_TRUE | Single Family_TRUE | 2.5gpm | 2.5gpmSingle Family_TRUE | 2.5gpmSingle Family_TRUE
Water_00003868 | SITE_02058 | Room_00025344 | Bathroom_1 | Bathroom | Bathroom Faucet | 2 | 2.2111 | 2 | 2.5 |  | N/A | N/A | N/A | Bag | 0.796 |  | 1.99 |  | WA | Single Family | Bathroom Faucet | 2565 | 597.38 | Single Family | FALSE | FALSE |  |  |  | 1194.76 | 1188.7862 | Single Family_FALSE | Single Family_FALSE | Single Family_ | Single Family_ | Single Family_ | unknown | unknownSingle Family_ | unknownSingle Family_FALSE
Water_00003869 | SITE_02058 | Room_00025346 | Bathroom_2 | Bathroom | Bathroom Faucet | 1.7689 | 1.7689 |  | 2 |  | N/A | N/A | N/A | Bag | 0.796 |  | 1.592 |  | WA | Single Family | Bathroom Faucet | 2565 | 597.38 | Single Family | FALSE | FALSE |  |  |  | 1056.6988 | 951.029 | Single Family_FALSE | Single Family_FALSE | Single Family_ | Single Family_ | Single Family_ | unknown | unknownSingle Family_ | unknownSingle Family_FALSE
Water_00003870 | SITE_02058 | Room_00025346 | Bathroom_2 | Bathroom | Shower / Bathtub combo with diverter valve | 2.5 | 3.4911 | 2.5 | 3.7 |  | Never / rarely used | A few times per year | N/A | Bag | 0.8492 |  | 3.142 |  | WA | Single Family | Shower | 2565 | 597.38 | Single Family | TRUE | TRUE | TRUE | TRUE | TRUE | 1493.45 | 1876.968 | Single Family_TRUE | Single Family_TRUE | Single Family_TRUE | Single Family_TRUE | Single Family_TRUE | 2.5gpm | 2.5gpmSingle Family_TRUE | 2.5gpmSingle Family_TRUE
Water_00003871 | SITE_01089 | Room_00015908 | Bathroom_1 | Bathroom | Bathroom Faucet | 1.0611 | 1.0611 |  | 1.2 |  | N/A | N/A | N/A | Bag | 0.796 |  | 0.955 |  | WA | Single Family | Bathroom Faucet | 1605 | 3801.52 | Single Family | FALSE | FALSE |  |  |  | 4033.8351 | 3630.4516 | Single Family_FALSE | Single Family_FALSE | Single Family_ | Single Family_ | Single Family_ | unknown | unknownSingle Family_ | unknownSingle Family_FALSE
Water_00003872 | SITE_01089 | Room_00015911 | Kitchen_1 | Kitchen | Kitchen Faucet | 2.2 | 2.1222 | 2.2 | 2.4 |  | N/A | N/A | N/A | Bag | 0.796 |  | 1.91 |  | WA | Single Family | Kitchen Faucet | 1605 | 3801.52 | Single Family | FALSE | FALSE |  |  |  | 8363.344 | 7260.9032 | Single Family_FALSE | Single Family_FALSE | Single Family_ | Single Family_ | Single Family_ | unknown | unknownSingle Family_ | unknownSingle Family_FALSE
Water_00003873 | SITE_01089 | Room_00015912 | Living Room_2 | Living Room | Kitchen Faucet | 1.75 | 1.8578 | 1.75 | 2.1 |  | N/A | N/A | N/A | Bag | 0.796 |  | 1.672 |  | WA | Single Family | Kitchen Faucet | 1605 | 3801.52 | Single Family | FALSE | FALSE |  |  |  | 6652.66 | 6356.1414 | Single Family_FALSE | Single Family_FALSE | Single Family_ | Single Family_ | Single Family_ | unknown | unknownSingle Family_ | unknownSingle Family_FALSE
Water_00003874 | SITE_01089 | Room_00015917 | Bathroom_2 | Bathroom | Bathroom Faucet | 1.7689 | 1.7689 |  | 2 |  | N/A | N/A | N/A | Bag | 0.796 |  | 1.592 |  | WA | Single Family | Bathroom Faucet | 1605 | 3801.52 | Single Family | FALSE | FALSE |  |  |  | 6724.4665 | 6052.0198 | Single Family_FALSE | Single Family_FALSE | Single Family_ | Single Family_ | Single Family_ | unknown | unknownSingle Family_ | unknownSingle Family_FALSE
Water_00003875 | SITE_01089 | Room_00015917 | Bathroom_2 | Bathroom | Bathroom Faucet | 1.9456 | 1.9456 |  | 2.2 |  | N/A | N/A | N/A | Bag | 0.796 |  | 1.751 |  | WA | Single Family | Bathroom Faucet | 1605 | 3801.52 | Single Family | FALSE | FALSE |  |  |  | 7396.0684 | 6656.4615 | Single Family_FALSE | Single Family_FALSE | Single Family_ | Single Family_ | Single Family_ | unknown | unknownSingle Family_ | unknownSingle Family_FALSE
Water_00003876 | SITE_01089 | Room_00015917 | Bathroom_2 | Bathroom | Bathroom Faucet | 1.8578 | 1.8578 |  | 2.1 |  | N/A | N/A | N/A | Bag | 0.796 |  | 1.672 |  | WA | Single Family | Bathroom Faucet | 1605 | 3801.52 | Single Family | FALSE | FALSE |  |  |  | 7062.3794 | 6356.1414 | Single Family_FALSE | Single Family_FALSE | Single Family_ | Single Family_ | Single Family_ | unknown | unknownSingle Family_ | unknownSingle Family_FALSE
Water_00003877 | SITE_01089 | Room_00015917 | Bathroom_2 | Bathroom | Bathtub | unknown |  |  |  | N/A | N/A | N/A | N/A | Unknown |  | N/A |  | N/A | WA | Single Family | Bathtub | 1605 | 3801.52 | Single Family | FALSE | FALSE |  |  |  | 0 | 0 | Single Family_FALSE | Single Family_FALSE | Single Family_ | Single Family_ | Single Family_ | unknown | unknownSingle Family_ | unknownSingle Family_FALSE
Water_00003878 | SITE_01089 | Room_00015917 | Bathroom_2 | Bathroom | Shower | 2.5 | 2.3589 | 2.5 | 2.5 |  | All used about the same | Daily / Almost Daily | 2 identical shower heads, one control, both tested at 2.5 | Bag | 0.8492 |  | 2.123 |  | WA | Single Family | Shower | 1605 | 3801.52 | Single Family | TRUE | FALSE | TRUE | TRUE | TRUE | 9503.8 | 8070.627 | Single Family_TRUE | Single Family_FALSE | Single Family_TRUE | Single Family_TRUE | Single Family_TRUE | 2.5gpm | 2.5gpmSingle Family_TRUE | 2.5gpmSingle Family_TRUE
Water_00003879 | SITE_01089 | Room_00015920 | Bedroom_3 | Bedroom | Bathroom Faucet | 1.15 | 1.15 |  | 1.3 |  | N/A | N/A | N/A | Bag | 0.796 |  | 1.035 |  | WA | Single Family | Bathroom Faucet | 1605 | 3801.52 | Single Family | FALSE | FALSE |  |  |  | 4371.748 | 3934.5732 | Single Family_FALSE | Single Family_FALSE | Single Family_ | Single Family_ | Single Family_ | unknown | unknownSingle Family_ | unknownSingle Family_FALSE
Water_00003880 | SITE_01089 | Room_00015920 | Bedroom_3 | Bedroom | Shower | 2.5 | 2.8311 | 2.5 | 3 |  | All used about the same | Daily / Almost Daily | 2 shower heads, 1 control, both rated and measured the same | Bag | 0.8492 |  | 2.548 |  | WA | Single Family | Shower | 1605 | 3801.52 | Single Family | TRUE | FALSE | TRUE | TRUE | TRUE | 9503.8 | 9686.273 | Single Family_TRUE | Single Family_FALSE | Single Family_TRUE | Single Family_TRUE | Single Family_TRUE | 2.5gpm | 2.5gpmSingle Family_TRUE | 2.5gpmSingle Family_TRUE
Water_00003881 | SITE_01077 | Room_00015716 | Kitchen_1 | Kitchen | Kitchen Faucet | 1.8578 | 1.8578 |  | 2.1 |  | N/A | N/A | N/A | Bag | 0.796 |  | 1.672 |  | WA | Single Family | Kitchen Faucet | 1593 | 3801.52 | Single Family | FALSE | FALSE |  |  |  | 7062.3794 | 6356.1414 | Single Family_FALSE | Single Family_FALSE | Single Family_ | Single Family_ | Single Family_ | unknown | unknownSingle Family_ | unknownSingle Family_FALSE
Water_00003882 | SITE_01077 | Room_00015720 | Bathroom_1 | Bathroom | Bathtub | unknown |  |  |  | N/A | N/A | N/A | N/A | Unknown |  | N/A |  | N/A | WA | Single Family | Bathtub | 1593 | 3801.52 | Single Family | FALSE | FALSE |  |  |  | 0 | 0 | Single Family_FALSE | Single Family_FALSE | Single Family_ | Single Family_ | Single Family_ | unknown | unknownSingle Family_ | unknownSingle Family_FALSE
Water_00003883 | SITE_01077 | Room_00015720 | Bathroom_1 | Bathroom | Shower | 2 | 2.3589 | 2 | 2.5 |  | Primary | Daily / Almost Daily | N/A | Bag | 0.8492 |  | 2.123 |  | WA | Single Family | Shower | 1593 | 3801.52 | Single Family | TRUE | FALSE | TRUE | TRUE | TRUE | 7603.04 | 8070.627 | Single Family_TRUE | Single Family_FALSE | Single Family_TRUE | Single Family_TRUE | Single Family_TRUE | 2.0gpm | 2.0gpmSingle Family_TRUE | 2.0gpmSingle Family_TRUE
Water_00003884 | SITE_01077 | Room_00015720 | Bathroom_1 | Bathroom | Bathroom Faucet | 2 | 2.7422 | 2 | 3.1 |  | N/A | N/A | N/A | Bag | 0.796 |  | 2.468 |  | WA | Single Family | Bathroom Faucet | 1593 | 3801.52 | Single Family | FALSE | FALSE |  |  |  | 7603.04 | 9382.1514 | Single Family_FALSE | Single Family_FALSE | Single Family_ | Single Family_ | Single Family_ | unknown | unknownSingle Family_ | unknownSingle Family_FALSE
Water_00003885 | SITE_01077 | Room_00015720 | Bathroom_1 | Bathroom | Bathroom Faucet | 2 | 2.7422 | 2 | 3.1 |  | N/A | N/A | N/A | Bag | 0.796 |  | 2.468 |  | WA | Single Family | Bathroom Faucet | 1593 | 3801.52 | Single Family | FALSE | FALSE |  |  |  | 7603.04 | 9382.1514 | Single Family_FALSE | Single Family_FALSE | Single Family_ | Single Family_ | Single Family_ | unknown | unknownSingle Family_ | unknownSingle Family_FALSE
Water_00003886 | SITE_01077 | Room_00015728 | Bathroom_2 | Bathroom | Bathroom Faucet | 2 | 2.3878 | 2 | 2.7 |  | N/A | N/A | N/A | Bag | 0.796 |  | 2.149 |  | WA | Single Family | Bathroom Faucet | 1593 | 3801.52 | Single Family | FALSE | FALSE |  |  |  | 7603.04 | 8169.4665 | Single Family_FALSE | Single Family_FALSE | Single Family_ | Single Family_ | Single Family_ | unknown | unknownSingle Family_ | unknownSingle Family_FALSE
Water_00003887 | SITE_01077 | Room_00015728 | Bathroom_2 | Bathroom | Shower / Bathtub combo with diverter valve | 2.5 | 2.8311 | 2.5 | 3 |  | Secondary | Daily / Almost Daily | N/A | Bag | 0.8492 |  | 2.548 |  | WA | Single Family | Shower | 1593 | 3801.52 | Single Family | TRUE | TRUE | TRUE | TRUE | TRUE | 9503.8 | 9686.273 | Single Family_TRUE | Single Family_TRUE | Single Family_TRUE | Single Family_TRUE | Single Family_TRUE | 2.5gpm | 2.5gpmSingle Family_TRUE | 2.5gpmSingle Family_TRUE
Water_00003888 | SITE_01077 | Room_00015731 | Bathroom_3 | Bathroom | Bathroom Faucet | 2 | 2.7422 | 2 | 3.1 |  | N/A | N/A | N/A | Bag | 0.796 |  | 2.468 |  | WA | Single Family | Bathroom Faucet | 1593 | 3801.52 | Single Family | FALSE | FALSE |  |  |  | 7603.04 | 9382.1514 | Single Family_FALSE | Single Family_FALSE | Single Family_ | Single Family_ | Single Family_ | unknown | unknownSingle Family_ | unknownSingle Family_FALSE
Water_00003889 | SITE_01077 | Room_00015731 | Bathroom_3 | Bathroom | Shower / Bathtub combo with diverter valve | 2 | 1.9811 | 2 | 2.1 |  | Secondary | Daily / Almost Daily | N/A | Bag | 0.8492 |  | 1.783 |  | WA | Single Family | Shower | 1593 | 3801.52 | Single Family | TRUE | TRUE | TRUE | TRUE | TRUE | 7603.04 | 6778.1102 | Single Family_TRUE | Single Family_TRUE | Single Family_TRUE | Single Family_TRUE | Single Family_TRUE | 2.0gpm | 2.0gpmSingle Family_TRUE | 2.0gpmSingle Family_TRUE
Water_00003890 | SITE_01595 | Room_00019724 | Kitchen_1 | Kitchen | Kitchen Faucet | 2.6533 | 2.6533 |  | 3 |  | N/A | N/A | N/A | Bag | 0.796 |  | 2.388 |  | WA | Single Family | Kitchen Faucet | 2104 | 597.38 | Single Family | FALSE | FALSE |  |  |  | 1585.0483 | 1426.5434 | Single Family_FALSE | Single Family_FALSE | Single Family_ | Single Family_ | Single Family_ | unknown | unknownSingle Family_ | unknownSingle Family_FALSE
Water_00003891 | SITE_01595 | Room_00019733 | Bathroom_2 | Bathroom | Bathroom Faucet | 1.7689 | 1.7689 |  | 2 |  | N/A | N/A | N/A | Bag | 0.796 |  | 1.592 |  | WA | Single Family | Bathroom Faucet | 2104 | 597.38 | Single Family | FALSE | FALSE |  |  |  | 1056.6988 | 951.029 | Single Family_FALSE | Single Family_FALSE | Single Family_ | Single Family_ | Single Family_ | unknown | unknownSingle Family_ | unknownSingle Family_FALSE
Water_00003892 | SITE_01595 | Room_00019733 | Bathroom_2 | Bathroom | Shower / Bathtub combo with diverter valve | 2.8311 | 2.8311 |  | 3 |  | All used about the same | A few times per month | N/A | Bag | 0.8492 |  | 2.548 |  | WA | Single Family | Shower | 2104 | 597.38 | Single Family | TRUE | TRUE | TRUE | TRUE | TRUE | 1691.2492 | 1522.1242 | Single Family_TRUE | Single Family_TRUE | Single Family_TRUE | Single Family_TRUE | Single Family_TRUE | gt2.5gpm | gt2.5gpmSingle Family_TRUE | gt2.5gpmSingle Family_TRUE
Water_00003893 | SITE_01595 | Room_00019726 | Bathroom_1 | Bathroom | Bathroom Faucet | 2.3878 | 2.3878 |  | 2.7 |  | N/A | N/A | N/A | Bag | 0.796 |  | 2.149 |  | WA | Single Family | Bathroom Faucet | 2104 | 597.38 | Single Family | FALSE | FALSE |  |  |  | 1426.4107 | 1283.7696 | Single Family_FALSE | Single Family_FALSE | Single Family_ | Single Family_ | Single Family_ | unknown | unknownSingle Family_ | unknownSingle Family_FALSE
Water_00003894 | SITE_01595 | Room_00019726 | Bathroom_1 | Bathroom | Shower / Bathtub combo with diverter valve | 1.1322 | 1.1322 |  | 1.2 |  | Primary | Daily / Almost Daily | N/A | Bag | 0.8492 |  | 1.019 |  | WA | Single Family | Shower | 2104 | 597.38 | Single Family | TRUE | TRUE | TRUE | TRUE | TRUE | 676.3669 | 608.7302 | Single Family_TRUE | Single Family_TRUE | Single Family_TRUE | Single Family_TRUE | Single Family_TRUE | <1.5gpm | <1.5gpmSingle Family_TRUE | <1.5gpmSingle Family_TRUE
Water_00003895 | SITE_01621 | Room_00020119 | Bathroom_6 | Bathroom | Bathroom Faucet | 1.5 | 0.88444 | 1.5 | 1 |  | N/A | N/A | N/A | Bag | 0.796 |  | 0.796 |  | WA | Single Family | Bathroom Faucet | 2130 | 235.4 | Single Family | FALSE | FALSE |  |  |  | 353.1 | 187.3784 | Single Family_FALSE | Single Family_FALSE | Single Family_ | Single Family_ | Single Family_ | unknown | unknownSingle Family_ | unknownSingle Family_FALSE
Water_00003896 | SITE_01621 | Room_00020119 | Bathroom_6 | Bathroom | Shower / Bathtub combo with diverter valve | 2.8311 | 2.8311 |  | 3 |  | Primary | Daily / Almost Daily | N/A | Bag | 0.8492 |  | 2.548 |  | WA | Single Family | Shower | 2130 | 235.4 | Single Family | TRUE | TRUE | TRUE | TRUE | TRUE | 666.4436 | 599.7992 | Single Family_TRUE | Single Family_TRUE | Single Family_TRUE | Single Family_TRUE | Single Family_TRUE | gt2.5gpm | gt2.5gpmSingle Family_TRUE | gt2.5gpmSingle Family_TRUE
Water_00003897 | SITE_01645 | Room_00020389 | Kitchen_1 | Kitchen | Kitchen Faucet | 2.4767 | 2.4767 |  | 2.8 |  | N/A | N/A | N/A | Bag | 0.796 |  | 2.229 |  | WA | Single Family | Kitchen Faucet | 2154 | 235.4 | Single Family | FALSE | FALSE |  |  |  | 583.0073 | 524.7066 | Single Family_FALSE | Single Family_FALSE | Single Family_ | Single Family_ | Single Family_ | unknown | unknownSingle Family_ | unknownSingle Family_FALSE
Water_00003898 | SITE_01645 | Room_00020393 | Bathroom_1 | Bathroom | Bathroom Faucet | 1.5 | 1.7689 | 1.5 | 2 |  | N/A | N/A | N/A | Bag | 0.796 |  | 1.592 |  | WA | Single Family | Bathroom Faucet | 2154 | 235.4 | Single Family | FALSE | FALSE |  |  |  | 353.1 | 374.7568 | Single Family_FALSE | Single Family_FALSE | Single Family_ | Single Family_ | Single Family_ | unknown | unknownSingle Family_ | unknownSingle Family_FALSE
Water_00003899 | SITE_01645 | Room_00020393 | Bathroom_1 | Bathroom | Shower / Bathtub combo with diverter valve | unknown |  |  |  | Unknown | Unknown | A few times per year | Shower too big to measure | Bag | 0.8492 |  |  | Unknown | WA | Single Family | Shower | 2154 | 235.4 | Single Family | TRUE | TRUE | FALSE | FALSE | FALSE | 0 | 0 | Single Family_TRUE | Single Family_TRUE | Single Family_FALSE | Single Family_FALSE | Single Family_FALSE | unknown | unknownSingle Family_FALSE | unknownSingle Family_TRUE
Water_00003900 | SITE_01645 | Room_00020395 | Bathroom_2 | Bathroom | Bathroom Faucet | 2.2 | 2.2111 | 2.2 | 2.5 |  | N/A | N/A | N/A | Bag | 0.796 |  | 1.99 |  | WA | Single Family | Bathroom Faucet | 2154 | 235.4 | Single Family | FALSE | FALSE |  |  |  | 517.88 | 468.446 | Single Family_FALSE | Single Family_FALSE | Single Family_ | Single Family_ | Single Family_ | unknown | unknownSingle Family_ | unknownSingle Family_FALSE
Water_00003901 | SITE_01645 | Room_00020395 | Bathroom_2 | Bathroom | Bathroom Faucet | 2.2 | 2.4767 | 2.2 | 2.8 |  | N/A | N/A | N/A | Bag | 0.796 |  | 2.229 |  | WA | Single Family | Bathroom Faucet | 2154 | 235.4 | Single Family | FALSE | FALSE |  |  |  | 517.88 | 524.7066 | Single Family_FALSE | Single Family_FALSE | Single Family_ | Single Family_ | Single Family_ | unknown | unknownSingle Family_ | unknownSingle Family_FALSE
Water_00003902 | SITE_01645 | Room_00020395 | Bathroom_2 | Bathroom | Bathtub | unknown |  |  |  | N/A | N/A | N/A | N/A | Unknown |  | N/A |  | N/A | WA | Single Family | Bathtub | 2154 | 235.4 | Single Family | FALSE | FALSE |  |  |  | 0 | 0 | Single Family_FALSE | Single Family_FALSE | Single Family_ | Single Family_ | Single Family_ | unknown | unknownSingle Family_ | unknownSingle Family_FALSE
Water_00003903 | SITE_01645 | Room_00020395 | Bathroom_2 | Bathroom | Shower | 2.5 |  | 2.5 |  | Unknown | Secondary | Daily / Almost Daily | Too big to measure | Bag | 0.8492 |  |  | Unknown | WA | Single Family | Shower | 2154 | 235.4 | Single Family | TRUE | FALSE | TRUE | FALSE | FALSE | 588.5 | 0 | Single Family_TRUE | Single Family_FALSE | Single Family_TRUE | Single Family_FALSE | Single Family_FALSE | unknown | unknownSingle Family_FALSE | unknownSingle Family_TRUE
Water_00003904 | SITE_01645 | Room_00020398 | Bathroom_3 | Bathroom | Shower / Bathtub combo with diverter valve | 2.5 | 2.3589 | 2.5 | 2.5 |  | Primary | Daily / Almost Daily | N/A | Bag | 0.8492 |  | 2.123 |  | WA | Single Family | Shower | 2154 | 235.4 | Single Family | TRUE | TRUE | TRUE | TRUE | TRUE | 588.5 | 499.7542 | Single Family_TRUE | Single Family_TRUE | Single Family_TRUE | Single Family_TRUE | Single Family_TRUE | 2.5gpm | 2.5gpmSingle Family_TRUE | 2.5gpmSingle Family_TRUE
Water_00003905 | SITE_01645 | Room_00020398 | Bathroom_3 | Bathroom | Bathroom Faucet | 1.5 | 1.7689 | 1.5 | 2 |  | N/A | N/A | N/A | Bag | 0.796 |  | 1.592 |  | WA | Single Family | Bathroom Faucet | 2154 | 235.4 | Single Family | FALSE | FALSE |  |  |  | 353.1 | 374.7568 | Single Family_FALSE | Single Family_FALSE | Single Family_ | Single Family_ | Single Family_ | unknown | unknownSingle Family_ | unknownSingle Family_FALSE
Water_00003906 | SITE_01645 | Room_00020403 | Kitchen_3 | Kitchen | Kitchen Faucet | 2.6533 | 2.6533 |  | 3 |  | N/A | N/A | N/A | Bag | 0.796 |  | 2.388 |  | WA | Single Family | Kitchen Faucet | 2154 | 235.4 | Single Family | FALSE | FALSE |  |  |  | 624.5947 | 562.1352 | Single Family_FALSE | Single Family_FALSE | Single Family_ | Single Family_ | Single Family_ | unknown | unknownSingle Family_ | unknownSingle Family_FALSE
Water_00003907 | SITE_01645 | Room_00020407 | Bathroom_4 | Bathroom | Bathroom Faucet | 1.5 | 1.9456 | 1.5 | 2.2 |  | N/A | N/A | N/A | Bag | 0.796 |  | 1.751 |  | WA | Single Family | Bathroom Faucet | 2154 | 235.4 | Single Family | FALSE | FALSE |  |  |  | 353.1 | 412.1854 | Single Family_FALSE | Single Family_FALSE | Single Family_ | Single Family_ | Single Family_ | unknown | unknownSingle Family_ | unknownSingle Family_FALSE
Water_00003908 | SITE_01645 | Room_00020407 | Bathroom_4 | Bathroom | Shower | 2.5 |  | 2.5 |  | Unknown | Unknown | A few times per year | Too big to measure | Bag | 0.8492 |  |  | Unknown | WA | Single Family | Shower | 2154 | 235.4 | Single Family | TRUE | FALSE | TRUE | FALSE | FALSE | 588.5 | 0 | Single Family_TRUE | Single Family_FALSE | Single Family_TRUE | Single Family_FALSE | Single Family_FALSE | unknown | unknownSingle Family_FALSE | unknownSingle Family_TRUE
Water_00003909 | SITE_01816 | Room_00022037 | Kitchen_1 | Kitchen | Kitchen Faucet | 2.2 | 2.4322 | 2.2 | 2.75 |  | N/A | N/A | N/A | Bag | 0.796 |  | 2.189 |  | WA | Multifamily Residence | Kitchen Faucet | 2324 | 2002.39 | Multifamily Residence | FALSE | FALSE |  |  |  | 4405.258 | 4383.2317 | Multifamily Residence_FALSE | Multifamily Residence_FALSE | Multifamily Residence_ | Multifamily Residence_ | Multifamily Residence_ | unknown | unknownMultifamily Residence_ | unknownMultifamily Residence_FALSE
Water_00003910 | SITE_01816 | Room_00022039 | Bathroom_1 | Bathroom | Bathroom Faucet | 2 | 2.2111 | 2 | 2.5 |  | N/A | N/A | N/A | Bag | 0.796 |  | 1.99 |  | WA | Multifamily Residence | Bathroom Faucet | 2324 | 2002.39 | Multifamily Residence | FALSE | FALSE |  |  |  | 4004.78 | 3984.7561 | Multifamily Residence_FALSE | Multifamily Residence_FALSE | Multifamily Residence_ | Multifamily Residence_ | Multifamily Residence_ | unknown | unknownMultifamily Residence_ | unknownMultifamily Residence_FALSE
Water_00003911 | SITE_01816 | Room_00022039 | Bathroom_1 | Bathroom | Shower / Bathtub combo with diverter valve | 1.8867 | 1.8867 |  | 2 |  | Primary | Daily / Almost Daily | N/A | Bag | 0.8492 |  | 1.698 |  | WA | Multifamily Residence | Shower | 2324 | 2002.39 | Multifamily Residence | TRUE | TRUE | TRUE | TRUE | TRUE | 3777.8425 | 3400.0582 | Multifamily Residence_TRUE | Multifamily Residence_TRUE | Multifamily Residence_TRUE | Multifamily Residence_TRUE | Multifamily Residence_TRUE | 2.0gpm | 2.0gpmMultifamily Residence_TRUE | 2.0gpmMultifamily Residence_TRUE
Water_00003912 | SITE_01629 | Room_00020212 | Kitchen_1 | Kitchen | Kitchen Faucet | 1.7689 | 1.7689 |  | 2 |  | N/A | N/A | N/A | Bag | 0.796 |  | 1.592 |  | WA | Single Family | Kitchen Faucet | 2138 | 72.88 | Single Family | FALSE | FALSE |  |  |  | 128.9166 | 116.025 | Single Family_FALSE | Single Family_FALSE | Single Family_ | Single Family_ | Single Family_ | unknown | unknownSingle Family_ | unknownSingle Family_FALSE
Water_00003913 | SITE_01629 | Room_00020215 | Bathroom_1 | Bathroom | Bathroom Faucet | 1.1056 | 1.1056 |  | 1.25 |  | N/A | N/A | N/A | Bag | 0.796 |  | 0.995 |  | WA | Single Family | Bathroom Faucet | 2138 | 72.88 | Single Family | FALSE | FALSE |  |  |  | 80.5729 | 72.5156 | Single Family_FALSE | Single Family_FALSE | Single Family_ | Single Family_ | Single Family_ | unknown | unknownSingle Family_ | unknownSingle Family_FALSE
Water_00003914 | SITE_01629 | Room_00020215 | Bathroom_1 | Bathroom | Shower / Bathtub combo with diverter valve | 2.1233 | 2.1233 |  | 2.25 |  | Primary | Daily / Almost Daily | N/A | Bag | 0.8492 |  | 1.911 |  | WA | Single Family | Shower | 2138 | 72.88 | Single Family | TRUE | TRUE | TRUE | TRUE | TRUE | 154.7485 | 139.2737 | Single Family_TRUE | Single Family_TRUE | Single Family_TRUE | Single Family_TRUE | Single Family_TRUE | 2.5gpm | 2.5gpmSingle Family_TRUE | 2.5gpmSingle Family_TRUE
Water_00003915 | SITE_01644 | Room_00020381 | Bathroom_6 | Bathroom | Bathroom Faucet | 1.1056 | 1.1056 |  | 1.25 |  | N/A | N/A | N/A | Bag | 0.796 |  | 0.995 |  | WA | Single Family | Bathroom Faucet | 2153 | 72.88 | Single Family | FALSE | FALSE |  |  |  | 80.5729 | 72.5156 | Single Family_FALSE | Single Family_FALSE | Single Family_ | Single Family_ | Single Family_ | unknown | unknownSingle Family_ | unknownSingle Family_FALSE
Water_00003916 | SITE_01644 | Room_00020381 | Bathroom_6 | Bathroom | Shower / Bathtub combo with diverter valve | 2.2 | 3.7744 | 2.2 | 4 |  | Primary | Daily / Almost Daily | N/A | Bag | 0.8492 |  | 3.397 |  | WA | Single Family | Shower | 2153 | 72.88 | Single Family | TRUE | TRUE | TRUE | TRUE | TRUE | 160.336 | 247.5734 | Single Family_TRUE | Single Family_TRUE | Single Family_TRUE | Single Family_TRUE | Single Family_TRUE | 2.5gpm | 2.5gpmSingle Family_TRUE | 2.5gpmSingle Family_TRUE
Water_00003917 | SITE_01668 | Room_00020655 | Kitchen_1 | Kitchen | Kitchen Faucet | 2.2 | 1.3267 | 2.2 | 1.5 |  | N/A | N/A | N/A | Bag | 0.796 |  | 1.194 |  | WA | Single Family | Kitchen Faucet | 2176 | 235.4 | Single Family | FALSE | FALSE |  |  |  | 517.88 | 281.0676 | Single Family_FALSE | Single Family_FALSE | Single Family_ | Single Family_ | Single Family_ | unknown | unknownSingle Family_ | unknownSingle Family_FALSE
Water_00003918 | SITE_01668 | Room_00020660 | Bathroom_1 | Bathroom | Bathroom Faucet | 2.2 | 2.2111 | 2.2 | 2.5 |  | N/A | N/A | N/A | Bag | 0.796 |  | 1.99 |  | WA | Single Family | Bathroom Faucet | 2176 | 235.4 | Single Family | FALSE | FALSE |  |  |  | 517.88 | 468.446 | Single Family_FALSE | Single Family_FALSE | Single Family_ | Single Family_ | Single Family_ | unknown | unknownSingle Family_ | unknownSingle Family_FALSE
Water_00003919 | SITE_01668 | Room_00020660 | Bathroom_1 | Bathroom | Shower / Bathtub combo with diverter valve | 1.6511 | 1.6511 |  | 1.75 |  | Primary | Daily / Almost Daily | N/A | Bag | 0.8492 |  | 1.486 |  | WA | Single Family | Shower | 2176 | 235.4 | Single Family | TRUE | TRUE | TRUE | TRUE | TRUE | 388.6716 | 349.8044 | Single Family_TRUE | Single Family_TRUE | Single Family_TRUE | Single Family_TRUE | Single Family_TRUE | 1.8gpm | 1.8gpmSingle Family_TRUE | 1.8gpmSingle Family_TRUE
Water_00003920 | SITE_01651 | Room_00020462 | Bathroom_1 | Bathroom | Bathroom Faucet | 1.7689 | 1.7689 |  | 2 |  | N/A | N/A | N/A | Bag | 0.796 |  | 1.592 |  | WA | Single Family | Bathroom Faucet | 2160 | 235.4 | Single Family | FALSE | FALSE |  |  |  | 416.3964 | 374.7568 | Single Family_FALSE | Single Family_FALSE | Single Family_ | Single Family_ | Single Family_ | unknown | unknownSingle Family_ | unknownSingle Family_FALSE
Water_00003921 | SITE_01651 | Room_00020462 | Bathroom_1 | Bathroom | Shower / Bathtub combo with diverter valve | 2.3589 | 2.3589 |  | 2.5 |  | Primary | Daily / Almost Daily | N/A | Bag | 0.8492 |  | 2.123 |  | WA | Single Family | Shower | 2160 | 235.4 | Single Family | TRUE | TRUE | TRUE | TRUE | TRUE | 555.2824 | 499.7542 | Single Family_TRUE | Single Family_TRUE | Single Family_TRUE | Single Family_TRUE | Single Family_TRUE | 2.5gpm | 2.5gpmSingle Family_TRUE | 2.5gpmSingle Family_TRUE
Water_00003922 | SITE_01651 | Room_00020465 | Kitchen_1 | Kitchen | Kitchen Faucet | unknown |  |  |  | Unknown | N/A | N/A | Can't access to measure | Bag | 0.796 |  |  | Unknown | WA | Single Family | Kitchen Faucet | 2160 | 235.4 | Single Family | FALSE | FALSE |  |  |  | 0 | 0 | Single Family_FALSE | Single Family_FALSE | Single Family_ | Single Family_ | Single Family_ | unknown | unknownSingle Family_ | unknownSingle Family_FALSE
Water_00003923 | SITE_02041 | Room_00025099 | Kitchen_1 | Kitchen | Kitchen Faucet | 2.2111 | 2.2111 |  | 2.5 |  | N/A | N/A | N/A | Bag | 0.796 |  | 1.99 |  | WA | Single Family | Kitchen Faucet | 2548 | 12576.67 | Single Family | FALSE | FALSE |  |  |  | 27808.4148 | 25027.5733 | Single Family_FALSE | Single Family_FALSE | Single Family_ | Single Family_ | Single Family_ | unknown | unknownSingle Family_ | unknownSingle Family_FALSE
Water_00003924 | SITE_02041 | Room_00025103 | Bathroom_1 | Bathroom | Bathroom Faucet | 1.7689 | 1.7689 |  | 2 |  | N/A | N/A | N/A | Bag | 0.796 |  | 1.592 |  | WA | Single Family | Bathroom Faucet | 2548 | 12576.67 | Single Family | FALSE | FALSE |  |  |  | 22246.7318 | 20022.0586 | Single Family_FALSE | Single Family_FALSE | Single Family_ | Single Family_ | Single Family_ | unknown | unknownSingle Family_ | unknownSingle Family_FALSE
Water_00003925 | SITE_02041 | Room_00025103 | Bathroom_1 | Bathroom | Shower / Bathtub combo with diverter valve | 2.3589 | 2.3589 |  | 2.5 |  | Primary | Daily / Almost Daily | N/A | Bag | 0.8492 |  | 2.123 |  | WA | Single Family | Shower | 2548 | 12576.67 | Single Family | TRUE | TRUE | TRUE | TRUE | TRUE | 29666.9671 | 26700.2704 | Single Family_TRUE | Single Family_TRUE | Single Family_TRUE | Single Family_TRUE | Single Family_TRUE | 2.5gpm | 2.5gpmSingle Family_TRUE | 2.5gpmSingle Family_TRUE
Water_00003926 | SITE_01896 | Room_00022978 | Bedroom_7 | Bedroom | Bathroom Faucet | 2.2 |  | 2.2 |  | Unknown | N/A | N/A | Doesn't use, need to repipe | Bag | 0.796 |  |  | Unknown | WA | Manufactured | Bathroom Faucet | 2403 | 997.59 | Manufactured | FALSE | FALSE |  |  |  | 2194.698 | 0 | Manufactured_FALSE | Manufactured_FALSE | Manufactured_ | Manufactured_ | Manufactured_ | unknown | unknownManufactured_ | unknownManufactured_FALSE
Water_00003927 | SITE_01896 | Room_00022978 | Bedroom_7 | Bedroom | Shower / Bathtub combo with diverter valve | 2.5 |  | 2.5 | 1 |  | Primary | Unknown | N/A | Unknown |  | N/A |  | N/A | WA | Manufactured | Shower | 2403 | 997.59 | Manufactured | TRUE | TRUE | TRUE | FALSE | FALSE | 2493.975 | 0 | Manufactured_TRUE | Manufactured_TRUE | Manufactured_TRUE | Manufactured_FALSE | Manufactured_FALSE | unknown | unknownManufactured_FALSE | unknownManufactured_TRUE
Water_00003928 | SITE_01624 | Room_00020156 | Bathroom_1 | Bathroom | Bathroom Faucet | 1 | 0.70778 | 1 | 0.8 |  | N/A | N/A | N/A | Bag | 0.796 |  | 0.637 |  | WA | Single Family | Bathroom Faucet | 2133 | 235.4 | Single Family | FALSE | FALSE |  |  |  | 235.4 | 149.9498 | Single Family_FALSE | Single Family_FALSE | Single Family_ | Single Family_ | Single Family_ | unknown | unknownSingle Family_ | unknownSingle Family_FALSE
Water_00003929 | SITE_01624 | Room_00020156 | Bathroom_1 | Bathroom | Shower / Bathtub combo with diverter valve | 2.5 |  | 2.5 |  | Unknown | Primary | Daily / Almost Daily | Were cleaning stuff in tub | Unknown |  | N/A |  | N/A | WA | Single Family | Shower | 2133 | 235.4 | Single Family | TRUE | TRUE | TRUE | FALSE | FALSE | 588.5 | 0 | Single Family_TRUE | Single Family_TRUE | Single Family_TRUE | Single Family_FALSE | Single Family_FALSE | unknown | unknownSingle Family_FALSE | unknownSingle Family_TRUE
Water_00003930 | SITE_01576 | Room_00019451 | Kitchen_1 | Kitchen | Kitchen Faucet | 2.1222 | 2.1222 |  | 2.4 |  | N/A | N/A | N/A | Bag | 0.796 |  | 1.91 |  | WA | Single Family | Kitchen Faucet | 2085 | 2259.17 | Single Family | FALSE | FALSE |  |  |  | 4794.4608 | 4315.0147 | Single Family_FALSE | Single Family_FALSE | Single Family_ | Single Family_ | Single Family_ | unknown | unknownSingle Family_ | unknownSingle Family_FALSE
Water_00003931 | SITE_01576 | Room_00019453 | Bathroom_1 | Bathroom | Bathroom Faucet | 2 | 1.3267 | 2 | 1.5 |  | N/A | N/A | N/A | Bag | 0.796 |  | 1.194 |  | WA | Single Family | Bathroom Faucet | 2085 | 2259.17 | Single Family | FALSE | FALSE |  |  |  | 4518.34 | 2697.449 | Single Family_FALSE | Single Family_FALSE | Single Family_ | Single Family_ | Single Family_ | unknown | unknownSingle Family_ | unknownSingle Family_FALSE
Water_00003932 | SITE_01576 | Room_00019453 | Bathroom_1 | Bathroom | Shower / Bathtub combo with diverter valve | unknown |  |  | 2.6 |  | Secondary | Daily / Almost Daily | N/A | Unknown |  | N/A |  | N/A | WA | Single Family | Shower | 2085 | 2259.17 | Single Family | TRUE | TRUE | FALSE | FALSE | FALSE | 0 | 0 | Single Family_TRUE | Single Family_TRUE | Single Family_FALSE | Single Family_FALSE | Single Family_FALSE | unknown | unknownSingle Family_FALSE | unknownSingle Family_TRUE
Water_00003933 | SITE_01584 | Room_00019573 | Bathroom_6 | Bathroom | Bathroom Faucet | 2.2 | 1.2378 | 2.2 | 1.4 |  | N/A | N/A | N/A | Bag | 0.796 |  | 1.114 |  | WA | Single Family | Bathroom Faucet | 2093 | 72.88 | Single Family | FALSE | FALSE |  |  |  | 160.336 | 81.1883 | Single Family_FALSE | Single Family_FALSE | Single Family_ | Single Family_ | Single Family_ | unknown | unknownSingle Family_ | unknownSingle Family_FALSE
Water_00003934 | SITE_01584 | Room_00019573 | Bathroom_6 | Bathroom | Shower | 2.5 |  | 2.5 | 1.4 |  | Primary | Daily / Almost Daily | N/A | Unknown |  | N/A |  | N/A | WA | Single Family | Shower | 2093 | 72.88 | Single Family | TRUE | FALSE | TRUE | FALSE | FALSE | 182.2 | 0 | Single Family_TRUE | Single Family_FALSE | Single Family_TRUE | Single Family_FALSE | Single Family_FALSE | unknown | unknownSingle Family_FALSE | unknownSingle Family_TRUE
Water_00003935 | SITE_01671 | Room_00020699 | Bathroom_1 | Bathroom | Bathroom Faucet | 1.5 | 0.88444 | 1.5 | 1 |  | N/A | N/A | N/A | Bag | 0.796 |  | 0.796 |  | WA | Single Family | Bathroom Faucet | 2179 | 235.4 | Single Family | FALSE | FALSE |  |  |  | 353.1 | 187.3784 | Single Family_FALSE | Single Family_FALSE | Single Family_ | Single Family_ | Single Family_ | unknown | unknownSingle Family_ | unknownSingle Family_FALSE
Water_00003936 | SITE_01671 | Room_00020699 | Bathroom_1 | Bathroom | Shower / Bathtub combo with diverter valve | 2 |  | 2 | 1.5 |  | Primary | Daily / Almost Daily | N/A | Unknown |  | N/A |  | N/A | WA | Single Family | Shower | 2179 | 235.4 | Single Family | TRUE | TRUE | TRUE | FALSE | FALSE | 470.8 | 0 | Single Family_TRUE | Single Family_TRUE | Single Family_TRUE | Single Family_FALSE | Single Family_FALSE | unknown | unknownSingle Family_FALSE | unknownSingle Family_TRUE
Water_00003937 | SITE_01671 | Room_00020701 | Kitchen_1 | Kitchen | Kitchen Faucet | 2.0344 | 2.0344 |  | 2.3 |  | N/A | N/A | N/A | Bag | 0.796 |  | 1.831 |  | WA | Single Family | Kitchen Faucet | 2179 | 235.4 | Single Family | FALSE | FALSE |  |  |  | 478.9082 | 431.0174 | Single Family_FALSE | Single Family_FALSE | Single Family_ | Single Family_ | Single Family_ | unknown | unknownSingle Family_ | unknownSingle Family_FALSE
Water_00003938 | SITE_01671 | Room_00020703 | Bathroom_2 | Bathroom | Bathroom Faucet | 1.7689 | 1.7689 |  | 2 |  | N/A | N/A | N/A | Bag | 0.796 |  | 1.592 |  | WA | Single Family | Bathroom Faucet | 2179 | 235.4 | Single Family | FALSE | FALSE |  |  |  | 416.3964 | 374.7568 | Single Family_FALSE | Single Family_FALSE | Single Family_ | Single Family_ | Single Family_ | unknown | unknownSingle Family_ | unknownSingle Family_FALSE
Water_00003939 | SITE_01671 | Room_00020703 | Bathroom_2 | Bathroom | Shower | unknown |  |  | 2 |  | Primary | Daily / Almost Daily | N/A | Unknown |  | N/A |  | N/A | WA | Single Family | Shower | 2179 | 235.4 | Single Family | TRUE | FALSE | FALSE | FALSE | FALSE | 0 | 0 | Single Family_TRUE | Single Family_FALSE | Single Family_FALSE | Single Family_FALSE | Single Family_FALSE | unknown | unknownSingle Family_FALSE | unknownSingle Family_TRUE
Water_00003940 | SITE_02011 | Room_00024629 | Garage_1 | Garage | Kitchen Faucet | 3.5378 | 3.5378 |  | 4 |  | N/A | N/A | N/A | Bag | 0.796 |  | 3.184 |  | WA | Single Family | Kitchen Faucet | 2518 | 2259.17 | Single Family | FALSE | FALSE |  |  |  | 7992.4414 | 7193.1973 | Single Family_FALSE | Single Family_FALSE | Single Family_ | Single Family_ | Single Family_ | unknown | unknownSingle Family_ | unknownSingle Family_FALSE
Water_00003941 | SITE_02011 | Room_00024630 | Kitchen_1 | Kitchen | Kitchen Faucet | 1.7689 | 1.7689 |  | 2 |  | N/A | N/A | N/A | Bag | 0.796 |  | 1.592 |  | WA | Single Family | Kitchen Faucet | 2518 | 2259.17 | Single Family | FALSE | FALSE |  |  |  | 3996.2207 | 3596.5986 | Single Family_FALSE | Single Family_FALSE | Single Family_ | Single Family_ | Single Family_ | unknown | unknownSingle Family_ | unknownSingle Family_FALSE
Water_00003942 | SITE_02011 | Room_00024630 | Kitchen_1 | Kitchen | Kitchen Faucet | 2.4322 | 2.4322 |  | 2.75 |  | N/A | N/A | N/A | Bag | 0.796 |  | 2.189 |  | WA | Single Family | Kitchen Faucet | 2518 | 2259.17 | Single Family | FALSE | FALSE |  |  |  | 5494.8035 | 4945.3231 | Single Family_FALSE | Single Family_FALSE | Single Family_ | Single Family_ | Single Family_ | unknown | unknownSingle Family_ | unknownSingle Family_FALSE
Water_00003943 | SITE_02011 | Room_00024634 | Laundry_1 | Laundry | Kitchen Faucet | unknown |  |  |  | Unknown | N/A | N/A | Unable to measure. Sink full | Bag | 0.796 |  |  | Unknown | WA | Single Family | Kitchen Faucet | 2518 | 2259.17 | Single Family | FALSE | FALSE |  |  |  | 0 | 0 | Single Family_FALSE | Single Family_FALSE | Single Family_ | Single Family_ | Single Family_ | unknown | unknownSingle Family_ | unknownSingle Family_FALSE
Water_00003944 | SITE_02011 | Room_00024637 | Bathroom_1 | Bathroom | Shower | 2.5 | 3.3022 | 2.5 | 3.5 |  | Secondary | A few times per year | N/A | Bag | 0.8492 |  | 2.972 |  | WA | Single Family | Shower | 2518 | 2259.17 | Single Family | TRUE | FALSE | TRUE | TRUE | TRUE | 5647.925 | 6714.2532 | Single Family_TRUE | Single Family_FALSE | Single Family_TRUE | Single Family_TRUE | Single Family_TRUE | 2.5gpm | 2.5gpmSingle Family_TRUE | 2.5gpmSingle Family_TRUE
Water_00003945 | SITE_02011 | Room_00024637 | Bathroom_1 | Bathroom | Bathroom Faucet | 2 | 2.6533 | 2 | 3 |  | N/A | N/A | N/A | Bag | 0.796 |  | 2.388 |  | WA | Single Family | Bathroom Faucet | 2518 | 2259.17 | Single Family | FALSE | FALSE |  |  |  | 4518.34 | 5394.898 | Single Family_FALSE | Single Family_FALSE | Single Family_ | Single Family_ | Single Family_ | unknown | unknownSingle Family_ | unknownSingle Family_FALSE
Water_00003946 | SITE_02011 | Room_00024639 | Bedroom_2 | Bedroom | Bathroom Faucet | 2 | 2.2111 | 2 | 2.5 |  | N/A | N/A | N/A | Bag | 0.796 |  | 1.99 |  | WA | Single Family | Bathroom Faucet | 2518 | 2259.17 | Single Family | FALSE | FALSE |  |  |  | 4518.34 | 4495.7483 | Single Family_FALSE | Single Family_FALSE | Single Family_ | Single Family_ | Single Family_ | unknown | unknownSingle Family_ | unknownSingle Family_FALSE
Water_00003947 | SITE_02011 | Room_00024639 | Bedroom_2 | Bedroom | Bathtub | unknown |  |  |  | N/A | N/A | N/A | N/A | Unknown |  | N/A |  | N/A | WA | Single Family | Bathtub | 2518 | 2259.17 | Single Family | FALSE | FALSE |  |  |  | 0 | 0 | Single Family_FALSE | Single Family_FALSE | Single Family_ | Single Family_ | Single Family_ | unknown | unknownSingle Family_ | unknownSingle Family_FALSE
Water_00003948 | SITE_02011 | Room_00024648 | Bathroom_2 | Bathroom | Shower | 2.8311 | 2.8311 |  | 3 |  | Primary | Daily / Almost Daily | N/A | Bag | 0.8492 |  | 2.548 |  | WA | Single Family | Shower | 2518 | 2259.17 | Single Family | TRUE | FALSE | TRUE | TRUE | TRUE | 6395.9613 | 5756.3652 | Single Family_TRUE | Single Family_FALSE | Single Family_TRUE | Single Family_TRUE | Single Family_TRUE | gt2.5gpm | gt2.5gpmSingle Family_TRUE | gt2.5gpmSingle Family_TRUE
Water_00003949 | SITE_02011 | Room_00024648 | Bathroom_2 | Bathroom | Bathroom Faucet | 2 | 1.99 | 2 | 2.25 |  | N/A | N/A | N/A | Bag | 0.796 |  | 1.791 |  | WA | Single Family | Bathroom Faucet | 2518 | 2259.17 | Single Family | FALSE | FALSE |  |  |  | 4518.34 | 4046.1735 | Single Family_FALSE | Single Family_FALSE | Single Family_ | Single Family_ | Single Family_ | unknown | unknownSingle Family_ | unknownSingle Family_FALSE
Water_00003950 | SITE_02011 | Room_00024653 | Bathroom_3 | Bathroom | Bathroom Faucet | 2.2111 | 2.2111 |  | 2.5 |  | N/A | N/A | N/A | Bag | 0.796 |  | 1.99 |  | WA | Single Family | Bathroom Faucet | 2518 | 2259.17 | Single Family | FALSE | FALSE |  |  |  | 4995.2759 | 4495.7483 | Single Family_FALSE | Single Family_FALSE | Single Family_ | Single Family_ | Single Family_ | unknown | unknownSingle Family_ | unknownSingle Family_FALSE
Water_00003951 | SITE_01719 | Room_00021198 | Kitchen_1 | Kitchen | Kitchen Faucet | 2.2 | 2.2111 | 2.2 | 2.5 |  | N/A | N/A | N/A | Bag | 0.796 |  | 1.99 |  | WA | Manufactured | Kitchen Faucet | 2227 | 1982.27 | Manufactured | FALSE | FALSE |  |  |  | 4360.994 | 3944.7173 | Manufactured_FALSE | Manufactured_FALSE | Manufactured_ | Manufactured_ | Manufactured_ | unknown | unknownManufactured_ | unknownManufactured_FALSE
Water_00003952 | SITE_01719 | Room_00021202 | Bathroom_1 | Bathroom | Bathroom Faucet | 1.99 | 1.99 |  | 2.25 |  | N/A | N/A | N/A | Bag | 0.796 |  | 1.791 |  | WA | Manufactured | Bathroom Faucet | 2227 | 1982.27 | Manufactured | FALSE | FALSE |  |  |  | 3944.7173 | 3550.2456 | Manufactured_FALSE | Manufactured_FALSE | Manufactured_ | Manufactured_ | Manufactured_ | unknown | unknownManufactured_ | unknownManufactured_FALSE
Water_00003953 | SITE_01719 | Room_00021202 | Bathroom_1 | Bathroom | Shower / Bathtub combo with diverter valve | 2.5 | 2.8311 | 2.5 | 3 |  | Primary | Daily / Almost Daily | N/A | Bag | 0.8492 |  | 2.548 |  | WA | Manufactured | Shower | 2227 | 1982.27 | Manufactured | TRUE | TRUE | TRUE | TRUE | TRUE | 4955.675 | 5050.824 | Manufactured_TRUE | Manufactured_TRUE | Manufactured_TRUE | Manufactured_TRUE | Manufactured_TRUE | 2.5gpm | 2.5gpmManufactured_TRUE | 2.5gpmManufactured_TRUE
Water_00003954 | SITE_01583 | Room_00019563 | Kitchen_1 | Kitchen | Kitchen Faucet | 4.4222 | 4.4222 |  | 5 |  | N/A | N/A | N/A | Bag | 0.796 |  | 3.98 |  | WA | Single Family | Kitchen Faucet | 2092 | 597.38 | Single Family | FALSE | FALSE |  |  |  | 2641.7471 | 2377.5724 | Single Family_FALSE | Single Family_FALSE | Single Family_ | Single Family_ | Single Family_ | unknown | unknownSingle Family_ | unknownSingle Family_FALSE
Water_00003955 | SITE_01638 | Room_00022021 | Kitchen_1 | Kitchen | Kitchen Faucet | 1.5922 | 1.5922 |  | 1.8 |  | N/A | N/A | N/A | Bag | 0.796 |  | 1.433 |  | WA | Single Family | Kitchen Faucet | 2147 | 72.88 | Single Family | FALSE | FALSE |  |  |  | 116.0412 | 104.437 | Single Family_FALSE | Single Family_FALSE | Single Family_ | Single Family_ | Single Family_ | unknown | unknownSingle Family_ | unknownSingle Family_FALSE
Water_00003956 | SITE_01638 | Room_00022025 | Bathroom_1 | Bathroom | Bathroom Faucet | 1.0611 | 1.0611 |  | 1.2 |  | N/A | N/A | N/A | Bag | 0.796 |  | 0.955 |  | WA | Single Family | Bathroom Faucet | 2147 | 72.88 | Single Family | FALSE | FALSE |  |  |  | 77.3338 | 69.6004 | Single Family_FALSE | Single Family_FALSE | Single Family_ | Single Family_ | Single Family_ | unknown | unknownSingle Family_ | unknownSingle Family_FALSE
Water_00003957 | SITE_01638 | Room_00022025 | Bathroom_1 | Bathroom | Shower / Bathtub combo with diverter valve | 1.5 |  | 1.5 | 0.9 |  | Primary | Daily / Almost Daily | N/A | Unknown |  | N/A |  | N/A | WA | Single Family | Shower | 2147 | 72.88 | Single Family | TRUE | TRUE | TRUE | FALSE | FALSE | 109.32 | 0 | Single Family_TRUE | Single Family_TRUE | Single Family_TRUE | Single Family_FALSE | Single Family_FALSE | unknown | unknownSingle Family_FALSE | unknownSingle Family_TRUE
Water_00003958 | SITE_01632 | Room_00020243 | Kitchen_1 | Kitchen | Kitchen Faucet | 2.4322 | 2.4322 |  | 2.75 |  | N/A | N/A | N/A | Bag | 0.796 |  | 2.189 |  | WA | Single Family | Kitchen Faucet | 2141 | 235.4 | Single Family | FALSE | FALSE |  |  |  | 572.5451 | 515.2906 | Single Family_FALSE | Single Family_FALSE | Single Family_ | Single Family_ | Single Family_ | unknown | unknownSingle Family_ | unknownSingle Family_FALSE
Water_00003959 | SITE_01632 | Room_00020245 | Bedroom_2 | Bedroom | Shower | unknown |  |  |  | Unknown | Primary | Daily / Almost Daily | N/A | Bag | 0.8492 |  |  | Unknown | WA | Single Family | Shower | 2141 | 235.4 | Single Family | TRUE | FALSE | FALSE | FALSE | FALSE | 0 | 0 | Single Family_TRUE | Single Family_FALSE | Single Family_FALSE | Single Family_FALSE | Single Family_FALSE | unknown | unknownSingle Family_FALSE | unknownSingle Family_TRUE
Water_00003960 | SITE_01632 | Room_00020246 | Bathroom_1 | Bathroom | Bathroom Faucet | 2.2111 | 2.2111 |  | 2.5 |  | N/A | N/A | N/A | Bag | 0.796 |  | 1.99 |  | WA | Single Family | Bathroom Faucet | 2141 | 235.4 | Single Family | FALSE | FALSE |  |  |  | 520.4956 | 468.446 | Single Family_FALSE | Single Family_FALSE | Single Family_ | Single Family_ | Single Family_ | unknown | unknownSingle Family_ | unknownSingle Family_FALSE
Water_00003961 | SITE_01626 | Room_00020175 | Kitchen_1 | Kitchen | Kitchen Faucet | 1.7689 | 1.7689 |  | 2 |  | N/A | N/A | N/A | Bag | 0.796 |  | 1.592 |  | WA | Single Family | Kitchen Faucet | 2135 | 235.4 | Single Family | FALSE | FALSE |  |  |  | 416.3964 | 374.7568 | Single Family_FALSE | Single Family_FALSE | Single Family_ | Single Family_ | Single Family_ | unknown | unknownSingle Family_ | unknownSingle Family_FALSE
Water_00003962 | SITE_01626 | Room_00020177 | Bathroom_1 | Bathroom | Bathroom Faucet | 1.99 | 1.99 |  | 2.25 |  | N/A | N/A | N/A | Bag | 0.796 |  | 1.791 |  | WA | Single Family | Bathroom Faucet | 2135 | 235.4 | Single Family | FALSE | FALSE |  |  |  | 468.446 | 421.6014 | Single Family_FALSE | Single Family_FALSE | Single Family_ | Single Family_ | Single Family_ | unknown | unknownSingle Family_ | unknownSingle Family_FALSE
Water_00003963 | SITE_01626 | Room_00020177 | Bathroom_1 | Bathroom | Shower | 3.7744 | 3.7744 |  | 4 |  | Unknown | Daily / Almost Daily | N/A | Bag | 0.8492 |  | 3.397 |  | WA | Single Family | Shower | 2135 | 235.4 | Single Family | TRUE | FALSE | TRUE | TRUE | TRUE | 888.5042 | 799.6538 | Single Family_TRUE | Single Family_FALSE | Single Family_TRUE | Single Family_TRUE | Single Family_TRUE | gt2.5gpm | gt2.5gpmSingle Family_TRUE | gt2.5gpmSingle Family_TRUE
Water_00003964 | SITE_01626 | Room_00020184 | Bathroom_2 | Bathroom | Bathroom Faucet | 2.2111 | 2.2111 |  | 2.5 |  | N/A | N/A | N/A | Bag | 0.796 |  | 1.99 |  | WA | Single Family | Bathroom Faucet | 2135 | 235.4 | Single Family | FALSE | FALSE |  |  |  | 520.4956 | 468.446 | Single Family_FALSE | Single Family_FALSE | Single Family_ | Single Family_ | Single Family_ | unknown | unknownSingle Family_ | unknownSingle Family_FALSE
Water_00003965 | SITE_01670 | Room_00020679 | Bathroom_4 | Bathroom | Shower / Bathtub combo with diverter valve | 2.8311 | 2.8311 |  | 3 |  | Secondary | Daily / Almost Daily | N/A | Bag | 0.8492 |  | 2.548 |  | WA | Single Family | Shower | 2178 | 235.4 | Single Family | TRUE | TRUE | TRUE | TRUE | TRUE | 666.4436 | 599.7992 | Single Family_TRUE | Single Family_TRUE | Single Family_TRUE | Single Family_TRUE | Single Family_TRUE | gt2.5gpm | gt2.5gpmSingle Family_TRUE | gt2.5gpmSingle Family_TRUE
Water_00003966 | SITE_01670 | Room_00020679 | Bathroom_4 | Bathroom | Bathroom Faucet | 2.2 | 1.9456 | 2.2 | 2.2 |  | N/A | N/A | N/A | Bag | 0.796 |  | 1.751 |  | WA | Single Family | Bathroom Faucet | 2178 | 235.4 | Single Family | FALSE | FALSE |  |  |  | 517.88 | 412.1854 | Single Family_FALSE | Single Family_FALSE | Single Family_ | Single Family_ | Single Family_ | unknown | unknownSingle Family_ | unknownSingle Family_FALSE
Water_00003967 | SITE_01670 | Room_00020683 | Kitchen_1 | Kitchen | Kitchen Faucet | 1.8 | 1.3267 | 1.8 | 1.5 |  | N/A | N/A | N/A | Bag | 0.796 |  | 1.194 |  | WA | Single Family | Kitchen Faucet | 2178 | 235.4 | Single Family | FALSE | FALSE |  |  |  | 423.72 | 281.0676 | Single Family_FALSE | Single Family_FALSE | Single Family_ | Single Family_ | Single Family_ | unknown | unknownSingle Family_ | unknownSingle Family_FALSE
Water_00003968 | SITE_01670 | Room_00020684 | Bathroom_3 | Bathroom | Bathroom Faucet | 1.8 | 1.7689 | 1.8 | 2 |  | N/A | N/A | N/A | Bag | 0.796 |  | 1.592 |  | WA | Single Family | Bathroom Faucet | 2178 | 235.4 | Single Family | FALSE | FALSE |  |  |  | 423.72 | 374.7568 | Single Family_FALSE | Single Family_FALSE | Single Family_ | Single Family_ | Single Family_ | unknown | unknownSingle Family_ | unknownSingle Family_FALSE
Water_00003969 | SITE_01670 | Room_00020691 | Bathroom_1 | Bathroom | Bathroom Faucet | 2.2 | 1.7689 | 2.2 | 2 |  | N/A | N/A | N/A | Bag | 0.796 |  | 1.592 |  | WA | Single Family | Bathroom Faucet | 2178 | 235.4 | Single Family | FALSE | FALSE |  |  |  | 517.88 | 374.7568 | Single Family_FALSE | Single Family_FALSE | Single Family_ | Single Family_ | Single Family_ | unknown | unknownSingle Family_ | unknownSingle Family_FALSE
Water_00003970 | SITE_01670 | Room_00020691 | Bathroom_1 | Bathroom | Shower | 2 | 1.8867 | 2 | 2 |  | Secondary | A few times per month | N/A | Bag | 0.8492 |  | 1.698 |  | WA | Single Family | Shower | 2178 | 235.4 | Single Family | TRUE | FALSE | TRUE | TRUE | TRUE | 470.8 | 399.7092 | Single Family_TRUE | Single Family_FALSE | Single Family_TRUE | Single Family_TRUE | Single Family_TRUE | 2.0gpm | 2.0gpmSingle Family_TRUE | 2.0gpmSingle Family_TRUE
Water_00003971 | SITE_01670 | Room_00020690 | Bathroom_2 | Bathroom | Bathroom Faucet | 2.2 | 1.7689 | 2.2 | 2 |  | N/A | N/A | N/A | Bag | 0.796 |  | 1.592 |  | WA | Single Family | Bathroom Faucet | 2178 | 235.4 | Single Family | FALSE | FALSE |  |  |  | 517.88 | 374.7568 | Single Family_FALSE | Single Family_FALSE | Single Family_ | Single Family_ | Single Family_ | unknown | unknownSingle Family_ | unknownSingle Family_FALSE
Water_00003972 | SITE_01670 | Room_00020690 | Bathroom_2 | Bathroom | Shower / Bathtub combo with diverter valve | 1.8867 | 1.8867 |  | 2 |  | Primary | Daily / Almost Daily | N/A | Bag | 0.8492 |  | 1.698 |  | WA | Single Family | Shower | 2178 | 235.4 | Single Family | TRUE | TRUE | TRUE | TRUE | TRUE | 444.1213 | 399.7092 | Single Family_TRUE | Single Family_TRUE | Single Family_TRUE | Single Family_TRUE | Single Family_TRUE | 2.0gpm | 2.0gpmSingle Family_TRUE | 2.0gpmSingle Family_TRUE
Water_00003973 | SITE_01596 | Room_00019739 | Bathroom_3 | Bathroom | Bathroom Faucet | unknown |  |  |  | Unknown | N/A | N/A | Water splashed too much to measure, bathroom had toilet and tub removed | Bag | 0.796 |  |  | Unknown | WA | Single Family | Bathroom Faucet | 2105 | 2259.17 | Single Family | FALSE | FALSE |  |  |  | 0 | 0 | Single Family_FALSE | Single Family_FALSE | Single Family_ | Single Family_ | Single Family_ | unknown | unknownSingle Family_ | unknownSingle Family_FALSE
Water_00003974 | SITE_01596 | Room_00019741 | Bathroom_1 | Bathroom | Bathroom Faucet | 2 | 2.6533 | 2 | 3 |  | N/A | N/A | N/A | Bag | 0.796 |  | 2.388 |  | WA | Single Family | Bathroom Faucet | 2105 | 2259.17 | Single Family | FALSE | FALSE |  |  |  | 4518.34 | 5394.898 | Single Family_FALSE | Single Family_FALSE | Single Family_ | Single Family_ | Single Family_ | unknown | unknownSingle Family_ | unknownSingle Family_FALSE
Water_00003975 | SITE_01596 | Room_00019741 | Bathroom_1 | Bathroom | Shower / Bathtub combo with diverter valve | 2.8311 | 2.8311 |  | 3 |  | Primary | Daily / Almost Daily | N/A | Bag | 0.8492 |  | 2.548 |  | WA | Single Family | Shower | 2105 | 2259.17 | Single Family | TRUE | TRUE | TRUE | TRUE | TRUE | 6395.9613 | 5756.3652 | Single Family_TRUE | Single Family_TRUE | Single Family_TRUE | Single Family_TRUE | Single Family_TRUE | gt2.5gpm | gt2.5gpmSingle Family_TRUE | gt2.5gpmSingle Family_TRUE
Water_00003976 | SITE_01596 | Room_00019745 | Kitchen_1 | Kitchen | Kitchen Faucet | 2.2111 | 2.2111 |  | 2.5 |  | N/A | N/A | N/A | Bag | 0.796 |  | 1.99 |  | WA | Single Family | Kitchen Faucet | 2105 | 2259.17 | Single Family | FALSE | FALSE |  |  |  | 4995.2759 | 4495.7483 | Single Family_FALSE | Single Family_FALSE | Single Family_ | Single Family_ | Single Family_ | unknown | unknownSingle Family_ | unknownSingle Family_FALSE
Water_00003977 | SITE_01648 | Room_00020431 | Kitchen_1 | Kitchen | Kitchen Faucet | 1.7689 | 1.7689 |  | 2 |  | N/A | N/A | N/A | Bag | 0.796 |  | 1.592 |  | WA | Single Family | Kitchen Faucet | 2157 | 235.4 | Single Family | FALSE | FALSE |  |  |  | 416.3964 | 374.7568 | Single Family_FALSE | Single Family_FALSE | Single Family_ | Single Family_ | Single Family_ | unknown | unknownSingle Family_ | unknownSingle Family_FALSE
Water_00003978 | SITE_01648 | Room_00020433 | Bathroom_1 | Bathroom | Bathroom Faucet | 1.5 | 1.1056 | 1.5 | 1.25 |  | N/A | N/A | N/A | Bag | 0.796 |  | 0.995 |  | WA | Single Family | Bathroom Faucet | 2157 | 235.4 | Single Family | FALSE | FALSE |  |  |  | 353.1 | 234.223 | Single Family_FALSE | Single Family_FALSE | Single Family_ | Single Family_ | Single Family_ | unknown | unknownSingle Family_ | unknownSingle Family_FALSE
Water_00003979 | SITE_01648 | Room_00020433 | Bathroom_1 | Bathroom | Shower / Bathtub combo with diverter valve | 2.3589 | 2.3589 |  | 2.5 |  | Primary | Daily / Almost Daily | N/A | Bag | 0.8492 |  | 2.123 |  | WA | Single Family | Shower | 2157 | 235.4 | Single Family | TRUE | TRUE | TRUE | TRUE | TRUE | 555.2824 | 499.7542 | Single Family_TRUE | Single Family_TRUE | Single Family_TRUE | Single Family_TRUE | Single Family_TRUE | 2.5gpm | 2.5gpmSingle Family_TRUE | 2.5gpmSingle Family_TRUE
Water_00003980 | SITE_01630 | Room_00020220 | Kitchen_1 | Kitchen | Kitchen Faucet | 1.0611 | 1.0611 |  | 1.2 |  | N/A | N/A | Pur water filter attached | Bag | 0.796 |  | 0.955 |  | WA | Single Family | Kitchen Faucet | 2139 | 235.4 | Single Family | FALSE | FALSE |  |  |  | 249.7856 | 224.807 | Single Family_FALSE | Single Family_FALSE | Single Family_ | Single Family_ | Single Family_ | unknown | unknownSingle Family_ | unknownSingle Family_FALSE
Water_00003981 | SITE_01630 | Room_00020221 | Bathroom_1 | Bathroom | Bathroom Faucet | 2 | 1.4156 | 2 | 1.6 |  | N/A | N/A | N/A | Bag | 0.796 |  | 1.274 |  | WA | Single Family | Bathroom Faucet | 2139 | 235.4 | Single Family | FALSE | FALSE |  |  |  | 470.8 | 299.8996 | Single Family_FALSE | Single Family_FALSE | Single Family_ | Single Family_ | Single Family_ | unknown | unknownSingle Family_ | unknownSingle Family_FALSE
Water_00003982 | SITE_01630 | Room_00020221 | Bathroom_1 | Bathroom | Shower / Bathtub combo with diverter valve | unknown |  |  | 1.5 |  | Primary | Daily / Almost Daily | N/A | Unknown |  | N/A |  | N/A | WA | Single Family | Shower | 2139 | 235.4 | Single Family | TRUE | TRUE | FALSE | FALSE | FALSE | 0 | 0 | Single Family_TRUE | Single Family_TRUE | Single Family_FALSE | Single Family_FALSE | Single Family_FALSE | unknown | unknownSingle Family_FALSE | unknownSingle Family_TRUE
Water_00003983 | SITE_01637 | Room_00020302 | Bathroom_1 | Bathroom | Bathroom Faucet | 2 |  | 2 |  | Unknown | N/A | N/A | Couldn't even test, way too much pressure for flow bag. Sprayed everywhere | Bag | 0.796 |  |  | Unknown | WA | Single Family | Bathroom Faucet | 2146 | 235.4 | Single Family | FALSE | FALSE |  |  |  | 470.8 | 0 | Single Family_FALSE | Single Family_FALSE | Single Family_ | Single Family_ | Single Family_ | unknown | unknownSingle Family_ | unknownSingle Family_FALSE
Water_00003984 | SITE_01637 | Room_00020304 | Kitchen_1 | Kitchen | Kitchen Faucet | 1.8578 | 1.8578 |  | 2.1 |  | N/A | N/A | N/A | Bag | 0.796 |  | 1.672 |  | WA | Single Family | Kitchen Faucet | 2146 | 235.4 | Single Family | FALSE | FALSE |  |  |  | 437.3209 | 393.5888 | Single Family_FALSE | Single Family_FALSE | Single Family_ | Single Family_ | Single Family_ | unknown | unknownSingle Family_ | unknownSingle Family_FALSE
Water_00003985 | SITE_01637 | Room_00020305 | Bathroom_2 | Bathroom | Bathroom Faucet | 1.5 | 1.5922 | 1.5 | 1.8 |  | N/A | N/A | N/A | Bag | 0.796 |  | 1.433 |  | WA | Single Family | Bathroom Faucet | 2146 | 235.4 | Single Family | FALSE | FALSE |  |  |  | 353.1 | 337.3282 | Single Family_FALSE | Single Family_FALSE | Single Family_ | Single Family_ | Single Family_ | unknown | unknownSingle Family_ | unknownSingle Family_FALSE
Water_00003986 | SITE_01637 | Room_00020305 | Bathroom_2 | Bathroom | Shower | 2.5 |  | 2.5 | 2.1 |  | Primary | Daily / Almost Daily | N/A | Unknown |  | N/A |  | N/A | WA | Single Family | Shower | 2146 | 235.4 | Single Family | TRUE | FALSE | TRUE | FALSE | FALSE | 588.5 | 0 | Single Family_TRUE | Single Family_FALSE | Single Family_TRUE | Single Family_FALSE | Single Family_FALSE | unknown | unknownSingle Family_FALSE | unknownSingle Family_TRUE
Water_00003987 | SITE_01637 | Room_00020309 | Bathroom_3 | Bathroom | Bathroom Faucet | 2.2 |  | 2.2 |  | Unknown | N/A | N/A | N/A | Bag | 0.796 |  |  | Unknown | WA | Single Family | Bathroom Faucet | 2146 | 235.4 | Single Family | FALSE | FALSE |  |  |  | 517.88 | 0 | Single Family_FALSE | Single Family_FALSE | Single Family_ | Single Family_ | Single Family_ | unknown | unknownSingle Family_ | unknownSingle Family_FALSE
Water_00003988 | SITE_01637 | Room_00020309 | Bathroom_3 | Bathroom | Shower / Bathtub combo with diverter valve | unknown |  |  |  | Unknown | Primary | Daily / Almost Daily | Dual head | Unknown |  | N/A |  | N/A | WA | Single Family | Shower | 2146 | 235.4 | Single Family | TRUE | TRUE | FALSE | FALSE | FALSE | 0 | 0 | Single Family_TRUE | Single Family_TRUE | Single Family_FALSE | Single Family_FALSE | Single Family_FALSE | unknown | unknownSingle Family_FALSE | unknownSingle Family_TRUE
Water_00003989 | SITE_01637 | Room_00020310 | Kitchen_3 | Kitchen | Kitchen Faucet | 2.2 | 1.5922 | 2.2 | 1.8 |  | N/A | N/A | N/A | Bag | 0.796 |  | 1.433 |  | WA | Single Family | Kitchen Faucet | 2146 | 235.4 | Single Family | FALSE | FALSE |  |  |  | 517.88 | 337.3282 | Single Family_FALSE | Single Family_FALSE | Single Family_ | Single Family_ | Single Family_ | unknown | unknownSingle Family_ | unknownSingle Family_FALSE
Water_00003990 | SITE_01611 | Room_00019974 | Kitchen_1 | Kitchen | Kitchen Faucet | 2.4767 | 2.4767 |  | 2.8 |  | N/A | N/A | N/A | Bag | 0.796 |  | 2.229 |  | WA | Single Family | Kitchen Faucet | 2120 | 2259.17 | Single Family | FALSE | FALSE |  |  |  | 5595.211 | 5035.6899 | Single Family_FALSE | Single Family_FALSE | Single Family_ | Single Family_ | Single Family_ | unknown | unknownSingle Family_ | unknownSingle Family_FALSE
Water_00003991 | SITE_01611 | Room_00019978 | Bathroom_1 | Bathroom | Bathroom Faucet | 1.5 | 1.3267 | 1.5 | 1.5 |  | N/A | N/A | N/A | Bag | 0.796 |  | 1.194 |  | WA | Single Family | Bathroom Faucet | 2120 | 2259.17 | Single Family | FALSE | FALSE |  |  |  | 3388.755 | 2697.449 | Single Family_FALSE | Single Family_FALSE | Single Family_ | Single Family_ | Single Family_ | unknown | unknownSingle Family_ | unknownSingle Family_FALSE
Water_00003992 | SITE_01611 | Room_00019978 | Bathroom_1 | Bathroom | Shower | unknown |  |  | 2.8 |  | Primary | Daily / Almost Daily | N/A | Unknown |  | N/A |  | N/A | WA | Single Family | Shower | 2120 | 2259.17 | Single Family | TRUE | FALSE | FALSE | FALSE | FALSE | 0 | 0 | Single Family_TRUE | Single Family_FALSE | Single Family_FALSE | Single Family_FALSE | Single Family_FALSE | unknown | unknownSingle Family_FALSE | unknownSingle Family_TRUE
Water_00003993 | SITE_01611 | Room_00019981 | Bathroom_2 | Bathroom | Bathroom Faucet | 1.2378 | 1.2378 |  | 1.4 |  | N/A | N/A | N/A | Bag | 0.796 |  | 1.114 |  | WA | Single Family | Bathroom Faucet | 2120 | 2259.17 | Single Family | FALSE | FALSE |  |  |  | 2796.3504 | 2516.7154 | Single Family_FALSE | Single Family_FALSE | Single Family_ | Single Family_ | Single Family_ | unknown | unknownSingle Family_ | unknownSingle Family_FALSE
Water_00003994 | SITE_01611 | Room_00019984 | Bathroom_3 | Bathroom | Bathroom Faucet | 3.5378 | 3.5378 |  | 4 |  | N/A | N/A | N/A | Bag | 0.796 |  | 3.184 |  | WA | Single Family | Bathroom Faucet | 2120 | 2259.17 | Single Family | FALSE | FALSE |  |  |  | 7992.4414 | 7193.1973 | Single Family_FALSE | Single Family_FALSE | Single Family_ | Single Family_ | Single Family_ | unknown | unknownSingle Family_ | unknownSingle Family_FALSE
Water_00003995 | SITE_01592 | Room_00019668 | Kitchen_1 | Kitchen | Kitchen Faucet | 2.2 | 2.2111 | 2.2 | 2.5 |  | N/A | N/A | N/A | Bag | 0.796 |  | 1.99 |  | WA | Single Family | Kitchen Faucet | 2101 | 597.38 | Single Family | FALSE | FALSE |  |  |  | 1314.236 | 1188.7862 | Single Family_FALSE | Single Family_FALSE | Single Family_ | Single Family_ | Single Family_ | unknown | unknownSingle Family_ | unknownSingle Family_FALSE
Water_00003996 | SITE_01592 | Room_00019672 | Bathroom_1 | Bathroom | Bathroom Faucet | 1.5 | 1.9456 | 1.5 | 2.2 |  | N/A | N/A | N/A | Bag | 0.796 |  | 1.751 |  | WA | Single Family | Bathroom Faucet | 2101 | 597.38 | Single Family | FALSE | FALSE |  |  |  | 896.07 | 1046.0124 | Single Family_FALSE | Single Family_FALSE | Single Family_ | Single Family_ | Single Family_ | unknown | unknownSingle Family_ | unknownSingle Family_FALSE
Water_00003997 | SITE_01592 | Room_00019672 | Bathroom_1 | Bathroom | Shower / Bathtub combo with diverter valve | unknown |  |  |  | Unknown | Primary | Daily / Almost Daily | Dual head | Unknown |  | N/A |  | N/A | WA | Single Family | Shower | 2101 | 597.38 | Single Family | TRUE | TRUE | FALSE | FALSE | FALSE | 0 | 0 | Single Family_TRUE | Single Family_TRUE | Single Family_FALSE | Single Family_FALSE | Single Family_FALSE | unknown | unknownSingle Family_FALSE | unknownSingle Family_TRUE
Water_00003998 | SITE_01575 | Room_00019435 | Bathroom_1 | Bathroom | Bathroom Faucet | 1.3267 | 1.3267 |  | 1.5 |  | N/A | N/A | N/A | Bag | 0.796 |  | 1.194 |  | WA | Single Family | Bathroom Faucet | 2084 | 597.38 | Single Family | FALSE | FALSE |  |  |  | 792.5241 | 713.2717 | Single Family_FALSE | Single Family_FALSE | Single Family_ | Single Family_ | Single Family_ | unknown | unknownSingle Family_ | unknownSingle Family_FALSE
Water_00003999 | SITE_01575 | Room_00019435 | Bathroom_1 | Bathroom | Shower / Bathtub combo with diverter valve | 2.5 |  | 2.5 | 1.6 |  | All used about the same | Daily / Almost Daily | N/A | Unknown |  | N/A |  | N/A | WA | Single Family | Shower | 2084 | 597.38 | Single Family | TRUE | TRUE | TRUE | FALSE | FALSE | 1493.45 | 0 | Single Family_TRUE | Single Family_TRUE | Single Family_TRUE | Single Family_FALSE | Single Family_FALSE | unknown | unknownSingle Family_FALSE | unknownSingle Family_TRUE
Water_00004000 | SITE_01575 | Room_00019438 | Kitchen_1 | Kitchen | Kitchen Faucet | 2.2111 | 2.2111 |  | 2.5 |  | N/A | N/A | N/A | Bag | 0.796 |  | 1.99 |  | WA | Single Family | Kitchen Faucet | 2084 | 597.38 | Single Family | FALSE | FALSE |  |  |  | 1320.8736 | 1188.7862 | Single Family_FALSE | Single Family_FALSE | Single Family_ | Single Family_ | Single Family_ | unknown | unknownSingle Family_ | unknownSingle Family_FALSE
Water_00004001 | SITE_01575 | Room_00019441 | Bathroom_2 | Bathroom | Bathroom Faucet | 1.5 | 1.2378 | 1.5 | 1.4 |  | N/A | N/A | N/A | Bag | 0.796 |  | 1.114 |  | WA | Single Family | Bathroom Faucet | 2084 | 597.38 | Single Family | FALSE | FALSE |  |  |  | 896.07 | 665.4813 | Single Family_FALSE | Single Family_FALSE | Single Family_ | Single Family_ | Single Family_ | unknown | unknownSingle Family_ | unknownSingle Family_FALSE
Water_00004002 | SITE_01575 | Room_00019441 | Bathroom_2 | Bathroom | Shower / Bathtub combo with diverter valve | unknown |  |  | 1.3 |  | All used about the same | Daily / Almost Daily | N/A | Unknown |  | N/A |  | N/A | WA | Single Family | Shower | 2084 | 597.38 | Single Family | TRUE | TRUE | FALSE | FALSE | FALSE | 0 | 0 | Single Family_TRUE | Single Family_TRUE | Single Family_FALSE | Single Family_FALSE | Single Family_FALSE | unknown | unknownSingle Family_FALSE | unknownSingle Family_TRUE
Water_00004003 | SITE_01674 | Room_00020742 | Kitchen_1 | Kitchen | Kitchen Faucet | 2.2 | 2.6533 | 2.2 | 3 |  | N/A | N/A | N/A | Bag | 0.796 |  | 2.388 |  | WA | Single Family | Kitchen Faucet | 2182 | 235.4 | Single Family | FALSE | FALSE |  |  |  | 517.88 | 562.1352 | Single Family_FALSE | Single Family_FALSE | Single Family_ | Single Family_ | Single Family_ | unknown | unknownSingle Family_ | unknownSingle Family_FALSE
Water_00004004 | SITE_01674 | Room_00020746 | Bathroom_1 | Bathroom | Shower / Bathtub combo with diverter valve | unknown |  |  | 1.5 |  | Primary | Daily / Almost Daily | N/A | Unknown |  | N/A |  | N/A | WA | Single Family | Shower | 2182 | 235.4 | Single Family | TRUE | TRUE | FALSE | FALSE | FALSE | 0 | 0 | Single Family_TRUE | Single Family_TRUE | Single Family_FALSE | Single Family_FALSE | Single Family_FALSE | unknown | unknownSingle Family_FALSE | unknownSingle Family_TRUE
Water_00004005 | SITE_01674 | Room_00020746 | Bathroom_1 | Bathroom | Bathroom Faucet | 2.2 | 3.5378 | 2.2 | 4 |  | N/A | N/A | N/A | Bag | 0.796 |  | 3.184 |  | WA | Single Family | Bathroom Faucet | 2182 | 235.4 | Single Family | FALSE | FALSE |  |  |  | 517.88 | 749.5136 | Single Family_FALSE | Single Family_FALSE | Single Family_ | Single Family_ | Single Family_ | unknown | unknownSingle Family_ | unknownSingle Family_FALSE
Water_00004006 | SITE_01544 | Room_00018986 | Bathroom_2 | Bathroom | Bathroom Faucet | 1.9456 | 1.9456 |  | 2.2 |  | N/A | N/A | N/A | Bag | 0.796 |  | 1.751 |  | WA | Single Family | Bathroom Faucet | 2053 | 597.38 | Single Family | FALSE | FALSE |  |  |  | 1162.236 | 1046.0124 | Single Family_FALSE | Single Family_FALSE | Single Family_ | Single Family_ | Single Family_ | unknown | unknownSingle Family_ | unknownSingle Family_FALSE
Water_00004007 | SITE_01544 | Room_00018986 | Bathroom_2 | Bathroom | Shower / Bathtub combo with diverter valve | unknown |  |  | 2.4 |  | Primary | A few times per year | N/A | Unknown |  | N/A |  | N/A | WA | Single Family | Shower | 2053 | 597.38 | Single Family | TRUE | TRUE | FALSE | FALSE | FALSE | 0 | 0 | Single Family_TRUE | Single Family_TRUE | Single Family_FALSE | Single Family_FALSE | Single Family_FALSE | unknown | unknownSingle Family_FALSE | unknownSingle Family_TRUE
Water_00004008 | SITE_01544 | Room_00018987 | Kitchen_1 | Kitchen | Kitchen Faucet | 1.3267 | 1.3267 |  | 1.5 |  | N/A | N/A | N/A | Bag | 0.796 |  | 1.194 |  | WA | Single Family | Kitchen Faucet | 2053 | 597.38 | Single Family | FALSE | FALSE |  |  |  | 792.5241 | 713.2717 | Single Family_FALSE | Single Family_FALSE | Single Family_ | Single Family_ | Single Family_ | unknown | unknownSingle Family_ | unknownSingle Family_FALSE
Water_00004009 | SITE_01564 | Room_00019258 | Kitchen_1 | Kitchen | Kitchen Faucet | 1.8 | 2.3 | 1.8 | 2.6 |  | N/A | N/A | N/A | Bag | 0.796 |  | 2.07 |  | WA | Single Family | Kitchen Faucet | 2073 | 2259.17 | Single Family | FALSE | FALSE |  |  |  | 4066.506 | 4676.4819 | Single Family_FALSE | Single Family_FALSE | Single Family_ | Single Family_ | Single Family_ | unknown | unknownSingle Family_ | unknownSingle Family_FALSE
Water_00004010 | SITE_01564 | Room_00019264 | Bathroom_2 | Bathroom | Bathroom Faucet | 2 | 2.3 | 2 | 2.6 |  | N/A | N/A | N/A | Bag | 0.796 |  | 2.07 |  | WA | Single Family | Bathroom Faucet | 2073 | 2259.17 | Single Family | FALSE | FALSE |  |  |  | 4518.34 | 4676.4819 | Single Family_FALSE | Single Family_FALSE | Single Family_ | Single Family_ | Single Family_ | unknown | unknownSingle Family_ | unknownSingle Family_FALSE
Water_00004011 | SITE_01564 | Room_00019264 | Bathroom_2 | Bathroom | Shower / Bathtub combo with diverter valve | 3.1133 | 3.1133 |  | 3.3 |  | Secondary | A few times per month | N/A | Bag | 0.8492 |  | 2.802 |  | WA | Single Family | Shower | 2073 | 2259.17 | Single Family | TRUE | TRUE | TRUE | TRUE | TRUE | 7033.5493 | 6330.1943 | Single Family_TRUE | Single Family_TRUE | Single Family_TRUE | Single Family_TRUE | Single Family_TRUE | gt2.5gpm | gt2.5gpmSingle Family_TRUE | gt2.5gpmSingle Family_TRUE
Water_00004012 | SITE_01564 | Room_00019263 | Bathroom_1 | Bathroom | Bathroom Faucet | 2.2 | 2.2111 | 2.2 | 2.5 |  | N/A | N/A | N/A | Bag | 0.796 |  | 1.99 |  | WA | Single Family | Bathroom Faucet | 2073 | 2259.17 | Single Family | FALSE | FALSE |  |  |  | 4970.174 | 4495.7483 | Single Family_FALSE | Single Family_FALSE | Single Family_ | Single Family_ | Single Family_ | unknown | unknownSingle Family_ | unknownSingle Family_FALSE
Water_00004013 | SITE_01564 | Room_00019263 | Bathroom_1 | Bathroom | Shower | 2.5478 | 2.5478 |  | 2.7 |  | Primary | Daily / Almost Daily | N/A | Bag | 0.8492 |  | 2.293 |  | WA | Single Family | Shower | 2073 | 2259.17 | Single Family | TRUE | FALSE | TRUE | TRUE | TRUE | 5755.8631 | 5180.2768 | Single Family_TRUE | Single Family_FALSE | Single Family_TRUE | Single Family_TRUE | Single Family_TRUE | gt2.5gpm | gt2.5gpmSingle Family_TRUE | gt2.5gpmSingle Family_TRUE
Water_00004014 | SITE_01541 | Room_00018958 | Bathroom_1 | Bathroom | Bathroom Faucet | 2 | 1.3267 | 2 | 1.5 |  | N/A | N/A | N/A | Bag | 0.796 |  | 1.194 |  | WA | Single Family | Bathroom Faucet | 2050 | 597.38 | Single Family | FALSE | FALSE |  |  |  | 1194.76 | 713.2717 | Single Family_FALSE | Single Family_FALSE | Single Family_ | Single Family_ | Single Family_ | unknown | unknownSingle Family_ | unknownSingle Family_FALSE
Water_00004015 | SITE_01541 | Room_00018955 | Kitchen_1 | Kitchen | Kitchen Faucet | 1.5 | 1.5033 | 1.5 | 1.7 |  | N/A | N/A | N/A | Bag | 0.796 |  | 1.353 |  | WA | Single Family | Kitchen Faucet | 2050 | 597.38 | Single Family | FALSE | FALSE |  |  |  | 896.07 | 808.2551 | Single Family_FALSE | Single Family_FALSE | Single Family_ | Single Family_ | Single Family_ | unknown | unknownSingle Family_ | unknownSingle Family_FALSE
Water_00004016 | SITE_01541 | Room_00018958 | Bathroom_1 | Bathroom | Shower / Bathtub combo with diverter valve | 1.6044 | 1.6044 |  | 1.7 |  | Primary | Daily / Almost Daily | N/A | Bag | 0.8492 |  | 1.444 |  | WA | Single Family | Shower | 2050 | 597.38 | Single Family | TRUE | TRUE | TRUE | TRUE | TRUE | 958.463 | 862.6167 | Single Family_TRUE | Single Family_TRUE | Single Family_TRUE | Single Family_TRUE | Single Family_TRUE | 1.8gpm | 1.8gpmSingle Family_TRUE | 1.8gpmSingle Family_TRUE
Water_00004017 | SITE_01541 | Room_00018962 | Bathroom_2 | Bathroom | Bathroom Faucet | 1.0611 | 1.0611 |  | 1.2 |  | N/A | N/A | N/A | Bag | 0.796 |  | 0.955 |  | WA | Single Family | Bathroom Faucet | 2050 | 597.38 | Single Family | FALSE | FALSE |  |  |  | 633.8866 | 570.4979 | Single Family_FALSE | Single Family_FALSE | Single Family_ | Single Family_ | Single Family_ | unknown | unknownSingle Family_ | unknownSingle Family_FALSE
Water_00004018 | SITE_02062 | Room_00025414 | Kitchen_1 | Kitchen | Kitchen Faucet | 2.6533 | 2.6533 |  | 3 |  | N/A | N/A | N/A | Bag | 0.796 |  | 2.388 |  | WA | Single Family | Kitchen Faucet | 2569 | 12576.67 | Single Family | FALSE | FALSE |  |  |  | 33370.0977 | 30033.088 | Single Family_FALSE | Single Family_FALSE | Single Family_ | Single Family_ | Single Family_ | unknown | unknownSingle Family_ | unknownSingle Family_FALSE
Water_00004019 | SITE_02062 | Room_00025421 | Bathroom_1 | Bathroom | Bathroom Faucet | 1.7689 | 1.7689 |  | 2 |  | N/A | N/A | N/A | Bag | 0.796 |  | 1.592 |  | WA | Single Family | Bathroom Faucet | 2569 | 12576.67 | Single Family | FALSE | FALSE |  |  |  | 22246.7318 | 20022.0586 | Single Family_FALSE | Single Family_FALSE | Single Family_ | Single Family_ | Single Family_ | unknown | unknownSingle Family_ | unknownSingle Family_FALSE
Water_00004020 | SITE_02062 | Room_00025421 | Bathroom_1 | Bathroom | Shower | 1.5 | 1.4156 | 1.5 | 1.5 |  | Secondary | A few times per year | N/A | Bag | 0.8492 |  | 1.274 |  | WA | Single Family | Shower | 2569 | 12576.67 | Single Family | TRUE | FALSE | TRUE | TRUE | TRUE | 18865.005 | 16022.6776 | Single Family_TRUE | Single Family_FALSE | Single Family_TRUE | Single Family_TRUE | Single Family_TRUE | 1.5gpm | 1.5gpmSingle Family_TRUE | 1.5gpmSingle Family_TRUE
Water_00004021 | SITE_01740 | Room_00021402 | Bathroom_1 | Bathroom | Bathroom Faucet | 2 | 2.3878 | 2 | 2.7 |  | N/A | N/A | N/A | Bag | 0.796 |  | 2.149 |  | WA | Single Family | Bathroom Faucet | 2248 | 12576.67 | Single Family | FALSE | FALSE |  |  |  | 25153.34 | 27027.2638 | Single Family_FALSE | Single Family_FALSE | Single Family_ | Single Family_ | Single Family_ | unknown | unknownSingle Family_ | unknownSingle Family_FALSE
Water_00004022 | SITE_01740 | Room_00021402 | Bathroom_1 | Bathroom | Shower / Bathtub combo with diverter valve | 2 | 1.8867 | 2 | 2 |  | Primary | Daily / Almost Daily | N/A | Bag | 0.8492 |  | 1.698 |  | WA | Single Family | Shower | 2248 | 12576.67 | Single Family | TRUE | TRUE | TRUE | TRUE | TRUE | 25153.34 | 21355.1857 | Single Family_TRUE | Single Family_TRUE | Single Family_TRUE | Single Family_TRUE | Single Family_TRUE | 2.0gpm | 2.0gpmSingle Family_TRUE | 2.0gpmSingle Family_TRUE
Water_00004023 | SITE_01740 | Room_00021404 | Kitchen_1 | Kitchen | Kitchen Faucet | 2.2 | 2.1222 | 2.2 | 2.4 |  | N/A | N/A | N/A | Bag | 0.796 |  | 1.91 |  | WA | Single Family | Kitchen Faucet | 2248 | 12576.67 | Single Family | FALSE | FALSE |  |  |  | 27668.674 | 24021.4397 | Single Family_FALSE | Single Family_FALSE | Single Family_ | Single Family_ | Single Family_ | unknown | unknownSingle Family_ | unknownSingle Family_FALSE
Water_00004024 | SITE_01607 | Room_00019901 | Bathroom_1 | Bathroom | Bathroom Faucet | 2.2 | 2.6533 | 2.2 | 3 |  | N/A | N/A | N/A | Bag | 0.796 |  | 2.388 |  | WA | Single Family | Bathroom Faucet | 2116 | 2259.17 | Single Family | FALSE | FALSE |  |  |  | 4970.174 | 5394.898 | Single Family_FALSE | Single Family_FALSE | Single Family_ | Single Family_ | Single Family_ | unknown | unknownSingle Family_ | unknownSingle Family_FALSE
Water_00004025 | SITE_01607 | Room_00019901 | Bathroom_1 | Bathroom | Shower | unknown |  |  | 8 |  | Secondary | A few times per week | 8 gallons is estimate from looking at marks on pitcher. She called it an Australian shower. Has no writing. | Unknown |  | N/A |  | N/A | WA | Single Family | Shower | 2116 | 2259.17 | Single Family | TRUE | FALSE | FALSE | FALSE | FALSE | 0 | 0 | Single Family_TRUE | Single Family_FALSE | Single Family_FALSE | Single Family_FALSE | Single Family_FALSE | unknown | unknownSingle Family_FALSE | unknownSingle Family_TRUE
Water_00004026 | SITE_01607 | Room_00019904 | Bathroom_2 | Bathroom | Bathroom Faucet | 1.5 | 2.1222 | 1.5 | 2.4 |  | N/A | N/A | N/A | Bag | 0.796 |  | 1.91 |  | WA | Single Family | Bathroom Faucet | 2116 | 2259.17 | Single Family | FALSE | FALSE |  |  |  | 3388.755 | 4315.0147 | Single Family_FALSE | Single Family_FALSE | Single Family_ | Single Family_ | Single Family_ | unknown | unknownSingle Family_ | unknownSingle Family_FALSE
Water_00004027 | SITE_01607 | Room_00019904 | Bathroom_2 | Bathroom | Shower / Bathtub combo with diverter valve | unknown |  |  | 5.5 |  | Unknown | A few times per year | Same Australian shower heads upstairs bath | Unknown |  | N/A |  | N/A | WA | Single Family | Shower | 2116 | 2259.17 | Single Family | TRUE | TRUE | FALSE | FALSE | FALSE | 0 | 0 | Single Family_TRUE | Single Family_TRUE | Single Family_FALSE | Single Family_FALSE | Single Family_FALSE | unknown | unknownSingle Family_FALSE | unknownSingle Family_TRUE
Water_00004028 | SITE_01607 | Room_00019909 | Kitchen_1 | Kitchen | Kitchen Faucet | 2.2 | 2.4767 | 2.2 | 2.8 |  | N/A | N/A | N/A | Bag | 0.796 |  | 2.229 |  | WA | Single Family | Kitchen Faucet | 2116 | 2259.17 | Single Family | FALSE | FALSE |  |  |  | 4970.174 | 5035.6899 | Single Family_FALSE | Single Family_FALSE | Single Family_ | Single Family_ | Single Family_ | unknown | unknownSingle Family_ | unknownSingle Family_FALSE
Water_00004029 | SITE_01607 | Room_00019915 | Bathroom_3 | Bathroom | Bathroom Faucet | 2.4767 | 2.4767 |  | 2.8 |  | N/A | N/A | N/A | Bag | 0.796 |  | 2.229 |  | WA | Single Family | Bathroom Faucet | 2116 | 2259.17 | Single Family | FALSE | FALSE |  |  |  | 5595.211 | 5035.6899 | Single Family_FALSE | Single Family_FALSE | Single Family_ | Single Family_ | Single Family_ | unknown | unknownSingle Family_ | unknownSingle Family_FALSE
Water_00004030 | SITE_01607 | Room_00019915 | Bathroom_3 | Bathroom | Shower | 2.5 |  | 2.5 | 1.9 |  | Primary | Daily / Almost Daily | N/A | Unknown |  | N/A |  | N/A | WA | Single Family | Shower | 2116 | 2259.17 | Single Family | TRUE | FALSE | TRUE | FALSE | FALSE | 5647.925 | 0 | Single Family_TRUE | Single Family_FALSE | Single Family_TRUE | Single Family_FALSE | Single Family_FALSE | unknown | unknownSingle Family_FALSE | unknownSingle Family_TRUE
Water_00004031 | SITE_01669 | Room_00020668 | Kitchen_1 | Kitchen | Kitchen Faucet | unknown |  |  | 4 |  | N/A | N/A | N/A | Unknown |  | N/A |  | N/A | WA | Single Family | Kitchen Faucet | 2177 | 72.88 | Single Family | FALSE | FALSE |  |  |  | 0 | 0 | Single Family_FALSE | Single Family_FALSE | Single Family_ | Single Family_ | Single Family_ | unknown | unknownSingle Family_ | unknownSingle Family_FALSE
Water_00004032 | SITE_01669 | Room_00020672 | Bathroom_1 | Bathroom | Bathroom Faucet | 2.2 | 1.7689 | 2.2 | 2 |  | N/A | N/A | N/A | Bag | 0.796 |  | 1.592 |  | WA | Single Family | Bathroom Faucet | 2177 | 72.88 | Single Family | FALSE | FALSE |  |  |  | 160.336 | 116.025 | Single Family_FALSE | Single Family_FALSE | Single Family_ | Single Family_ | Single Family_ | unknown | unknownSingle Family_ | unknownSingle Family_FALSE
Water_00004033 | SITE_01669 | Room_00020672 | Bathroom_1 | Bathroom | Shower / Bathtub combo with diverter valve | 2 |  | 2 | 1.75 |  | Primary | A few times per week | N/A | Unknown |  | N/A |  | N/A | WA | Single Family | Shower | 2177 | 72.88 | Single Family | TRUE | TRUE | TRUE | FALSE | FALSE | 145.76 | 0 | Single Family_TRUE | Single Family_TRUE | Single Family_TRUE | Single Family_FALSE | Single Family_FALSE | unknown | unknownSingle Family_FALSE | unknownSingle Family_TRUE
Water_00004034 | SITE_01641 | Room_00020353 | Kitchen_1 | Kitchen | Kitchen Faucet | 1 |  | 1 | 0.75 |  | N/A | N/A | N/A | Unknown |  | N/A |  | N/A | WA | Single Family | Kitchen Faucet | 2150 | 235.4 | Single Family | FALSE | FALSE |  |  |  | 235.4 | 0 | Single Family_FALSE | Single Family_FALSE | Single Family_ | Single Family_ | Single Family_ | unknown | unknownSingle Family_ | unknownSingle Family_FALSE
Water_00004035 | SITE_01641 | Room_00020355 | Bathroom_1 | Bathroom | Bathroom Faucet | 2.2 | 1.7689 | 2.2 | 2 |  | N/A | N/A | N/A | Bag | 0.796 |  | 1.592 |  | WA | Single Family | Bathroom Faucet | 2150 | 235.4 | Single Family | FALSE | FALSE |  |  |  | 517.88 | 374.7568 | Single Family_FALSE | Single Family_FALSE | Single Family_ | Single Family_ | Single Family_ | unknown | unknownSingle Family_ | unknownSingle Family_FALSE
Water_00004036 | SITE_01641 | Room_00020355 | Bathroom_1 | Bathroom | Shower / Bathtub combo with diverter valve | unknown |  |  | 1.5 |  | Primary | Daily / Almost Daily | N/A | Unknown |  | N/A |  | N/A | WA | Single Family | Shower | 2150 | 235.4 | Single Family | TRUE | TRUE | FALSE | FALSE | FALSE | 0 | 0 | Single Family_TRUE | Single Family_TRUE | Single Family_FALSE | Single Family_FALSE | Single Family_FALSE | unknown | unknownSingle Family_FALSE | unknownSingle Family_TRUE
Water_00004037 | SITE_01600 | Room_00019802 | Kitchen_1 | Kitchen | Kitchen Faucet | 2.2 |  | 2.2 | 1.7 |  | N/A | N/A | N/A | Unknown |  | N/A |  | N/A | WA | Single Family | Kitchen Faucet | 2109 | 2259.17 | Single Family | FALSE | FALSE |  |  |  | 4970.174 | 0 | Single Family_FALSE | Single Family_FALSE | Single Family_ | Single Family_ | Single Family_ | unknown | unknownSingle Family_ | unknownSingle Family_FALSE
Water_00004038 | SITE_01600 | Room_00019803 | Bathroom_1 | Bathroom | Shower / Bathtub combo with diverter valve | unknown |  |  | 2 |  | Primary | Daily / Almost Daily | N/A | Unknown |  | N/A |  | N/A | WA | Single Family | Shower | 2109 | 2259.17 | Single Family | TRUE | TRUE | FALSE | FALSE | FALSE | 0 | 0 | Single Family_TRUE | Single Family_TRUE | Single Family_FALSE | Single Family_FALSE | Single Family_FALSE | unknown | unknownSingle Family_FALSE | unknownSingle Family_TRUE
Water_00004039 | SITE_01558 | Room_00019180 | Kitchen_1 | Kitchen | Kitchen Faucet | unknown |  |  | 2.2 |  | N/A | N/A | N/A | Unknown |  | N/A |  | N/A | WA | Single Family | Kitchen Faucet | 2067 | 597.38 | Single Family | FALSE | FALSE |  |  |  | 0 | 0 | Single Family_FALSE | Single Family_FALSE | Single Family_ | Single Family_ | Single Family_ | unknown | unknownSingle Family_ | unknownSingle Family_FALSE
Water_00004040 | SITE_01558 | Room_00019184 | Bathroom_1 | Bathroom | Bathroom Faucet | 1.9456 | 1.9456 |  | 2.2 |  | N/A | N/A | N/A | Bag | 0.796 |  | 1.751 |  | WA | Single Family | Bathroom Faucet | 2067 | 597.38 | Single Family | FALSE | FALSE |  |  |  | 1162.236 | 1046.0124 | Single Family_FALSE | Single Family_FALSE | Single Family_ | Single Family_ | Single Family_ | unknown | unknownSingle Family_ | unknownSingle Family_FALSE
Water_00004041 | SITE_01558 | Room_00019184 | Bathroom_1 | Bathroom | Shower / Bathtub combo with diverter valve | unknown |  |  | 4.5 |  | All used about the same | Daily / Almost Daily | N/A | Unknown |  | N/A |  | N/A | WA | Single Family | Shower | 2067 | 597.38 | Single Family | TRUE | TRUE | FALSE | FALSE | FALSE | 0 | 0 | Single Family_TRUE | Single Family_TRUE | Single Family_FALSE | Single Family_FALSE | Single Family_FALSE | unknown | unknownSingle Family_FALSE | unknownSingle Family_TRUE
Water_00004042 | SITE_01558 | Room_00019186 | Bathroom_2 | Bathroom | Bathroom Faucet | 4.4222 | 4.4222 |  | 5 |  | N/A | N/A | N/A | Bag | 0.796 |  | 3.98 |  | WA | Single Family | Bathroom Faucet | 2067 | 597.38 | Single Family | FALSE | FALSE |  |  |  | 2641.7471 | 2377.5724 | Single Family_FALSE | Single Family_FALSE | Single Family_ | Single Family_ | Single Family_ | unknown | unknownSingle Family_ | unknownSingle Family_FALSE
Water_00004043 | SITE_01631 | Room_00020229 | Kitchen_1 | Kitchen | Kitchen Faucet | 2.2 |  | 2.2 | 1.7 |  | N/A | N/A | N/A | Unknown |  | N/A |  | N/A | WA | Single Family | Kitchen Faucet | 2140 | 235.4 | Single Family | FALSE | FALSE |  |  |  | 517.88 | 0 | Single Family_FALSE | Single Family_FALSE | Single Family_ | Single Family_ | Single Family_ | unknown | unknownSingle Family_ | unknownSingle Family_FALSE
Water_00004044 | SITE_01631 | Room_00020230 | Bathroom_1 | Bathroom | Bathroom Faucet | 1.5 | 1.3267 | 1.5 | 1.5 |  | N/A | N/A | N/A | Bag | 0.796 |  | 1.194 |  | WA | Single Family | Bathroom Faucet | 2140 | 235.4 | Single Family | FALSE | FALSE |  |  |  | 353.1 | 281.0676 | Single Family_FALSE | Single Family_FALSE | Single Family_ | Single Family_ | Single Family_ | unknown | unknownSingle Family_ | unknownSingle Family_FALSE
Water_00004045 | SITE_01631 | Room_00020230 | Bathroom_1 | Bathroom | Shower / Bathtub combo with diverter valve | unknown |  |  |  | Unknown | Secondary | Never | Didnt test, super red iron colored water came out. | Unknown |  | N/A |  | N/A | WA | Single Family | Shower | 2140 | 235.4 | Single Family | TRUE | TRUE | FALSE | FALSE | FALSE | 0 | 0 | Single Family_TRUE | Single Family_TRUE | Single Family_FALSE | Single Family_FALSE | Single Family_FALSE | unknown | unknownSingle Family_FALSE | unknownSingle Family_TRUE
Water_00004046 | SITE_01631 | Room_00020236 | Bathroom_2 | Bathroom | Bathroom Faucet | 1.7689 | 1.7689 |  | 2 |  | N/A | N/A | N/A | Bag | 0.796 |  | 1.592 |  | WA | Single Family | Bathroom Faucet | 2140 | 235.4 | Single Family | FALSE | FALSE |  |  |  | 416.3964 | 374.7568 | Single Family_FALSE | Single Family_FALSE | Single Family_ | Single Family_ | Single Family_ | unknown | unknownSingle Family_ | unknownSingle Family_FALSE
Water_00004047 | SITE_01631 | Room_00020236 | Bathroom_2 | Bathroom | Bathroom Faucet | 1.7689 | 1.7689 |  | 2 |  | N/A | N/A | N/A | Bag | 0.796 |  | 1.592 |  | WA | Single Family | Bathroom Faucet | 2140 | 235.4 | Single Family | FALSE | FALSE |  |  |  | 416.3964 | 374.7568 | Single Family_FALSE | Single Family_FALSE | Single Family_ | Single Family_ | Single Family_ | unknown | unknownSingle Family_ | unknownSingle Family_FALSE
Water_00004048 | SITE_01631 | Room_00020236 | Bathroom_2 | Bathroom | Shower / Bathtub combo with diverter valve | 2.5 |  | 2.5 | 2 |  | Primary | Daily / Almost Daily | N/A | Unknown |  | N/A |  | N/A | WA | Single Family | Shower | 2140 | 235.4 | Single Family | TRUE | TRUE | TRUE | FALSE | FALSE | 588.5 | 0 | Single Family_TRUE | Single Family_TRUE | Single Family_TRUE | Single Family_FALSE | Single Family_FALSE | unknown | unknownSingle Family_FALSE | unknownSingle Family_TRUE
Water_00004049 | SITE_01666 | Room_00020630 | Kitchen_1 | Kitchen | Kitchen Faucet | unknown |  |  |  | Unknown | N/A | N/A | Too many dishes to test | Unknown |  | N/A |  | N/A | WA | Single Family | Kitchen Faucet | 2174 | 235.4 | Single Family | FALSE | FALSE |  |  |  | 0 | 0 | Single Family_FALSE | Single Family_FALSE | Single Family_ | Single Family_ | Single Family_ | unknown | unknownSingle Family_ | unknownSingle Family_FALSE
Water_00004050 | SITE_01666 | Room_00020633 | Bathroom_1 | Bathroom | Bathroom Faucet | 1.3267 | 1.3267 |  | 1.5 |  | N/A | N/A | N/A | Bag | 0.796 |  | 1.194 |  | WA | Single Family | Bathroom Faucet | 2174 | 235.4 | Single Family | FALSE | FALSE |  |  |  | 312.2973 | 281.0676 | Single Family_FALSE | Single Family_FALSE | Single Family_ | Single Family_ | Single Family_ | unknown | unknownSingle Family_ | unknownSingle Family_FALSE
Water_00004051 | SITE_01666 | Room_00020633 | Bathroom_1 | Bathroom | Shower / Bathtub combo with diverter valve | 2.5 |  | 2.5 | 2.1 |  | Primary | Daily / Almost Daily | N/A | Unknown |  | N/A |  | N/A | WA | Single Family | Shower | 2174 | 235.4 | Single Family | TRUE | TRUE | TRUE | FALSE | FALSE | 588.5 | 0 | Single Family_TRUE | Single Family_TRUE | Single Family_TRUE | Single Family_FALSE | Single Family_FALSE | unknown | unknownSingle Family_FALSE | unknownSingle Family_TRUE
Water_00004052 | SITE_01674 | Room_00020752 | Bathroom_6 | Bathroom | Bathroom Faucet | 2.2 | 1.8578 | 2.2 | 2.1 |  | N/A | N/A | N/A | Bag | 0.796 |  | 1.672 |  | WA | Single Family | Bathroom Faucet | 2182 | 235.4 | Single Family | FALSE | FALSE |  |  |  | 517.88 | 393.5888 | Single Family_FALSE | Single Family_FALSE | Single Family_ | Single Family_ | Single Family_ | unknown | unknownSingle Family_ | unknownSingle Family_FALSE
Water_00004053 | SITE_01674 | Room_00020752 | Bathroom_6 | Bathroom | Shower | unknown |  |  | 2.5 |  | Secondary | A few times per month | N/A | Unknown |  | N/A |  | N/A | WA | Single Family | Shower | 2182 | 235.4 | Single Family | TRUE | FALSE | FALSE | FALSE | FALSE | 0 | 0 | Single Family_TRUE | Single Family_FALSE | Single Family_FALSE | Single Family_FALSE | Single Family_FALSE | unknown | unknownSingle Family_FALSE | unknownSingle Family_TRUE
Water_00004054 | SITE_01621 | Room_00020122 | Kitchen_1 | Kitchen | Kitchen Faucet | 1.8 |  | 1.8 | 1.3 |  | N/A | N/A | N/A | Unknown |  | N/A |  | N/A | WA | Single Family | Kitchen Faucet | 2130 | 235.4 | Single Family | FALSE | FALSE |  |  |  | 423.72 | 0 | Single Family_FALSE | Single Family_FALSE | Single Family_ | Single Family_ | Single Family_ | unknown | unknownSingle Family_ | unknownSingle Family_FALSE
Water_00004055 | SITE_01644 | Room_00020382 | Kitchen_1 | Kitchen | Kitchen Faucet | 1 |  | 1 | 1.2 |  | N/A | N/A | N/A | Unknown |  | N/A |  | N/A | WA | Single Family | Kitchen Faucet | 2153 | 72.88 | Single Family | FALSE | FALSE |  |  |  | 72.88 | 0 | Single Family_FALSE | Single Family_FALSE | Single Family_ | Single Family_ | Single Family_ | unknown | unknownSingle Family_ | unknownSingle Family_FALSE
Water_00004056 | SITE_01644 | Room_00020386 | Bathroom_1 | Bathroom | Bathroom Faucet | 2.2 | 1.0611 | 2.2 | 1.2 |  | N/A | N/A | N/A | Bag | 0.796 |  | 0.955 |  | WA | Single Family | Bathroom Faucet | 2153 | 72.88 | Single Family | FALSE | FALSE |  |  |  | 160.336 | 69.6004 | Single Family_FALSE | Single Family_FALSE | Single Family_ | Single Family_ | Single Family_ | unknown | unknownSingle Family_ | unknownSingle Family_FALSE
Water_00004057 | SITE_01644 | Room_00020386 | Bathroom_1 | Bathroom | Shower | 2 | 3.7278 | 2 | 3.6 |  | All used about the same | Daily / Almost Daily | N/A | Weir | 0.932 |  | 3.355 |  | WA | Single Family | Shower | 2153 | 72.88 | Single Family | TRUE | FALSE | TRUE | TRUE | TRUE | 145.76 | 244.5124 | Single Family_TRUE | Single Family_FALSE | Single Family_TRUE | Single Family_TRUE | Single Family_TRUE | 2.0gpm | 2.0gpmSingle Family_TRUE | 2.0gpmSingle Family_TRUE
Water_00004058 | SITE_01665 | Room_00020614 | Kitchen_1 | Kitchen | Kitchen Faucet | 2.2 |  | 2.2 | 2.6 |  | N/A | N/A | N/A | Unknown |  | N/A |  | N/A | WA | Single Family | Kitchen Faucet | 2173 | 72.88 | Single Family | FALSE | FALSE |  |  |  | 160.336 | 0 | Single Family_FALSE | Single Family_FALSE | Single Family_ | Single Family_ | Single Family_ | unknown | unknownSingle Family_ | unknownSingle Family_FALSE
Water_00004059 | SITE_01665 | Room_00020617 | Bathroom_1 | Bathroom | Bathroom Faucet | 1.5 | 1.2378 | 1.5 | 1.4 |  | N/A | N/A | N/A | Bag | 0.796 |  | 1.114 |  | WA | Single Family | Bathroom Faucet | 2173 | 72.88 | Single Family | FALSE | FALSE |  |  |  | 109.32 | 81.1883 | Single Family_FALSE | Single Family_FALSE | Single Family_ | Single Family_ | Single Family_ | unknown | unknownSingle Family_ | unknownSingle Family_FALSE
Water_00004060 | SITE_01665 | Room_00020617 | Bathroom_1 | Bathroom | Bathroom Faucet | 1.5 | 1.3267 | 1.5 | 1.5 |  | N/A | N/A | N/A | Bag | 0.796 |  | 1.194 |  | WA | Single Family | Bathroom Faucet | 2173 | 72.88 | Single Family | FALSE | FALSE |  |  |  | 109.32 | 87.0187 | Single Family_FALSE | Single Family_FALSE | Single Family_ | Single Family_ | Single Family_ | unknown | unknownSingle Family_ | unknownSingle Family_FALSE
Water_00004061 | SITE_01665 | Room_00020617 | Bathroom_1 | Bathroom | Shower / Bathtub combo with diverter valve | 2.2778 | 2.2778 |  | 2.2 |  | Primary | Daily / Almost Daily | N/A | Weir | 0.932 |  | 2.05 |  | WA | Single Family | Shower | 2173 | 72.88 | Single Family | TRUE | TRUE | TRUE | TRUE | TRUE | 166.0044 | 149.404 | Single Family_TRUE | Single Family_TRUE | Single Family_TRUE | Single Family_TRUE | Single Family_TRUE | 2.5gpm | 2.5gpmSingle Family_TRUE | 2.5gpmSingle Family_TRUE
Water_00004062 | SITE_01665 | Room_00020624 | Bathroom_2 | Bathroom | Bathroom Faucet | 2.6533 | 2.6533 |  | 3 |  | N/A | N/A | N/A | Bag | 0.796 |  | 2.388 |  | WA | Single Family | Bathroom Faucet | 2173 | 72.88 | Single Family | FALSE | FALSE |  |  |  | 193.3749 | 174.0374 | Single Family_FALSE | Single Family_FALSE | Single Family_ | Single Family_ | Single Family_ | unknown | unknownSingle Family_ | unknownSingle Family_FALSE
Water_00004063 | SITE_01665 | Room_00020624 | Bathroom_2 | Bathroom | Shower | 3.1067 | 3.1067 |  | 3 |  | Secondary | A few times per year | N/A | Weir | 0.932 |  | 2.796 |  | WA | Single Family | Shower | 2173 | 72.88 | Single Family | TRUE | FALSE | TRUE | TRUE | TRUE | 226.4139 | 203.7725 | Single Family_TRUE | Single Family_FALSE | Single Family_TRUE | Single Family_TRUE | Single Family_TRUE | gt2.5gpm | gt2.5gpmSingle Family_TRUE | gt2.5gpmSingle Family_TRUE
Water_00004064 | SITE_01590 | Room_00019650 | Kitchen_1 | Kitchen | Kitchen Faucet | 2.5 |  | 2.5 | 2.5 |  | N/A | N/A | N/A | Unknown |  | N/A |  | N/A | WA | Single Family | Kitchen Faucet | 2099 | 597.38 | Single Family | FALSE | FALSE |  |  |  | 1493.45 | 0 | Single Family_FALSE | Single Family_FALSE | Single Family_ | Single Family_ | Single Family_ | unknown | unknownSingle Family_ | unknownSingle Family_FALSE
Water_00004065 | SITE_01590 | Room_00019651 | Bathroom_1 | Bathroom | Bathroom Faucet | 1.5 | 1.5922 | 1.5 | 1.8 |  | N/A | N/A | N/A | Bag | 0.796 |  | 1.433 |  | WA | Single Family | Bathroom Faucet | 2099 | 597.38 | Single Family | FALSE | FALSE |  |  |  | 896.07 | 856.0455 | Single Family_FALSE | Single Family_FALSE | Single Family_ | Single Family_ | Single Family_ | unknown | unknownSingle Family_ | unknownSingle Family_FALSE
Water_00004066 | SITE_01590 | Room_00019651 | Bathroom_1 | Bathroom | Shower | 3.1067 | 3.1067 |  | 3 |  | Primary | Daily / Almost Daily | N/A | Weir | 0.932 |  | 2.796 |  | WA | Single Family | Shower | 2099 | 597.38 | Single Family | TRUE | FALSE | TRUE | TRUE | TRUE | 1855.8605 | 1670.2745 | Single Family_TRUE | Single Family_FALSE | Single Family_TRUE | Single Family_TRUE | Single Family_TRUE | gt2.5gpm | gt2.5gpmSingle Family_TRUE | gt2.5gpmSingle Family_TRUE
Water_00004067 | SITE_01894 | Room_00022950 | Kitchen_1 | Kitchen | Kitchen Faucet | unknown |  |  | 4.5 |  | N/A | N/A | N/A | Unknown |  | N/A |  | N/A | WA | Single Family | Kitchen Faucet | 2401 | 2259.17 | Single Family | FALSE | FALSE |  |  |  | 0 | 0 | Single Family_FALSE | Single Family_FALSE | Single Family_ | Single Family_ | Single Family_ | unknown | unknownSingle Family_ | unknownSingle Family_FALSE
Water_00004068 | SITE_01894 | Room_00022951 | Bathroom_1 | Bathroom | Bathroom Faucet | 0.97333 | 0.97333 |  | 1.1 |  | N/A | N/A | N/A | Bag | 0.796 |  | 0.876 |  | WA | Single Family | Bathroom Faucet | 2401 | 2259.17 | Single Family | FALSE | FALSE |  |  |  | 2198.9255 | 1979.0329 | Single Family_FALSE | Single Family_FALSE | Single Family_ | Single Family_ | Single Family_ | unknown | unknownSingle Family_ | unknownSingle Family_FALSE
Water_00004069 | SITE_01894 | Room_00022957 | Bathroom_2 | Bathroom | Bathroom Faucet | 2.2 | 2.2111 | 2.2 | 2.5 |  | N/A | N/A | N/A | Bag | 0.796 |  | 1.99 |  | WA | Single Family | Bathroom Faucet | 2401 | 2259.17 | Single Family | FALSE | FALSE |  |  |  | 4970.174 | 4495.7483 | Single Family_FALSE | Single Family_FALSE | Single Family_ | Single Family_ | Single Family_ | unknown | unknownSingle Family_ | unknownSingle Family_FALSE
Water_00004070 | SITE_01894 | Room_00022957 | Bathroom_2 | Bathroom | Shower / Bathtub combo with diverter valve | unknown |  |  | 3.4 |  | Primary | Daily / Almost Daily | N/A | Unknown |  | N/A |  | N/A | WA | Single Family | Shower | 2401 | 2259.17 | Single Family | TRUE | TRUE | FALSE | FALSE | FALSE | 0 | 0 | Single Family_TRUE | Single Family_TRUE | Single Family_FALSE | Single Family_FALSE | Single Family_FALSE | unknown | unknownSingle Family_FALSE | unknownSingle Family_TRUE
Water_00004071 | SITE_01911 | Room_00023200 | Bathroom_1 | Bathroom | Bathroom Faucet | 1.5 | 0.44222 | 1.5 | 0.5 |  | N/A | N/A | N/A | Bag | 0.796 |  | 0.398 |  | WA | Single Family | Bathroom Faucet | 2418 | 2259.17 | Single Family | FALSE | FALSE |  |  |  | 3388.755 | 899.1497 | Single Family_FALSE | Single Family_FALSE | Single Family_ | Single Family_ | Single Family_ | unknown | unknownSingle Family_ | unknownSingle Family_FALSE
Water_00004072 | SITE_01911 | Room_00023200 | Bathroom_1 | Bathroom | Shower | unknown |  |  | 2.5 |  | Secondary | A few times per month | N/A | Unknown |  | N/A |  | N/A | WA | Single Family | Shower | 2418 | 2259.17 | Single Family | TRUE | FALSE | FALSE | FALSE | FALSE | 0 | 0 | Single Family_TRUE | Single Family_FALSE | Single Family_FALSE | Single Family_FALSE | Single Family_FALSE | unknown | unknownSingle Family_FALSE | unknownSingle Family_TRUE
Water_00004073 | SITE_01911 | Room_00023203 | Bathroom_2 | Bathroom | Bathroom Faucet | 1.5 | 1.8578 | 1.5 | 2.1 |  | N/A | N/A | N/A | Bag | 0.796 |  | 1.672 |  | WA | Single Family | Bathroom Faucet | 2418 | 2259.17 | Single Family | FALSE | FALSE |  |  |  | 3388.755 | 3777.3322 | Single Family_FALSE | Single Family_FALSE | Single Family_ | Single Family_ | Single Family_ | unknown | unknownSingle Family_ | unknownSingle Family_FALSE
Water_00004074 | SITE_01911 | Room_00023204 | Family Room_1 | Family Room | Kitchen Faucet | 1.5 |  | 1.5 | 1.5 |  | N/A | N/A | N/A | Unknown |  | N/A |  | N/A | WA | Single Family | Kitchen Faucet | 2418 | 2259.17 | Single Family | FALSE | FALSE |  |  |  | 3388.755 | 0 | Single Family_FALSE | Single Family_FALSE | Single Family_ | Single Family_ | Single Family_ | unknown | unknownSingle Family_ | unknownSingle Family_FALSE
Water_00004075 | SITE_01911 | Room_00023205 | Kitchen_1 | Kitchen | Kitchen Faucet | unknown |  |  | 2.5 |  | N/A | N/A | N/A | Unknown |  | N/A |  | N/A | WA | Single Family | Kitchen Faucet | 2418 | 2259.17 | Single Family | FALSE | FALSE |  |  |  | 0 | 0 | Single Family_FALSE | Single Family_FALSE | Single Family_ | Single Family_ | Single Family_ | unknown | unknownSingle Family_ | unknownSingle Family_FALSE
Water_00004076 | SITE_01911 | Room_00023209 | Bathroom_3 | Bathroom | Bathroom Faucet | 0.5 | 0.44222 | 0.5 | 0.5 |  | N/A | N/A | N/A | Bag | 0.796 |  | 0.398 |  | WA | Single Family | Bathroom Faucet | 2418 | 2259.17 | Single Family | FALSE | FALSE |  |  |  | 1129.585 | 899.1497 | Single Family_FALSE | Single Family_FALSE | Single Family_ | Single Family_ | Single Family_ | unknown | unknownSingle Family_ | unknownSingle Family_FALSE
Water_00004077 | SITE_01911 | Room_00023209 | Bathroom_3 | Bathroom | Bathroom Faucet | 0.5 | 0.44222 | 0.5 | 0.5 |  | N/A | N/A | N/A | Bag | 0.796 |  | 0.398 |  | WA | Single Family | Bathroom Faucet | 2418 | 2259.17 | Single Family | FALSE | FALSE |  |  |  | 1129.585 | 899.1497 | Single Family_FALSE | Single Family_FALSE | Single Family_ | Single Family_ | Single Family_ | unknown | unknownSingle Family_ | unknownSingle Family_FALSE
Water_00004078 | SITE_01911 | Room_00023209 | Bathroom_3 | Bathroom | Shower | unknown |  |  | 2.5 |  | Primary | Daily / Almost Daily | N/A | Unknown |  | N/A |  | N/A | WA | Single Family | Shower | 2418 | 2259.17 | Single Family | TRUE | FALSE | FALSE | FALSE | FALSE | 0 | 0 | Single Family_TRUE | Single Family_FALSE | Single Family_FALSE | Single Family_FALSE | Single Family_FALSE | unknown | unknownSingle Family_FALSE | unknownSingle Family_TRUE
Water_00004079 | SITE_01911 | Room_00023210 | Bathroom_4 | Bathroom | Bathroom Faucet | 1.5 | 0.66333 | 1.5 | 0.75 |  | N/A | N/A | N/A | Bag | 0.796 |  | 0.597 |  | WA | Single Family | Bathroom Faucet | 2418 | 2259.17 | Single Family | FALSE | FALSE |  |  |  | 3388.755 | 1348.7245 | Single Family_FALSE | Single Family_FALSE | Single Family_ | Single Family_ | Single Family_ | unknown | unknownSingle Family_ | unknownSingle Family_FALSE
Water_00004080 | SITE_01911 | Room_00023210 | Bathroom_4 | Bathroom | Shower / Bathtub combo with diverter valve | unknown |  |  |  | Unknown | Never / rarely used | Never | Could not measure flow | Unknown |  | N/A |  | N/A | WA | Single Family | Shower | 2418 | 2259.17 | Single Family | TRUE | TRUE | FALSE | FALSE | FALSE | 0 | 0 | Single Family_TRUE | Single Family_TRUE | Single Family_FALSE | Single Family_FALSE | Single Family_FALSE | unknown | unknownSingle Family_FALSE | unknownSingle Family_TRUE
Water_00004081 | SITE_01636 | Room_00020292 | Kitchen_1 | Kitchen | Kitchen Faucet | 1.5 |  | 1.5 | 1.5 |  | N/A | N/A | N/A | Unknown |  | N/A |  | N/A | WA | Single Family | Kitchen Faucet | 2145 | 72.88 | Single Family | FALSE | FALSE |  |  |  | 109.32 | 0 | Single Family_FALSE | Single Family_FALSE | Single Family_ | Single Family_ | Single Family_ | unknown | unknownSingle Family_ | unknownSingle Family_FALSE
Water_00004082 | SITE_01636 | Room_00020294 | Bathroom_1 | Bathroom | Bathroom Faucet | 1.5 | 1.7689 | 1.5 | 2 |  | N/A | N/A | N/A | Bag | 0.796 |  | 1.592 |  | WA | Single Family | Bathroom Faucet | 2145 | 72.88 | Single Family | FALSE | FALSE |  |  |  | 109.32 | 116.025 | Single Family_FALSE | Single Family_FALSE | Single Family_ | Single Family_ | Single Family_ | unknown | unknownSingle Family_ | unknownSingle Family_FALSE
Water_00004083 | SITE_01636 | Room_00020294 | Bathroom_1 | Bathroom | Shower / Bathtub combo with diverter valve | 2 |  | 2 | 1.9 |  | Primary | Daily / Almost Daily | N/A | Unknown |  | N/A |  | N/A | WA | Single Family | Shower | 2145 | 72.88 | Single Family | TRUE | TRUE | TRUE | FALSE | FALSE | 145.76 | 0 | Single Family_TRUE | Single Family_TRUE | Single Family_TRUE | Single Family_FALSE | Single Family_FALSE | unknown | unknownSingle Family_FALSE | unknownSingle Family_TRUE
Water_00004084 | SITE_01909 | Room_00023174 | Kitchen_1 | Kitchen | Kitchen Faucet | unknown |  |  | 4.5 |  | N/A | N/A | N/A | Unknown |  | N/A |  | N/A | WA | Single Family | Kitchen Faucet | 2416 | 2259.17 | Single Family | FALSE | FALSE |  |  |  | 0 | 0 | Single Family_FALSE | Single Family_FALSE | Single Family_ | Single Family_ | Single Family_ | unknown | unknownSingle Family_ | unknownSingle Family_FALSE
Water_00004085 | SITE_01909 | Room_00023177 | Bathroom_1 | Bathroom | Bathroom Faucet | 4.4222 | 4.4222 |  | 5 |  | N/A | N/A | N/A | Bag | 0.796 |  | 3.98 |  | WA | Single Family | Bathroom Faucet | 2416 | 2259.17 | Single Family | FALSE | FALSE |  |  |  | 9990.5518 | 8991.4966 | Single Family_FALSE | Single Family_FALSE | Single Family_ | Single Family_ | Single Family_ | unknown | unknownSingle Family_ | unknownSingle Family_FALSE
Water_00004086 | SITE_01909 | Room_00023177 | Bathroom_1 | Bathroom | Shower / Bathtub combo with diverter valve | 2 |  | 2 | 2 |  | Primary | Daily / Almost Daily | N/A | Unknown |  | N/A |  | N/A | WA | Single Family | Shower | 2416 | 2259.17 | Single Family | TRUE | TRUE | TRUE | FALSE | FALSE | 4518.34 | 0 | Single Family_TRUE | Single Family_TRUE | Single Family_TRUE | Single Family_FALSE | Single Family_FALSE | unknown | unknownSingle Family_FALSE | unknownSingle Family_TRUE
Water_00004087 | SITE_01909 | Room_00023180 | Bedroom_3 | Bedroom | Bathroom Faucet | 3.3167 | 3.3167 |  | 3.75 |  | N/A | N/A | N/A | Bag | 0.796 |  | 2.985 |  | WA | Single Family | Bathroom Faucet | 2416 | 2259.17 | Single Family | FALSE | FALSE |  |  |  | 7492.9138 | 6743.6224 | Single Family_FALSE | Single Family_FALSE | Single Family_ | Single Family_ | Single Family_ | unknown | unknownSingle Family_ | unknownSingle Family_FALSE
Water_00004088 | SITE_01750 | Room_00021491 | Kitchen_2 | Kitchen | Kitchen Faucet | 1.5 |  | 1.5 | 1.5 |  | N/A | N/A | N/A | Unknown |  | N/A |  | N/A | WA | Multifamily Residence | Kitchen Faucet | 2258 | 2002.39 | Multifamily Residence | FALSE | FALSE |  |  |  | 3003.585 | 0 | Multifamily Residence_FALSE | Multifamily Residence_FALSE | Multifamily Residence_ | Multifamily Residence_ | Multifamily Residence_ | unknown | unknownMultifamily Residence_ | unknownMultifamily Residence_FALSE
Water_00004089 | SITE_01750 | Room_00021493 | Bathroom_6 | Bathroom | Bathroom Faucet | 1.5 | 1.15 | 1.5 | 1.3 |  | N/A | N/A | N/A | Bag | 0.796 |  | 1.035 |  | WA | Multifamily Residence | Bathroom Faucet | 2258 | 2002.39 | Multifamily Residence | FALSE | FALSE |  |  |  | 3003.585 | 2072.4736 | Multifamily Residence_FALSE | Multifamily Residence_FALSE | Multifamily Residence_ | Multifamily Residence_ | Multifamily Residence_ | unknown | unknownMultifamily Residence_ | unknownMultifamily Residence_FALSE
Water_00004090 | SITE_01750 | Room_00021493 | Bathroom_6 | Bathroom | Shower / Bathtub combo with diverter valve | 1.5 |  | 1.5 | 1.5 |  | Primary | A few times per week | N/A | Unknown |  | N/A |  | N/A | WA | Multifamily Residence | Shower | 2258 | 2002.39 | Multifamily Residence | TRUE | TRUE | TRUE | FALSE | FALSE | 3003.585 | 0 | Multifamily Residence_TRUE | Multifamily Residence_TRUE | Multifamily Residence_TRUE | Multifamily Residence_FALSE | Multifamily Residence_FALSE | unknown | unknownMultifamily Residence_FALSE | unknownMultifamily Residence_TRUE
Water_00004091 | SITE_01924 | Room_00023386 | Kitchen_1 | Kitchen | Kitchen Faucet | 2.2 | 2.6533 | 2.2 | 3 |  | N/A | N/A | N/A | Bag | 0.796 |  | 2.388 |  | WA | Single Family | Kitchen Faucet | 2431 | 10259.39 | Single Family | FALSE | FALSE |  |  |  | 22570.658 | 24499.4233 | Single Family_FALSE | Single Family_FALSE | Single Family_ | Single Family_ | Single Family_ | unknown | unknownSingle Family_ | unknownSingle Family_FALSE
Water_00004092 | SITE_01924 | Room_00023390 | Bathroom_1 | Bathroom | Bathroom Faucet | unknown |  |  | 2.2 |  | N/A | N/A | N/A | Unknown |  | N/A |  | N/A | WA | Single Family | Bathroom Faucet | 2431 | 10259.39 | Single Family | FALSE | FALSE |  |  |  | 0 | 0 | Single Family_FALSE | Single Family_FALSE | Single Family_ | Single Family_ | Single Family_ | unknown | unknownSingle Family_ | unknownSingle Family_FALSE
Water_00004093 | SITE_01924 | Room_00023390 | Bathroom_1 | Bathroom | Shower / Bathtub combo with diverter valve | unknown |  |  | 2.5 |  | Primary | Daily / Almost Daily | N/A | Unknown |  | N/A |  | N/A | WA | Single Family | Shower | 2431 | 10259.39 | Single Family | TRUE | TRUE | FALSE | FALSE | FALSE | 0 | 0 | Single Family_TRUE | Single Family_TRUE | Single Family_FALSE | Single Family_FALSE | Single Family_FALSE | unknown | unknownSingle Family_FALSE | unknownSingle Family_TRUE
Water_00004094 | SITE_01706 | Room_00021086 | Kitchen_1 | Kitchen | Kitchen Faucet | 2.6533 | 2.6533 |  | 3 |  | N/A | N/A | N/A | Bag | 0.796 |  | 2.388 |  | WA | Manufactured | Kitchen Faucet | 2214 | 1982.27 | Manufactured | FALSE | FALSE |  |  |  | 5259.6231 | 4733.6608 | Manufactured_FALSE | Manufactured_FALSE | Manufactured_ | Manufactured_ | Manufactured_ | unknown | unknownManufactured_ | unknownManufactured_FALSE
Water_00004095 | SITE_01706 | Room_00021088 | Bathroom_1 | Bathroom | Shower / Bathtub combo with separate valve | 2.2 |  | 2.2 | 2 |  | Primary | Daily / Almost Daily | N/A | Unknown |  | N/A |  | N/A | WA | Manufactured | Shower | 2214 | 1982.27 | Manufactured | TRUE | TRUE | TRUE | FALSE | FALSE | 4360.994 | 0 | Manufactured_TRUE | Manufactured_TRUE | Manufactured_TRUE | Manufactured_FALSE | Manufactured_FALSE | unknown | unknownManufactured_FALSE | unknownManufactured_TRUE
Water_00004096 | SITE_01706 | Room_00021088 | Bathroom_1 | Bathroom | Bathroom Faucet | unknown |  |  | 3.5 |  | N/A | N/A | N/A | Unknown |  | N/A |  | N/A | WA | Manufactured | Bathroom Faucet | 2214 | 1982.27 | Manufactured | FALSE | FALSE |  |  |  | 0 | 0 | Manufactured_FALSE | Manufactured_FALSE | Manufactured_ | Manufactured_ | Manufactured_ | unknown | unknownManufactured_ | unknownManufactured_FALSE
Water_00004097 | SITE_01603 | Room_00019846 | Bathroom_6 | Bathroom | Bathroom Faucet | unknown |  |  | 2 |  | N/A | N/A | N/A | Unknown |  | N/A |  | N/A | WA | Single Family | Bathroom Faucet | 2112 | 597.38 | Single Family | FALSE | FALSE |  |  |  | 0 | 0 | Single Family_FALSE | Single Family_FALSE | Single Family_ | Single Family_ | Single Family_ | unknown | unknownSingle Family_ | unknownSingle Family_FALSE
Water_00004098 | SITE_01603 | Room_00019846 | Bathroom_6 | Bathroom | Shower / Bathtub combo with diverter valve | 2.5 |  | 2.5 | 3 |  | Primary | Daily / Almost Daily | N/A | Unknown |  | N/A |  | N/A | WA | Single Family | Shower | 2112 | 597.38 | Single Family | TRUE | TRUE | TRUE | FALSE | FALSE | 1493.45 | 0 | Single Family_TRUE | Single Family_TRUE | Single Family_TRUE | Single Family_FALSE | Single Family_FALSE | unknown | unknownSingle Family_FALSE | unknownSingle Family_TRUE
Water_00004099 | SITE_01904 | Room_00023091 | Kitchen_1 | Kitchen | Kitchen Faucet | 2.2111 | 2.2111 |  | 2.5 |  | N/A | N/A | N/A | Bag | 0.796 |  | 1.99 |  | WA | Single Family | Kitchen Faucet | 2411 | 12576.67 | Single Family | FALSE | FALSE |  |  |  | 27808.4148 | 25027.5733 | Single Family_FALSE | Single Family_FALSE | Single Family_ | Single Family_ | Single Family_ | unknown | unknownSingle Family_ | unknownSingle Family_FALSE
Water_00004100 | SITE_01904 | Room_00023099 | Bathroom_1 | Bathroom | Bathroom Faucet | unknown |  |  | 2 |  | N/A | N/A | N/A | Unknown |  | N/A |  | N/A | WA | Single Family | Bathroom Faucet | 2411 | 12576.67 | Single Family | FALSE | FALSE |  |  |  | 0 | 0 | Single Family_FALSE | Single Family_FALSE | Single Family_ | Single Family_ | Single Family_ | unknown | unknownSingle Family_ | unknownSingle Family_FALSE
Water_00004101 | SITE_01904 | Room_00023102 | Bathroom_2 | Bathroom | Bathroom Faucet | 1.5 |  | 1.5 | 2 |  | N/A | N/A | N/A | Unknown |  | N/A |  | N/A | WA | Single Family | Bathroom Faucet | 2411 | 12576.67 | Single Family | FALSE | FALSE |  |  |  | 18865.005 | 0 | Single Family_FALSE | Single Family_FALSE | Single Family_ | Single Family_ | Single Family_ | unknown | unknownSingle Family_ | unknownSingle Family_FALSE
Water_00004102 | SITE_01904 | Room_00023102 | Bathroom_2 | Bathroom | Shower / Bathtub combo with diverter valve | unknown |  |  | 2.5 |  | Secondary | A few times per year | N/A | Unknown |  | N/A |  | N/A | WA | Single Family | Shower | 2411 | 12576.67 | Single Family | TRUE | TRUE | FALSE | FALSE | FALSE | 0 | 0 | Single Family_TRUE | Single Family_TRUE | Single Family_FALSE | Single Family_FALSE | Single Family_FALSE | unknown | unknownSingle Family_FALSE | unknownSingle Family_TRUE
Water_00004103 | SITE_01904 | Room_00023107 | Bathroom_3 | Bathroom | Bathroom Faucet | 1.5 |  | 1.5 | 3 |  | N/A | N/A | N/A | Unknown |  | N/A |  | N/A | WA | Single Family | Bathroom Faucet | 2411 | 12576.67 | Single Family | FALSE | FALSE |  |  |  | 18865.005 | 0 | Single Family_FALSE | Single Family_FALSE | Single Family_ | Single Family_ | Single Family_ | unknown | unknownSingle Family_ | unknownSingle Family_FALSE
Water_00004104 | SITE_01904 | Room_00023107 | Bathroom_3 | Bathroom | Bathroom Faucet | 1.5 |  | 1.5 | 3 |  | N/A | N/A | N/A | Unknown |  | N/A |  | N/A | WA | Single Family | Bathroom Faucet | 2411 | 12576.67 | Single Family | FALSE | FALSE |  |  |  | 18865.005 | 0 | Single Family_FALSE | Single Family_FALSE | Single Family_ | Single Family_ | Single Family_ | unknown | unknownSingle Family_ | unknownSingle Family_FALSE
Water_00004105 | SITE_01904 | Room_00023107 | Bathroom_3 | Bathroom | Shower | unknown |  |  | 3 |  | Primary | Daily / Almost Daily | N/A | Unknown |  | N/A |  | N/A | WA | Single Family | Shower | 2411 | 12576.67 | Single Family | TRUE | FALSE | FALSE | FALSE | FALSE | 0 | 0 | Single Family_TRUE | Single Family_FALSE | Single Family_FALSE | Single Family_FALSE | Single Family_FALSE | unknown | unknownSingle Family_FALSE | unknownSingle Family_TRUE
Water_00004106 | SITE_01604 | Room_00019863 | Bathroom_6 | Bathroom | Bathroom Faucet | 1.5 |  | 1.5 | 1.5 |  | N/A | N/A | N/A | Unknown |  | N/A |  | N/A | WA | Single Family | Bathroom Faucet | 2113 | 2259.17 | Single Family | FALSE | FALSE |  |  |  | 3388.755 | 0 | Single Family_FALSE | Single Family_FALSE | Single Family_ | Single Family_ | Single Family_ | unknown | unknownSingle Family_ | unknownSingle Family_FALSE
Water_00004107 | SITE_01604 | Room_00019863 | Bathroom_6 | Bathroom | Shower / Bathtub combo with diverter valve | 2 |  | 2 | 2.5 |  | Primary | Daily / Almost Daily | N/A | Unknown |  | N/A |  | N/A | WA | Single Family | Shower | 2113 | 2259.17 | Single Family | TRUE | TRUE | TRUE | FALSE | FALSE | 4518.34 | 0 | Single Family_TRUE | Single Family_TRUE | Single Family_TRUE | Single Family_FALSE | Single Family_FALSE | unknown | unknownSingle Family_FALSE | unknownSingle Family_TRUE
Water_00004108 | SITE_01907 | Room_00023145 | Kitchen_1 | Kitchen | Kitchen Faucet | 1.7689 | 1.7689 |  | 2 |  | N/A | N/A | N/A | Bag | 0.796 |  | 1.592 |  | WA | Single Family | Kitchen Faucet | 2414 | 10259.39 | Single Family | FALSE | FALSE |  |  |  | 18147.721 | 16332.9489 | Single Family_FALSE | Single Family_FALSE | Single Family_ | Single Family_ | Single Family_ | unknown | unknownSingle Family_ | unknownSingle Family_FALSE
Water_00004109 | SITE_01907 | Room_00023147 | Bathroom_1 | Bathroom | Bathroom Faucet | unknown |  |  | 1.5 |  | N/A | N/A | N/A | Unknown |  | N/A |  | N/A | WA | Single Family | Bathroom Faucet | 2414 | 10259.39 | Single Family | FALSE | FALSE |  |  |  | 0 | 0 | Single Family_FALSE | Single Family_FALSE | Single Family_ | Single Family_ | Single Family_ | unknown | unknownSingle Family_ | unknownSingle Family_FALSE
Water_00004110 | SITE_01907 | Room_00023147 | Bathroom_1 | Bathroom | Shower / Bathtub combo with diverter valve | unknown |  |  | 2.5 |  | Secondary | A few times per year | N/A | Unknown |  | N/A |  | N/A | WA | Single Family | Shower | 2414 | 10259.39 | Single Family | TRUE | TRUE | FALSE | FALSE | FALSE | 0 | 0 | Single Family_TRUE | Single Family_TRUE | Single Family_FALSE | Single Family_FALSE | Single Family_FALSE | unknown | unknownSingle Family_FALSE | unknownSingle Family_TRUE
Water_00004111 | SITE_01907 | Room_00023149 | Bathroom_2 | Bathroom | Shower | unknown |  |  |  | Unknown | Primary | Daily / Almost Daily | Head too large to test. | Unknown |  | N/A |  | N/A | WA | Single Family | Shower | 2414 | 10259.39 | Single Family | TRUE | FALSE | FALSE | FALSE | FALSE | 0 | 0 | Single Family_TRUE | Single Family_FALSE | Single Family_FALSE | Single Family_FALSE | Single Family_FALSE | unknown | unknownSingle Family_FALSE | unknownSingle Family_TRUE
Water_00004112 | SITE_01907 | Room_00023149 | Bathroom_2 | Bathroom | Bathroom Faucet | 2.2 |  | 2.2 | 2.2 |  | N/A | N/A | N/A | Unknown |  | N/A |  | N/A | WA | Single Family | Bathroom Faucet | 2414 | 10259.39 | Single Family | FALSE | FALSE |  |  |  | 22570.658 | 0 | Single Family_FALSE | Single Family_FALSE | Single Family_ | Single Family_ | Single Family_ | unknown | unknownSingle Family_ | unknownSingle Family_FALSE
Water_00004113 | SITE_01895 | Room_00022970 | Kitchen_2 | Kitchen | Kitchen Faucet | 2.6533 | 2.6533 |  | 3 |  | N/A | N/A | N/A | Bag | 0.796 |  | 2.388 |  | WA | Manufactured | Kitchen Faucet | 2402 | 1982.27 | Manufactured | FALSE | FALSE |  |  |  | 5259.6231 | 4733.6608 | Manufactured_FALSE | Manufactured_FALSE | Manufactured_ | Manufactured_ | Manufactured_ | unknown | unknownManufactured_ | unknownManufactured_FALSE
Water_00004114 | SITE_01895 | Room_00022971 | Bathroom_6 | Bathroom | Bathroom Faucet | 1.5 |  | 1.5 | 1.5 |  | N/A | N/A | N/A | Unknown |  | N/A |  | N/A | WA | Manufactured | Bathroom Faucet | 2402 | 1982.27 | Manufactured | FALSE | FALSE |  |  |  | 2973.405 | 0 | Manufactured_FALSE | Manufactured_FALSE | Manufactured_ | Manufactured_ | Manufactured_ | unknown | unknownManufactured_ | unknownManufactured_FALSE
Water_00004115 | SITE_01895 | Room_00022971 | Bathroom_6 | Bathroom | Shower / Bathtub combo with separate valve | 1.5 |  | 1.5 | 1.5 |  | Primary | Daily / Almost Daily | N/A | Unknown |  | N/A |  | N/A | WA | Manufactured | Shower | 2402 | 1982.27 | Manufactured | TRUE | TRUE | TRUE | FALSE | FALSE | 2973.405 | 0 | Manufactured_TRUE | Manufactured_TRUE | Manufactured_TRUE | Manufactured_FALSE | Manufactured_FALSE | unknown | unknownManufactured_FALSE | unknownManufactured_TRUE
Water_00004116 | SITE_01635 | Room_00020285 | Bathroom_1 | Bathroom | Bathroom Faucet | 1 | 1.1056 | 1 | 1.25 |  | N/A | N/A | N/A | Bag | 0.796 |  | 0.995 |  | WA | Single Family | Bathroom Faucet | 2144 | 72.88 | Single Family | FALSE | FALSE |  |  |  | 72.88 | 72.5156 | Single Family_FALSE | Single Family_FALSE | Single Family_ | Single Family_ | Single Family_ | unknown | unknownSingle Family_ | unknownSingle Family_FALSE
Water_00004117 | SITE_01635 | Room_00020285 | Bathroom_1 | Bathroom | Shower / Bathtub combo with diverter valve | 2.3589 | 2.3589 |  | 2.5 |  | Primary | Daily / Almost Daily | N/A | Bag | 0.8492 |  | 2.123 |  | WA | Single Family | Shower | 2144 | 72.88 | Single Family | TRUE | TRUE | TRUE | TRUE | TRUE | 171.9158 | 154.7242 | Single Family_TRUE | Single Family_TRUE | Single Family_TRUE | Single Family_TRUE | Single Family_TRUE | 2.5gpm | 2.5gpmSingle Family_TRUE | 2.5gpmSingle Family_TRUE
Water_00004118 | SITE_01635 | Room_00020288 | Kitchen_1 | Kitchen | Kitchen Faucet | 1 | 0.88444 | 1 | 1 |  | N/A | N/A | N/A | Bag | 0.796 |  | 0.796 |  | WA | Single Family | Kitchen Faucet | 2144 | 72.88 | Single Family | FALSE | FALSE |  |  |  | 72.88 | 58.0125 | Single Family_FALSE | Single Family_FALSE | Single Family_ | Single Family_ | Single Family_ | unknown | unknownSingle Family_ | unknownSingle Family_FALSE
Water_00004119 | SITE_01552 | Room_00019105 | Bathroom_1 | Bathroom | Bathroom Faucet | 1.7689 | 1.7689 |  | 2 |  | N/A | N/A | N/A | Bag | 0.796 |  | 1.592 |  | WA | Single Family | Bathroom Faucet | 2061 | 597.38 | Single Family | FALSE | FALSE |  |  |  | 1056.6988 | 951.029 | Single Family_FALSE | Single Family_FALSE | Single Family_ | Single Family_ | Single Family_ | unknown | unknownSingle Family_ | unknownSingle Family_FALSE
Water_00004120 | SITE_01552 | Room_00019105 | Bathroom_1 | Bathroom | Shower / Bathtub combo with diverter valve | 1.8867 | 1.8867 |  | 2 |  | Secondary | Daily / Almost Daily | He has a guest staying for extended period but does not normally | Bag | 0.8492 |  | 1.698 |  | WA | Single Family | Shower | 2061 | 597.38 | Single Family | TRUE | TRUE | TRUE | TRUE | TRUE | 1127.0569 | 1014.3512 | Single Family_TRUE | Single Family_TRUE | Single Family_TRUE | Single Family_TRUE | Single Family_TRUE | 2.0gpm | 2.0gpmSingle Family_TRUE | 2.0gpmSingle Family_TRUE
Water_00004121 | SITE_01649 | Room_00020446 | Kitchen_1 | Kitchen | Kitchen Faucet | 2.2 | 1.3267 | 2.2 | 1.5 |  | N/A | N/A | N/A | Bag | 0.796 |  | 1.194 |  | WA | Single Family | Kitchen Faucet | 2158 | 72.88 | Single Family | FALSE | FALSE |  |  |  | 160.336 | 87.0187 | Single Family_FALSE | Single Family_FALSE | Single Family_ | Single Family_ | Single Family_ | unknown | unknownSingle Family_ | unknownSingle Family_FALSE
Water_00004122 | SITE_01649 | Room_00020449 | Bathroom_2 | Bathroom | Bathroom Faucet | 1.5 | 1.3267 | 1.5 | 1.5 |  | N/A | N/A | N/A | Bag | 0.796 |  | 1.194 |  | WA | Single Family | Bathroom Faucet | 2158 | 72.88 | Single Family | FALSE | FALSE |  |  |  | 109.32 | 87.0187 | Single Family_FALSE | Single Family_FALSE | Single Family_ | Single Family_ | Single Family_ | unknown | unknownSingle Family_ | unknownSingle Family_FALSE
Water_00004123 | SITE_01649 | Room_00020449 | Bathroom_2 | Bathroom | Shower / Bathtub combo with diverter valve | 2 | 1.8867 | 2 | 2 |  | Primary | A few times per week | N/A | Bag | 0.8492 |  | 1.698 |  | WA | Single Family | Shower | 2158 | 72.88 | Single Family | TRUE | TRUE | TRUE | TRUE | TRUE | 145.76 | 123.7502 | Single Family_TRUE | Single Family_TRUE | Single Family_TRUE | Single Family_TRUE | Single Family_TRUE | 2.0gpm | 2.0gpmSingle Family_TRUE | 2.0gpmSingle Family_TRUE
Water_00004124 | SITE_01642 | Room_00020363 | Bathroom_1 | Bathroom | Bathroom Faucet | 1.7689 | 1.7689 |  | 2 |  | N/A | N/A | N/A | Bag | 0.796 |  | 1.592 |  | WA | Single Family | Bathroom Faucet | 2151 | 235.4 | Single Family | FALSE | FALSE |  |  |  | 416.3964 | 374.7568 | Single Family_FALSE | Single Family_FALSE | Single Family_ | Single Family_ | Single Family_ | unknown | unknownSingle Family_ | unknownSingle Family_FALSE
Water_00004125 | SITE_01642 | Room_00020363 | Bathroom_1 | Bathroom | Shower | 2.3589 | 2.3589 |  | 2.5 |  | Secondary | A few times per year | N/A | Bag | 0.8492 |  | 2.123 |  | WA | Single Family | Shower | 2151 | 235.4 | Single Family | TRUE | FALSE | TRUE | TRUE | TRUE | 555.2824 | 499.7542 | Single Family_TRUE | Single Family_FALSE | Single Family_TRUE | Single Family_TRUE | Single Family_TRUE | 2.5gpm | 2.5gpmSingle Family_TRUE | 2.5gpmSingle Family_TRUE
Water_00004126 | SITE_01579 | Room_00019503 | Kitchen_1 | Kitchen | Kitchen Faucet | 1.0611 | 1.0611 |  | 1.2 |  | N/A | N/A | N/A | Bag | 0.796 |  | 0.955 |  | WA | Single Family | Kitchen Faucet | 2088 | 597.38 | Single Family | FALSE | FALSE |  |  |  | 633.8866 | 570.4979 | Single Family_FALSE | Single Family_FALSE | Single Family_ | Single Family_ | Single Family_ | unknown | unknownSingle Family_ | unknownSingle Family_FALSE
Water_00004127 | SITE_01579 | Room_00019509 | Bathroom_1 | Bathroom | Bathroom Faucet | 1.5 | 1.3267 | 1.5 | 1.5 |  | N/A | N/A | N/A | Bag | 0.796 |  | 1.194 |  | WA | Single Family | Bathroom Faucet | 2088 | 597.38 | Single Family | FALSE | FALSE |  |  |  | 896.07 | 713.2717 | Single Family_FALSE | Single Family_FALSE | Single Family_ | Single Family_ | Single Family_ | unknown | unknownSingle Family_ | unknownSingle Family_FALSE
Water_00004128 | SITE_01579 | Room_00019509 | Bathroom_1 | Bathroom | Bathroom Faucet | 1.5 | 1.3267 | 1.5 | 1.5 |  | N/A | N/A | N/A | Bag | 0.796 |  | 1.194 |  | WA | Single Family | Bathroom Faucet | 2088 | 597.38 | Single Family | FALSE | FALSE |  |  |  | 896.07 | 713.2717 | Single Family_FALSE | Single Family_FALSE | Single Family_ | Single Family_ | Single Family_ | unknown | unknownSingle Family_ | unknownSingle Family_FALSE
Water_00004129 | SITE_01579 | Room_00019509 | Bathroom_1 | Bathroom | Shower / Bathtub combo with diverter valve | 2 | 1.8867 | 2 | 2 |  | Primary | Daily / Almost Daily | N/A | Bag | 0.8492 |  | 1.698 |  | WA | Single Family | Shower | 2088 | 597.38 | Single Family | TRUE | TRUE | TRUE | TRUE | TRUE | 1194.76 | 1014.3512 | Single Family_TRUE | Single Family_TRUE | Single Family_TRUE | Single Family_TRUE | Single Family_TRUE | 2.0gpm | 2.0gpmSingle Family_TRUE | 2.0gpmSingle Family_TRUE
Water_00004130 | SITE_01914 | Room_00023240 | Bathroom_1 | Bathroom | Bathroom Faucet | 2.2111 | 2.2111 |  | 2.5 |  | N/A | N/A | N/A | Bag | 0.796 |  | 1.99 |  | WA | Single Family | Bathroom Faucet | 2421 | 12576.67 | Single Family | FALSE | FALSE |  |  |  | 27808.4148 | 25027.5733 | Single Family_FALSE | Single Family_FALSE | Single Family_ | Single Family_ | Single Family_ | unknown | unknownSingle Family_ | unknownSingle Family_FALSE
Water_00004131 | SITE_01914 | Room_00023240 | Bathroom_1 | Bathroom | Shower / Bathtub combo with diverter valve | 2.1233 | 2.1233 |  | 2.25 |  | Primary | Daily / Almost Daily | N/A | Bag | 0.8492 |  | 1.911 |  | WA | Single Family | Shower | 2421 | 12576.67 | Single Family | TRUE | TRUE | TRUE | TRUE | TRUE | 26704.4626 | 24034.0164 | Single Family_TRUE | Single Family_TRUE | Single Family_TRUE | Single Family_TRUE | Single Family_TRUE | 2.5gpm | 2.5gpmSingle Family_TRUE | 2.5gpmSingle Family_TRUE
Water_00004132 | SITE_01914 | Room_00023243 | Bathroom_2 | Bathroom | Bathroom Faucet | 3.3167 | 3.3167 |  | 3.75 |  | N/A | N/A | N/A | Bag | 0.796 |  | 2.985 |  | WA | Single Family | Bathroom Faucet | 2421 | 12576.67 | Single Family | FALSE | FALSE |  |  |  | 41712.6222 | 37541.3599 | Single Family_FALSE | Single Family_FALSE | Single Family_ | Single Family_ | Single Family_ | unknown | unknownSingle Family_ | unknownSingle Family_FALSE
Water_00004133 | SITE_01914 | Room_00023243 | Bathroom_2 | Bathroom | Shower | unknown |  |  |  | Unknown | Secondary | A few times per year | Not in use | Bag | 0.8492 |  |  | Unknown | WA | Single Family | Shower | 2421 | 12576.67 | Single Family | TRUE | FALSE | FALSE | FALSE | FALSE | 0 | 0 | Single Family_TRUE | Single Family_FALSE | Single Family_FALSE | Single Family_FALSE | Single Family_FALSE | unknown | unknownSingle Family_FALSE | unknownSingle Family_TRUE
Water_00004134 | SITE_01914 | Room_00023238 | Kitchen_1 | Kitchen | Kitchen Faucet | 2.6533 | 2.6533 |  | 3 |  | N/A | N/A | N/A | Bag | 0.796 |  | 2.388 |  | WA | Single Family | Kitchen Faucet | 2421 | 12576.67 | Single Family | FALSE | FALSE |  |  |  | 33370.0977 | 30033.088 | Single Family_FALSE | Single Family_FALSE | Single Family_ | Single Family_ | Single Family_ | unknown | unknownSingle Family_ | unknownSingle Family_FALSE
Water_00004135 | SITE_01627 | Room_00020188 | Kitchen_1 | Kitchen | Bathroom Faucet | 3.2722 | 3.2722 |  | 3.7 |  | N/A | N/A | No aerator | Bag | 0.796 |  | 2.945 |  | WA | Single Family | Bathroom Faucet | 2136 | 235.4 | Single Family | FALSE | FALSE |  |  |  | 770.2811 | 693.253 | Single Family_FALSE | Single Family_FALSE | Single Family_ | Single Family_ | Single Family_ | unknown | unknownSingle Family_ | unknownSingle Family_FALSE
Water_00004136 | SITE_01627 | Room_00020190 | Bathroom_1 | Bathroom | Bathroom Faucet | 1.5 | 1.2378 | 1.5 | 1.4 |  | N/A | N/A | N/A | Bag | 0.796 |  | 1.114 |  | WA | Single Family | Bathroom Faucet | 2136 | 235.4 | Single Family | FALSE | FALSE |  |  |  | 353.1 | 262.2356 | Single Family_FALSE | Single Family_FALSE | Single Family_ | Single Family_ | Single Family_ | unknown | unknownSingle Family_ | unknownSingle Family_FALSE
Water_00004137 | SITE_01627 | Room_00020190 | Bathroom_1 | Bathroom | Shower / Bathtub combo with diverter valve | unknown |  |  |  | Unknown | Primary | Daily / Almost Daily | Double shower head | Bag | 0.8492 |  |  | Unknown | WA | Single Family | Shower | 2136 | 235.4 | Single Family | TRUE | TRUE | FALSE | FALSE | FALSE | 0 | 0 | Single Family_TRUE | Single Family_TRUE | Single Family_FALSE | Single Family_FALSE | Single Family_FALSE | unknown | unknownSingle Family_FALSE | unknownSingle Family_TRUE
Water_00004138 | SITE_00809 | Room_00014488 | Bathroom_1 | Bathroom | Bathroom Faucet | unknown |  |  |  | Unknown | N/A | N/A | Dual faucet | Bag | 0.796 |  |  | Unknown | WA | Multifamily Residence | Bathroom Faucet | 1328 | 2002.39 | Multifamily Residence | FALSE | FALSE |  |  |  | 0 | 0 | Multifamily Residence_FALSE | Multifamily Residence_FALSE | Multifamily Residence_ | Multifamily Residence_ | Multifamily Residence_ | unknown | unknownMultifamily Residence_ | unknownMultifamily Residence_FALSE
Water_00004139 | SITE_00809 | Room_00014488 | Bathroom_1 | Bathroom | Shower / Bathtub combo with diverter valve | unknown |  |  |  | Unknown | Primary | Daily / Almost Daily | Dual, large head | Bag | 0.8492 |  |  | Unknown | WA | Multifamily Residence | Shower | 1328 | 2002.39 | Multifamily Residence | TRUE | TRUE | FALSE | FALSE | FALSE | 0 | 0 | Multifamily Residence_TRUE | Multifamily Residence_TRUE | Multifamily Residence_FALSE | Multifamily Residence_FALSE | Multifamily Residence_FALSE | unknown | unknownMultifamily Residence_FALSE | unknownMultifamily Residence_TRUE
Water_00004140 | SITE_00809 | Room_00014489 | Kitchen_1 | Kitchen | Kitchen Faucet | 1.2378 | 1.2378 |  | 1.4 |  | N/A | N/A | N/A | Bag | 0.796 |  | 1.114 |  | WA | Multifamily Residence | Kitchen Faucet | 1328 | 2002.39 | Multifamily Residence | FALSE | FALSE |  |  |  | 2478.5138 | 2230.6625 | Multifamily Residence_FALSE | Multifamily Residence_FALSE | Multifamily Residence_ | Multifamily Residence_ | Multifamily Residence_ | unknown | unknownMultifamily Residence_ | unknownMultifamily Residence_FALSE
Water_00004141 | SITE_00804 | Room_00014448 | Kitchen_1 | Kitchen | Kitchen Faucet | 1.5 | 1.2378 | 1.5 | 1.4 |  | N/A | N/A | N/A | Bag | 0.796 |  | 1.114 |  | WA | Multifamily Residence | Kitchen Faucet | 1323 | 2000.27 | Multifamily Residence | FALSE | FALSE |  |  |  | 3000.405 | 2228.3008 | Multifamily Residence_FALSE | Multifamily Residence_FALSE | Multifamily Residence_ | Multifamily Residence_ | Multifamily Residence_ | unknown | unknownMultifamily Residence_ | unknownMultifamily Residence_FALSE
Water_00004142 | SITE_00804 | Room_00014450 | Bathroom_1 | Bathroom | Bathroom Faucet | 2 | 1.68 | 2 | 1.9 |  | N/A | N/A | N/A | Bag | 0.796 |  | 1.512 |  | WA | Multifamily Residence | Bathroom Faucet | 1323 | 2000.27 | Multifamily Residence | FALSE | FALSE |  |  |  | 4000.54 | 3024.4082 | Multifamily Residence_FALSE | Multifamily Residence_FALSE | Multifamily Residence_ | Multifamily Residence_ | Multifamily Residence_ | unknown | unknownMultifamily Residence_ | unknownMultifamily Residence_FALSE
Water_00004143 | SITE_00804 | Room_00014450 | Bathroom_1 | Bathroom | Shower / Bathtub combo with diverter valve | 1.5 | 1.6989 | 1.5 | 1.8 |  | Primary | Daily / Almost Daily | N/A | Bag | 0.8492 |  | 1.529 |  | WA | Multifamily Residence | Shower | 1323 | 2000.27 | Multifamily Residence | TRUE | TRUE | TRUE | TRUE | TRUE | 3000.405 | 3058.4128 | Multifamily Residence_TRUE | Multifamily Residence_TRUE | Multifamily Residence_TRUE | Multifamily Residence_TRUE | Multifamily Residence_TRUE | 1.5gpm | 1.5gpmMultifamily Residence_TRUE | 1.5gpmMultifamily Residence_TRUE
Water_00004144 | SITE_00807 | Room_00014474 | Kitchen_1 | Kitchen | Kitchen Faucet | 2.2111 | 2.2111 |  | 2.5 |  | N/A | N/A | Pur water filter | Bag | 0.796 |  | 1.99 |  | WA | Single Family | Kitchen Faucet | 1326 | 12576.67 | Single Family | FALSE | FALSE |  |  |  | 27808.4148 | 25027.5733 | Single Family_FALSE | Single Family_FALSE | Single Family_ | Single Family_ | Single Family_ | unknown | unknownSingle Family_ | unknownSingle Family_FALSE
Water_00004145 | SITE_00807 | Room_00014476 | Bathroom_1 | Bathroom | Bathroom Faucet | 1.5 | 2.2111 | 1.5 | 2.5 |  | N/A | N/A | N/A | Bag | 0.796 |  | 1.99 |  | WA | Single Family | Bathroom Faucet | 1326 | 12576.67 | Single Family | FALSE | FALSE |  |  |  | 18865.005 | 25027.5733 | Single Family_FALSE | Single Family_FALSE | Single Family_ | Single Family_ | Single Family_ | unknown | unknownSingle Family_ | unknownSingle Family_FALSE
Water_00004146 | SITE_00807 | Room_00014476 | Bathroom_1 | Bathroom | Shower / Bathtub combo with diverter valve | 2.3589 | 2.3589 |  | 2.5 |  | Primary | A few times per week | N/A | Bag | 0.8492 |  | 2.123 |  | WA | Single Family | Shower | 1326 | 12576.67 | Single Family | TRUE | TRUE | TRUE | TRUE | TRUE | 29666.9671 | 26700.2704 | Single Family_TRUE | Single Family_TRUE | Single Family_TRUE | Single Family_TRUE | Single Family_TRUE | 2.5gpm | 2.5gpmSingle Family_TRUE | 2.5gpmSingle Family_TRUE
Water_00004147 | SITE_01180 | Room_00016862 | Bathroom_1 | Bathroom | Bathroom Faucet | 2.2 | 1.3267 | 2.2 | 1.5 |  | N/A | N/A | N/A | Bag | 0.796 |  | 1.194 |  | WA | Single Family | Bathroom Faucet | 1695 | 12576.67 | Single Family | FALSE | FALSE |  |  |  | 27668.674 | 15016.544 | Single Family_FALSE | Single Family_FALSE | Single Family_ | Single Family_ | Single Family_ | unknown | unknownSingle Family_ | unknownSingle Family_FALSE
Water_00004148 | SITE_01180 | Room_00016862 | Bathroom_1 | Bathroom | Shower / Bathtub combo with diverter valve | unknown |  |  |  | Unknown | Primary | Daily / Almost Daily | Double shower head, they use both | Bag | 0.8492 |  |  | Unknown | WA | Single Family | Shower | 1695 | 12576.67 | Single Family | TRUE | TRUE | FALSE | FALSE | FALSE | 0 | 0 | Single Family_TRUE | Single Family_TRUE | Single Family_FALSE | Single Family_FALSE | Single Family_FALSE | unknown | unknownSingle Family_FALSE | unknownSingle Family_TRUE
Water_00004149 | SITE_01180 | Room_00016869 | Bathroom_2 | Bathroom | Bathroom Faucet | 2.2 | 2.5644 | 2.2 | 2.9 |  | N/A | N/A | N/A | Bag | 0.796 |  | 2.308 |  | WA | Single Family | Bathroom Faucet | 1695 | 12576.67 | Single Family | FALSE | FALSE |  |  |  | 27668.674 | 29026.9544 | Single Family_FALSE | Single Family_FALSE | Single Family_ | Single Family_ | Single Family_ | unknown | unknownSingle Family_ | unknownSingle Family_FALSE
Water_00004150 | SITE_01180 | Room_00016869 | Bathroom_2 | Bathroom | Shower / Bathtub combo with diverter valve | 2.5 | 2.4533 | 2.5 | 2.6 |  | Secondary | Daily / Almost Daily | N/A | Bag | 0.8492 |  | 2.208 |  | WA | Single Family | Shower | 1695 | 12576.67 | Single Family | TRUE | TRUE | TRUE | TRUE | TRUE | 31441.675 | 27769.2874 | Single Family_TRUE | Single Family_TRUE | Single Family_TRUE | Single Family_TRUE | Single Family_TRUE | 2.5gpm | 2.5gpmSingle Family_TRUE | 2.5gpmSingle Family_TRUE
Water_00004151 | SITE_01180 | Room_00016860 | Kitchen_1 | Kitchen | Kitchen Faucet | 1.8 | 1.3267 | 1.8 | 1.5 |  | N/A | N/A | N/A | Bag | 0.796 |  | 1.194 |  | WA | Single Family | Kitchen Faucet | 1695 | 12576.67 | Single Family | FALSE | FALSE |  |  |  | 22638.006 | 15016.544 | Single Family_FALSE | Single Family_FALSE | Single Family_ | Single Family_ | Single Family_ | unknown | unknownSingle Family_ | unknownSingle Family_FALSE
Water_00004152 | SITE_01125 | Room_00016371 | Bathroom_1 | Bathroom | Bathroom Faucet | 1.5 | 1.3267 | 1.5 | 1.5 |  | N/A | N/A | N/A | Bag | 0.796 |  | 1.194 |  | WA | Multifamily Residence | Bathroom Faucet | 1640 | 2383.66 | Multifamily Residence | FALSE | FALSE |  |  |  | 3575.49 | 2846.09 | Multifamily Residence_FALSE | Multifamily Residence_FALSE | Multifamily Residence_ | Multifamily Residence_ | Multifamily Residence_ | unknown | unknownMultifamily Residence_ | unknownMultifamily Residence_FALSE
Water_00004153 | SITE_01125 | Room_00016371 | Bathroom_1 | Bathroom | Shower / Bathtub combo with diverter valve | 2 | 1.7922 | 2 | 1.9 |  | Primary | Daily / Almost Daily | N/A | Bag | 0.8492 |  | 1.613 |  | WA | Multifamily Residence | Shower | 1640 | 2383.66 | Multifamily Residence | TRUE | TRUE | TRUE | TRUE | TRUE | 4767.32 | 3844.8436 | Multifamily Residence_TRUE | Multifamily Residence_TRUE | Multifamily Residence_TRUE | Multifamily Residence_TRUE | Multifamily Residence_TRUE | 2.0gpm | 2.0gpmMultifamily Residence_TRUE | 2.0gpmMultifamily Residence_TRUE
Water_00004154 | SITE_01125 | Room_00016372 | Kitchen_1 | Kitchen | Kitchen Faucet | 2.2 | 1.5922 | 2.2 | 1.8 |  | N/A | N/A | N/A | Bag | 0.796 |  | 1.433 |  | WA | Multifamily Residence | Kitchen Faucet | 1640 | 2383.66 | Multifamily Residence | FALSE | FALSE |  |  |  | 5244.052 | 3415.7848 | Multifamily Residence_FALSE | Multifamily Residence_FALSE | Multifamily Residence_ | Multifamily Residence_ | Multifamily Residence_ | unknown | unknownMultifamily Residence_ | unknownMultifamily Residence_FALSE
Water_00004155 | SITE_01117 | Room_00016283 | Bathroom_1 | Bathroom | Bathroom Faucet | unknown |  |  |  | Unknown | N/A | N/A | Clogged | Bag | 0.796 |  |  | Unknown | WA | Multifamily Residence | Bathroom Faucet | 1632 | 2383.66 | Multifamily Residence | FALSE | FALSE |  |  |  | 0 | 0 | Multifamily Residence_FALSE | Multifamily Residence_FALSE | Multifamily Residence_ | Multifamily Residence_ | Multifamily Residence_ | unknown | unknownMultifamily Residence_ | unknownMultifamily Residence_FALSE
Water_00004156 | SITE_01117 | Room_00016283 | Bathroom_1 | Bathroom | Shower / Bathtub combo with diverter valve | 1.5 | 1.6989 | 1.5 | 1.8 |  | Primary | A few times per week | N/A | Bag | 0.8492 |  | 1.529 |  | WA | Multifamily Residence | Shower | 1632 | 2383.66 | Multifamily Residence | TRUE | TRUE | TRUE | TRUE | TRUE | 3575.49 | 3644.6161 | Multifamily Residence_TRUE | Multifamily Residence_TRUE | Multifamily Residence_TRUE | Multifamily Residence_TRUE | Multifamily Residence_TRUE | 1.5gpm | 1.5gpmMultifamily Residence_TRUE | 1.5gpmMultifamily Residence_TRUE
Water_00004157 | SITE_01117 | Room_00016287 | Kitchen_1 | Kitchen | Kitchen Faucet | 2.2 | 1.7689 | 2.2 | 2 |  | N/A | N/A | N/A | Bag | 0.796 |  | 1.592 |  | WA | Multifamily Residence | Kitchen Faucet | 1632 | 2383.66 | Multifamily Residence | FALSE | FALSE |  |  |  | 5244.052 | 3794.7867 | Multifamily Residence_FALSE | Multifamily Residence_FALSE | Multifamily Residence_ | Multifamily Residence_ | Multifamily Residence_ | unknown | unknownMultifamily Residence_ | unknownMultifamily Residence_FALSE
Water_00004158 | SITE_01193 | Room_00016989 | Kitchen_1 | Kitchen | Kitchen Faucet | 1.3267 | 1.3267 |  | 1.5 |  | N/A | N/A | N/A | Bag | 0.796 |  | 1.194 |  | WA | Single Family | Kitchen Faucet | 1708 | 12576.67 | Single Family | FALSE | FALSE |  |  |  | 16685.0489 | 15016.544 | Single Family_FALSE | Single Family_FALSE | Single Family_ | Single Family_ | Single Family_ | unknown | unknownSingle Family_ | unknownSingle Family_FALSE
Water_00004159 | SITE_01193 | Room_00016993 | Bathroom_1 | Bathroom | Bathroom Faucet | 1.4156 | 1.4156 |  | 1.6 |  | N/A | N/A | No aerator, fancy faucet | Bag | 0.796 |  | 1.274 |  | WA | Single Family | Bathroom Faucet | 1708 | 12576.67 | Single Family | FALSE | FALSE |  |  |  | 17802.9751 | 16022.6776 | Single Family_FALSE | Single Family_FALSE | Single Family_ | Single Family_ | Single Family_ | unknown | unknownSingle Family_ | unknownSingle Family_FALSE
Water_00004160 | SITE_01193 | Room_00016993 | Bathroom_1 | Bathroom | Shower / Bathtub combo with diverter valve | 2 | 2.7367 | 2 | 2.9 |  | Secondary | A few times per week | N/A | Bag | 0.8492 |  | 2.463 |  | WA | Single Family | Shower | 1708 | 12576.67 | Single Family | TRUE | TRUE | TRUE | TRUE | TRUE | 25153.34 | 30976.3382 | Single Family_TRUE | Single Family_TRUE | Single Family_TRUE | Single Family_TRUE | Single Family_TRUE | 2.0gpm | 2.0gpmSingle Family_TRUE | 2.0gpmSingle Family_TRUE
Water_00004161 | SITE_01193 | Room_00016996 | Bathroom_2 | Bathroom | Bathroom Faucet | 2 | 2.4767 | 2 | 2.8 |  | N/A | N/A | N/A | Bag | 0.796 |  | 2.229 |  | WA | Single Family | Bathroom Faucet | 1708 | 12576.67 | Single Family | FALSE | FALSE |  |  |  | 25153.34 | 28033.3974 | Single Family_FALSE | Single Family_FALSE | Single Family_ | Single Family_ | Single Family_ | unknown | unknownSingle Family_ | unknownSingle Family_FALSE
Water_00004162 | SITE_01193 | Room_00016996 | Bathroom_2 | Bathroom | Shower / Bathtub combo with diverter valve | 2 | 1.51 | 2 | 1.6 |  | Secondary | A few times per week | N/A | Bag | 0.8492 |  | 1.359 |  | WA | Single Family | Shower | 1708 | 12576.67 | Single Family | TRUE | TRUE | TRUE | TRUE | TRUE | 25153.34 | 17091.6945 | Single Family_TRUE | Single Family_TRUE | Single Family_TRUE | Single Family_TRUE | Single Family_TRUE | 2.0gpm | 2.0gpmSingle Family_TRUE | 2.0gpmSingle Family_TRUE
Water_00004163 | SITE_01193 | Room_00017001 | Bathroom_3 | Bathroom | Bathroom Faucet | 2 | 2.2111 | 2 | 2.5 |  | N/A | N/A | N/A | Bag | 0.796 |  | 1.99 |  | WA | Single Family | Bathroom Faucet | 1708 | 12576.67 | Single Family | FALSE | FALSE |  |  |  | 25153.34 | 25027.5733 | Single Family_FALSE | Single Family_FALSE | Single Family_ | Single Family_ | Single Family_ | unknown | unknownSingle Family_ | unknownSingle Family_FALSE
Water_00004164 | SITE_01193 | Room_00017001 | Bathroom_3 | Bathroom | Shower | 1.8867 | 1.8867 |  | 2 |  | Primary | Daily / Almost Daily | N/A | Bag | 0.8492 |  | 1.698 |  | WA | Single Family | Shower | 1708 | 12576.67 | Single Family | TRUE | FALSE | TRUE | TRUE | TRUE | 23727.9841 | 21355.1857 | Single Family_TRUE | Single Family_FALSE | Single Family_TRUE | Single Family_TRUE | Single Family_TRUE | 2.0gpm | 2.0gpmSingle Family_TRUE | 2.0gpmSingle Family_TRUE
Water_00004165 | SITE_00077 | Room_00007145 | Bathroom_1 | Bathroom | Bathroom Faucet | 1.5 | 1.2378 | 1.5 | 1.4 |  | N/A | N/A | N/A | Bag | 0.796 |  | 1.114 |  | WA | Multifamily Residence | Bathroom Faucet | 600 | 2804.94 | Multifamily Residence | FALSE | FALSE |  |  |  | 4207.41 | 3124.7032 | Multifamily Residence_FALSE | Multifamily Residence_FALSE | Multifamily Residence_ | Multifamily Residence_ | Multifamily Residence_ | unknown | unknownMultifamily Residence_ | unknownMultifamily Residence_FALSE
Water_00004166 | SITE_00077 | Room_00007145 | Bathroom_1 | Bathroom | Shower / Bathtub combo with diverter valve | 1.4156 | 1.4156 |  | 1.5 |  | Primary | Daily / Almost Daily | No writing | Bag | 0.8492 |  | 1.274 |  | WA | Multifamily Residence | Shower | 600 | 2804.94 | Multifamily Residence | TRUE | TRUE | TRUE | TRUE | TRUE | 3970.5484 | 3573.4936 | Multifamily Residence_TRUE | Multifamily Residence_TRUE | Multifamily Residence_TRUE | Multifamily Residence_TRUE | Multifamily Residence_TRUE | <1.5gpm | <1.5gpmMultifamily Residence_TRUE | <1.5gpmMultifamily Residence_TRUE
Water_00004167 | SITE_00077 | Room_00007148 | Kitchen_1 | Kitchen | Kitchen Faucet | 2.2 | 1.3267 | 2.2 | 1.5 |  | N/A | N/A | N/A | Bag | 0.796 |  | 1.194 |  | WA | Multifamily Residence | Kitchen Faucet | 600 | 2804.94 | Multifamily Residence | FALSE | FALSE |  |  |  | 6170.868 | 3349.0984 | Multifamily Residence_FALSE | Multifamily Residence_FALSE | Multifamily Residence_ | Multifamily Residence_ | Multifamily Residence_ | unknown | unknownMultifamily Residence_ | unknownMultifamily Residence_FALSE
Water_00004168 | SITE_01210 | Room_00017247 | Kitchen_1 | Kitchen | Kitchen Faucet | 2.2 | 2.0344 | 2.2 | 2.3 |  | N/A | N/A | N/A | Bag | 0.796 |  | 1.831 |  | WA | Single Family | Kitchen Faucet | 1725 | 12576.67 | Single Family | FALSE | FALSE |  |  |  | 27668.674 | 23027.8828 | Single Family_FALSE | Single Family_FALSE | Single Family_ | Single Family_ | Single Family_ | unknown | unknownSingle Family_ | unknownSingle Family_FALSE
Water_00004169 | SITE_01210 | Room_00017248 | Bathroom_1 | Bathroom | Bathroom Faucet | 2.2 | 2.0344 | 2.2 | 2.3 |  | N/A | N/A | N/A | Bag | 0.796 |  | 1.831 |  | WA | Single Family | Bathroom Faucet | 1725 | 12576.67 | Single Family | FALSE | FALSE |  |  |  | 27668.674 | 23027.8828 | Single Family_FALSE | Single Family_FALSE | Single Family_ | Single Family_ | Single Family_ | unknown | unknownSingle Family_ | unknownSingle Family_FALSE
Water_00004170 | SITE_01210 | Room_00017252 | Bathroom_2 | Bathroom | Bathroom Faucet | 2.2 | 2.5644 | 2.2 | 2.9 |  | N/A | N/A | N/A | Bag | 0.796 |  | 2.308 |  | WA | Single Family | Bathroom Faucet | 1725 | 12576.67 | Single Family | FALSE | FALSE |  |  |  | 27668.674 | 29026.9544 | Single Family_FALSE | Single Family_FALSE | Single Family_ | Single Family_ | Single Family_ | unknown | unknownSingle Family_ | unknownSingle Family_FALSE
Water_00004171 | SITE_01210 | Room_00017252 | Bathroom_2 | Bathroom | Shower | unknown |  |  |  | Unknown | Secondary | A few times per month | No shower head. Converted to hose to fill up baby bath. Almost never use | Bag | 0.8492 |  |  | Unknown | WA | Single Family | Shower | 1725 | 12576.67 | Single Family | TRUE | FALSE | FALSE | FALSE | FALSE | 0 | 0 | Single Family_TRUE | Single Family_FALSE | Single Family_FALSE | Single Family_FALSE | Single Family_FALSE | unknown | unknownSingle Family_FALSE | unknownSingle Family_TRUE
Water_00004172 | SITE_01210 | Room_00017254 | Bathroom_3 | Bathroom | Bathroom Faucet | 2.2 | 2.1222 | 2.2 | 2.4 |  | N/A | N/A | N/A | Bag | 0.796 |  | 1.91 |  | WA | Single Family | Bathroom Faucet | 1725 | 12576.67 | Single Family | FALSE | FALSE |  |  |  | 27668.674 | 24021.4397 | Single Family_FALSE | Single Family_FALSE | Single Family_ | Single Family_ | Single Family_ | unknown | unknownSingle Family_ | unknownSingle Family_FALSE
Water_00004173 | SITE_01210 | Room_00017254 | Bathroom_3 | Bathroom | Shower / Bathtub combo with diverter valve | 2 | 2.2644 | 2 | 2.4 |  | Primary | Daily / Almost Daily | N/A | Bag | 0.8492 |  | 2.038 |  | WA | Single Family | Shower | 1725 | 12576.67 | Single Family | TRUE | TRUE | TRUE | TRUE | TRUE | 25153.34 | 25631.2535 | Single Family_TRUE | Single Family_TRUE | Single Family_TRUE | Single Family_TRUE | Single Family_TRUE | 2.0gpm | 2.0gpmSingle Family_TRUE | 2.0gpmSingle Family_TRUE
Water_00004174 | SITE_01195 | Room_00017026 | Bathroom_1 | Bathroom | Shower | unknown |  |  |  | Unknown | Primary | Daily / Almost Daily | Cant measure, has multiple spouts/overhead shower head | Weir | 0.932 |  |  | Unknown | WA | Single Family | Shower | 1710 | 10259.39 | Single Family | TRUE | FALSE | FALSE | FALSE | FALSE | 0 | 0 | Single Family_TRUE | Single Family_FALSE | Single Family_FALSE | Single Family_FALSE | Single Family_FALSE | unknown | unknownSingle Family_FALSE | unknownSingle Family_TRUE
Water_00004175 | SITE_01195 | Room_00017026 | Bathroom_1 | Bathroom | Bathroom Faucet | 1.3267 | 1.3267 |  | 1.5 |  | N/A | N/A | N/A | Bag | 0.796 |  | 1.194 |  | WA | Single Family | Bathroom Faucet | 1710 | 10259.39 | Single Family | FALSE | FALSE |  |  |  | 13610.7907 | 12249.7117 | Single Family_FALSE | Single Family_FALSE | Single Family_ | Single Family_ | Single Family_ | unknown | unknownSingle Family_ | unknownSingle Family_FALSE
Water_00004176 | SITE_01195 | Room_00017029 | Bathroom_2 | Bathroom | Bathroom Faucet | 1.5 | 1.3267 | 1.5 | 1.5 |  | N/A | N/A | N/A | Bag | 0.796 |  | 1.194 |  | WA | Single Family | Bathroom Faucet | 1710 | 10259.39 | Single Family | FALSE | FALSE |  |  |  | 15389.085 | 12249.7117 | Single Family_FALSE | Single Family_FALSE | Single Family_ | Single Family_ | Single Family_ | unknown | unknownSingle Family_ | unknownSingle Family_FALSE
Water_00004177 | SITE_01195 | Room_00017029 | Bathroom_2 | Bathroom | Shower / Bathtub combo with diverter valve | 2.0711 | 2.0711 |  | 2 |  | Secondary | A few times per month | N/A | Weir | 0.932 |  | 1.864 |  | WA | Single Family | Shower | 1710 | 10259.39 | Single Family | TRUE | TRUE | TRUE | TRUE | TRUE | 21248.3366 | 19123.503 | Single Family_TRUE | Single Family_TRUE | Single Family_TRUE | Single Family_TRUE | Single Family_TRUE | 2.5gpm | 2.5gpmSingle Family_TRUE | 2.5gpmSingle Family_TRUE
Water_00004178 | SITE_01195 | Room_00017030 | Kitchen_1 | Kitchen | Kitchen Faucet | unknown |  |  | 1.5 |  | N/A | N/A | N/A | Unknown |  | N/A |  | N/A | WA | Single Family | Kitchen Faucet | 1710 | 10259.39 | Single Family | FALSE | FALSE |  |  |  | 0 | 0 | Single Family_FALSE | Single Family_FALSE | Single Family_ | Single Family_ | Single Family_ | unknown | unknownSingle Family_ | unknownSingle Family_FALSE
Water_00004179 | SITE_01184 | Room_00016901 | Kitchen_1 | Kitchen | Kitchen Faucet | 2.2 |  | 2.2 |  | Unknown | N/A | N/A | Water shut off cant collect | Unknown |  | N/A |  | N/A | WA | Multifamily Residence | Kitchen Faucet | 1699 | 2804.94 | Multifamily Residence | FALSE | FALSE |  |  |  | 6170.868 | 0 | Multifamily Residence_FALSE | Multifamily Residence_FALSE | Multifamily Residence_ | Multifamily Residence_ | Multifamily Residence_ | unknown | unknownMultifamily Residence_ | unknownMultifamily Residence_FALSE
Water_00004180 | SITE_01184 | Room_00016905 | Bathroom_1 | Bathroom | Bathroom Faucet | 1.2 |  | 1.2 |  | Unknown | N/A | N/A | Water shut off | Bag | 0.796 |  |  | Unknown | WA | Multifamily Residence | Bathroom Faucet | 1699 | 2804.94 | Multifamily Residence | FALSE | FALSE |  |  |  | 3365.928 | 0 | Multifamily Residence_FALSE | Multifamily Residence_FALSE | Multifamily Residence_ | Multifamily Residence_ | Multifamily Residence_ | unknown | unknownMultifamily Residence_ | unknownMultifamily Residence_FALSE
Water_00004181 | SITE_01184 | Room_00016905 | Bathroom_1 | Bathroom | Shower / Bathtub combo with diverter valve | 2.5 |  | 2.5 |  | Unknown | Primary | Daily / Almost Daily | N/A | Weir | 0.932 |  |  | Unknown | WA | Multifamily Residence | Shower | 1699 | 2804.94 | Multifamily Residence | TRUE | TRUE | TRUE | FALSE | FALSE | 7012.35 | 0 | Multifamily Residence_TRUE | Multifamily Residence_TRUE | Multifamily Residence_TRUE | Multifamily Residence_FALSE | Multifamily Residence_FALSE | unknown | unknownMultifamily Residence_FALSE | unknownMultifamily Residence_TRUE
Water_00004182 | SITE_01186 | Room_00016915 | Living Room_1 | Living Room | Kitchen Faucet | unknown |  |  | 5 |  | N/A | N/A | N/A | Unknown |  | N/A |  | N/A | WA | Multifamily Residence | Kitchen Faucet | 1701 | 2383.66 | Multifamily Residence | FALSE | FALSE |  |  |  | 0 | 0 | Multifamily Residence_FALSE | Multifamily Residence_FALSE | Multifamily Residence_ | Multifamily Residence_ | Multifamily Residence_ | unknown | unknownMultifamily Residence_ | unknownMultifamily Residence_FALSE
Water_00004183 | SITE_01186 | Room_00016917 | Bathroom_1 | Bathroom | Bathroom Faucet | 2.2 | 1.3267 | 2.2 | 1.5 |  | N/A | N/A | N/A | Bag | 0.796 |  | 1.194 |  | WA | Multifamily Residence | Bathroom Faucet | 1701 | 2383.66 | Multifamily Residence | FALSE | FALSE |  |  |  | 5244.052 | 2846.09 | Multifamily Residence_FALSE | Multifamily Residence_FALSE | Multifamily Residence_ | Multifamily Residence_ | Multifamily Residence_ | unknown | unknownMultifamily Residence_ | unknownMultifamily Residence_FALSE
Water_00004184 | SITE_01186 | Room_00016917 | Bathroom_1 | Bathroom | Shower / Bathtub combo with diverter valve | 2.5889 | 2.5889 |  | 2.5 |  | Primary | A few times per month | N/A | Weir | 0.932 |  | 2.33 |  | WA | Multifamily Residence | Shower | 1701 | 2383.66 | Multifamily Residence | TRUE | TRUE | TRUE | TRUE | TRUE | 6171.0309 | 5553.9278 | Multifamily Residence_TRUE | Multifamily Residence_TRUE | Multifamily Residence_TRUE | Multifamily Residence_TRUE | Multifamily Residence_TRUE | gt2.5gpm | gt2.5gpmMultifamily Residence_TRUE | gt2.5gpmMultifamily Residence_TRUE
Water_00004185 | SITE_01189 | Room_00016942 | Kitchen_1 | Kitchen | Kitchen Faucet | unknown |  |  | 2.5 |  | N/A | N/A | N/A | Unknown |  | N/A |  | N/A | WA | Multifamily Residence | Kitchen Faucet | 1704 | 2804.94 | Multifamily Residence | FALSE | FALSE |  |  |  | 0 | 0 | Multifamily Residence_FALSE | Multifamily Residence_FALSE | Multifamily Residence_ | Multifamily Residence_ | Multifamily Residence_ | unknown | unknownMultifamily Residence_ | unknownMultifamily Residence_FALSE
Water_00004186 | SITE_01189 | Room_00016947 | Bathroom_1 | Bathroom | Bathroom Faucet | 2.2 | 2.2111 | 2.2 | 2.5 |  | N/A | N/A | N/A | Bag | 0.796 |  | 1.99 |  | WA | Multifamily Residence | Bathroom Faucet | 1704 | 2804.94 | Multifamily Residence | FALSE | FALSE |  |  |  | 6170.868 | 5581.8306 | Multifamily Residence_FALSE | Multifamily Residence_FALSE | Multifamily Residence_ | Multifamily Residence_ | Multifamily Residence_ | unknown | unknownMultifamily Residence_ | unknownMultifamily Residence_FALSE
Water_00004187 | SITE_01189 | Room_00016947 | Bathroom_1 | Bathroom | Shower / Bathtub combo with diverter valve | unknown |  |  |  | Unknown | Primary | A few times per month | Used for litter box- did not want me to remove | Weir | 0.932 |  |  | Unknown | WA | Multifamily Residence | Shower | 1704 | 2804.94 | Multifamily Residence | TRUE | TRUE | FALSE | FALSE | FALSE | 0 | 0 | Multifamily Residence_TRUE | Multifamily Residence_TRUE | Multifamily Residence_FALSE | Multifamily Residence_FALSE | Multifamily Residence_FALSE | unknown | unknownMultifamily Residence_FALSE | unknownMultifamily Residence_TRUE
Water_00004188 | SITE_01185 | Room_00016908 | Kitchen_2 | Kitchen | Kitchen Faucet | unknown |  |  | 6 |  | N/A | N/A | N/A | Unknown |  | N/A |  | N/A | WA | Multifamily Residence | Kitchen Faucet | 1700 | 2804.94 | Multifamily Residence | FALSE | FALSE |  |  |  | 0 | 0 | Multifamily Residence_FALSE | Multifamily Residence_FALSE | Multifamily Residence_ | Multifamily Residence_ | Multifamily Residence_ | unknown | unknownMultifamily Residence_ | unknownMultifamily Residence_FALSE
Water_00004189 | SITE_01149 | Room_00016616 | Bathroom_1 | Bathroom | Bathroom Faucet | 2.2 | 1.3267 | 2.2 | 1.5 |  | N/A | N/A | N/A | Bag | 0.796 |  | 1.194 |  | WA | Multifamily Residence | Bathroom Faucet | 1664 | 2002.39 | Multifamily Residence | FALSE | FALSE |  |  |  | 4405.258 | 2390.8537 | Multifamily Residence_FALSE | Multifamily Residence_FALSE | Multifamily Residence_ | Multifamily Residence_ | Multifamily Residence_ | unknown | unknownMultifamily Residence_ | unknownMultifamily Residence_FALSE
Water_00004190 | SITE_01149 | Room_00016616 | Bathroom_1 | Bathroom | Shower / Bathtub combo with diverter valve | 2.5 | 1.5533 | 2.5 | 1.5 |  | Primary | Daily / Almost Daily | N/A | Weir | 0.932 |  | 1.398 |  | WA | Multifamily Residence | Shower | 1664 | 2002.39 | Multifamily Residence | TRUE | TRUE | TRUE | TRUE | TRUE | 5005.975 | 2799.3412 | Multifamily Residence_TRUE | Multifamily Residence_TRUE | Multifamily Residence_TRUE | Multifamily Residence_TRUE | Multifamily Residence_TRUE | 2.5gpm | 2.5gpmMultifamily Residence_TRUE | 2.5gpmMultifamily Residence_TRUE
Water_00004191 | SITE_01149 | Room_00016617 | Kitchen_1 | Kitchen | Kitchen Faucet | 1.8 |  | 1.8 | 1.5 |  | N/A | N/A | N/A | Unknown |  | N/A |  | N/A | WA | Multifamily Residence | Kitchen Faucet | 1664 | 2002.39 | Multifamily Residence | FALSE | FALSE |  |  |  | 3604.302 | 0 | Multifamily Residence_FALSE | Multifamily Residence_FALSE | Multifamily Residence_ | Multifamily Residence_ | Multifamily Residence_ | unknown | unknownMultifamily Residence_ | unknownMultifamily Residence_FALSE
Water_00004192 | SITE_01158 | Room_00016697 | Kitchen_1 | Kitchen | Kitchen Faucet | unknown |  |  | 2 |  | N/A | N/A | N/A | Unknown |  | N/A |  | N/A | WA | Multifamily Residence | Kitchen Faucet | 1673 | 2002.39 | Multifamily Residence | FALSE | FALSE |  |  |  | 0 | 0 | Multifamily Residence_FALSE | Multifamily Residence_FALSE | Multifamily Residence_ | Multifamily Residence_ | Multifamily Residence_ | unknown | unknownMultifamily Residence_ | unknownMultifamily Residence_FALSE
Water_00004193 | SITE_01150 | Room_00016620 | Kitchen_1 | Kitchen | Kitchen Faucet | 2.2 |  | 2.2 | 2.5 |  | N/A | N/A | N/A | Unknown |  | N/A |  | N/A | WA | Multifamily Residence | Kitchen Faucet | 1665 | 2002.39 | Multifamily Residence | FALSE | FALSE |  |  |  | 4405.258 | 0 | Multifamily Residence_FALSE | Multifamily Residence_FALSE | Multifamily Residence_ | Multifamily Residence_ | Multifamily Residence_ | unknown | unknownMultifamily Residence_ | unknownMultifamily Residence_FALSE
Water_00004194 | SITE_01150 | Room_00016622 | Bathroom_1 | Bathroom | Bathroom Faucet | 2.2 | 1.7689 | 2.2 | 2 |  | N/A | N/A | N/A | Bag | 0.796 |  | 1.592 |  | WA | Multifamily Residence | Bathroom Faucet | 1665 | 2002.39 | Multifamily Residence | FALSE | FALSE |  |  |  | 4405.258 | 3187.8049 | Multifamily Residence_FALSE | Multifamily Residence_FALSE | Multifamily Residence_ | Multifamily Residence_ | Multifamily Residence_ | unknown | unknownMultifamily Residence_ | unknownMultifamily Residence_FALSE
Water_00004195 | SITE_01150 | Room_00016622 | Bathroom_1 | Bathroom | Shower | 1.5 |  | 1.5 |  | Unknown | Primary | Daily / Almost Daily | Cant access without getting wet due to shower layout | Weir | 0.932 |  |  | Unknown | WA | Multifamily Residence | Shower | 1665 | 2002.39 | Multifamily Residence | TRUE | FALSE | TRUE | FALSE | FALSE | 3003.585 | 0 | Multifamily Residence_TRUE | Multifamily Residence_FALSE | Multifamily Residence_TRUE | Multifamily Residence_FALSE | Multifamily Residence_FALSE | unknown | unknownMultifamily Residence_FALSE | unknownMultifamily Residence_TRUE
Water_00004196 | SITE_00796 | Room_00014369 | Kitchen_1 | Kitchen | Kitchen Faucet | 2.2 |  | 2.2 | 2.2 |  | N/A | N/A | N/A | Unknown |  | N/A |  | N/A | WA | Multifamily Residence | Kitchen Faucet | 1315 | 2002.39 | Multifamily Residence | FALSE | FALSE |  |  |  | 4405.258 | 0 | Multifamily Residence_FALSE | Multifamily Residence_FALSE | Multifamily Residence_ | Multifamily Residence_ | Multifamily Residence_ | unknown | unknownMultifamily Residence_ | unknownMultifamily Residence_FALSE
Water_00004197 | SITE_00796 | Room_00014371 | Bathroom_1 | Bathroom | Bathroom Faucet | 2.2 | 2.2111 | 2.2 | 2.5 |  | N/A | N/A | N/A | Bag | 0.796 |  | 1.99 |  | WA | Multifamily Residence | Bathroom Faucet | 1315 | 2002.39 | Multifamily Residence | FALSE | FALSE |  |  |  | 4405.258 | 3984.7561 | Multifamily Residence_FALSE | Multifamily Residence_FALSE | Multifamily Residence_ | Multifamily Residence_ | Multifamily Residence_ | unknown | unknownMultifamily Residence_ | unknownMultifamily Residence_FALSE
Water_00004198 | SITE_00796 | Room_00014371 | Bathroom_1 | Bathroom | Bathroom Faucet | 2.2 | 2.2111 | 2.2 | 2.5 |  | N/A | N/A | N/A | Bag | 0.796 |  | 1.99 |  | WA | Multifamily Residence | Bathroom Faucet | 1315 | 2002.39 | Multifamily Residence | FALSE | FALSE |  |  |  | 4405.258 | 3984.7561 | Multifamily Residence_FALSE | Multifamily Residence_FALSE | Multifamily Residence_ | Multifamily Residence_ | Multifamily Residence_ | unknown | unknownMultifamily Residence_ | unknownMultifamily Residence_FALSE
Water_00004199 | SITE_00796 | Room_00014371 | Bathroom_1 | Bathroom | Shower / Bathtub combo with diverter valve | 2.0711 | 2.0711 |  | 2 |  | Primary | Daily / Almost Daily | N/A | Weir | 0.932 |  | 1.864 |  | WA | Multifamily Residence | Shower | 1315 | 2002.39 | Multifamily Residence | TRUE | TRUE | TRUE | TRUE | TRUE | 4147.1722 | 3732.455 | Multifamily Residence_TRUE | Multifamily Residence_TRUE | Multifamily Residence_TRUE | Multifamily Residence_TRUE | Multifamily Residence_TRUE | 2.5gpm | 2.5gpmMultifamily Residence_TRUE | 2.5gpmMultifamily Residence_TRUE
Water_00004200 | SITE_00814 | Room_00014530 | Kitchen_1 | Kitchen | Kitchen Faucet | unknown |  |  | 1.5 |  | N/A | N/A | N/A | Unknown |  | N/A |  | N/A | WA | Multifamily Residence | Kitchen Faucet | 1333 | 2000.27 | Multifamily Residence | FALSE | FALSE |  |  |  | 0 | 0 | Multifamily Residence_FALSE | Multifamily Residence_FALSE | Multifamily Residence_ | Multifamily Residence_ | Multifamily Residence_ | unknown | unknownMultifamily Residence_ | unknownMultifamily Residence_FALSE
Water_00004201 | SITE_00814 | Room_00014532 | Bathroom_1 | Bathroom | Bathroom Faucet | 1.5 | 1.15 | 1.5 | 1.3 |  | N/A | N/A | N/A | Bag | 0.796 |  | 1.035 |  | WA | Multifamily Residence | Bathroom Faucet | 1333 | 2000.27 | Multifamily Residence | FALSE | FALSE |  |  |  | 3000.405 | 2070.2794 | Multifamily Residence_FALSE | Multifamily Residence_FALSE | Multifamily Residence_ | Multifamily Residence_ | Multifamily Residence_ | unknown | unknownMultifamily Residence_ | unknownMultifamily Residence_FALSE
Water_00004202 | SITE_00814 | Room_00014532 | Bathroom_1 | Bathroom | Shower / Bathtub combo with diverter valve | 2.3822 | 2.3822 |  | 2.3 |  | Primary | Daily / Almost Daily | N/A | Weir | 0.932 |  | 2.144 |  | WA | Multifamily Residence | Shower | 1333 | 2000.27 | Multifamily Residence | TRUE | TRUE | TRUE | TRUE | TRUE | 4765.0876 | 4288.5789 | Multifamily Residence_TRUE | Multifamily Residence_TRUE | Multifamily Residence_TRUE | Multifamily Residence_TRUE | Multifamily Residence_TRUE | 2.5gpm | 2.5gpmMultifamily Residence_TRUE | 2.5gpmMultifamily Residence_TRUE
Water_00004203 | SITE_00798 | Room_00014393 | Bathroom_1 | Bathroom | Bathroom Faucet | 1.5 | 1.3267 | 1.5 | 1.5 |  | N/A | N/A | N/A | Bag | 0.796 |  | 1.194 |  | WA | Multifamily Residence | Bathroom Faucet | 1317 | 2000.27 | Multifamily Residence | FALSE | FALSE |  |  |  | 3000.405 | 2388.3224 | Multifamily Residence_FALSE | Multifamily Residence_FALSE | Multifamily Residence_ | Multifamily Residence_ | Multifamily Residence_ | unknown | unknownMultifamily Residence_ | unknownMultifamily Residence_FALSE
Water_00004204 | SITE_00798 | Room_00014393 | Bathroom_1 | Bathroom | Shower / Bathtub combo with diverter valve | 2 | 1.8644 | 2 | 1.8 |  | Primary | Daily / Almost Daily | N/A | Weir | 0.932 |  | 1.678 |  | WA | Multifamily Residence | Shower | 1317 | 2000.27 | Multifamily Residence | TRUE | TRUE | TRUE | TRUE | TRUE | 4000.54 | 3356.4531 | Multifamily Residence_TRUE | Multifamily Residence_TRUE | Multifamily Residence_TRUE | Multifamily Residence_TRUE | Multifamily Residence_TRUE | 2.0gpm | 2.0gpmMultifamily Residence_TRUE | 2.0gpmMultifamily Residence_TRUE
Water_00004205 | SITE_00798 | Room_00014395 | Kitchen_1 | Kitchen | Kitchen Faucet | 2 |  | 2 | 1.5 |  | N/A | N/A | N/A | Unknown |  | N/A |  | N/A | WA | Multifamily Residence | Kitchen Faucet | 1317 | 2000.27 | Multifamily Residence | FALSE | FALSE |  |  |  | 4000.54 | 0 | Multifamily Residence_FALSE | Multifamily Residence_FALSE | Multifamily Residence_ | Multifamily Residence_ | Multifamily Residence_ | unknown | unknownMultifamily Residence_ | unknownMultifamily Residence_FALSE
Water_00004206 | SITE_01179 | Room_00016853 | Kitchen_1 | Kitchen | Kitchen Faucet | 2.2 | 1.3267 | 2.2 | 1.5 |  | N/A | N/A | N/A | Bag | 0.796 |  | 1.194 |  | WA | Multifamily Residence | Kitchen Faucet | 1694 | 2383.66 | Multifamily Residence | FALSE | FALSE |  |  |  | 5244.052 | 2846.09 | Multifamily Residence_FALSE | Multifamily Residence_FALSE | Multifamily Residence_ | Multifamily Residence_ | Multifamily Residence_ | unknown | unknownMultifamily Residence_ | unknownMultifamily Residence_FALSE
Water_00004207 | SITE_01179 | Room_00016857 | Bathroom_1 | Bathroom | Bathroom Faucet | 2 | 1.9456 | 2 | 2.2 |  | N/A | N/A | N/A | Bag | 0.796 |  | 1.751 |  | WA | Multifamily Residence | Bathroom Faucet | 1694 | 2383.66 | Multifamily Residence | FALSE | FALSE |  |  |  | 4767.32 | 4173.7887 | Multifamily Residence_FALSE | Multifamily Residence_FALSE | Multifamily Residence_ | Multifamily Residence_ | Multifamily Residence_ | unknown | unknownMultifamily Residence_ | unknownMultifamily Residence_FALSE
Water_00004208 | SITE_01179 | Room_00016857 | Bathroom_1 | Bathroom | Shower / Bathtub combo with diverter valve | 2.3589 | 2.3589 |  | 2.5 |  | Primary | Daily / Almost Daily | N/A | Bag | 0.8492 |  | 2.123 |  | WA | Multifamily Residence | Shower | 1694 | 2383.66 | Multifamily Residence | TRUE | TRUE | TRUE | TRUE | TRUE | 5622.7891 | 5060.5102 | Multifamily Residence_TRUE | Multifamily Residence_TRUE | Multifamily Residence_TRUE | Multifamily Residence_TRUE | Multifamily Residence_TRUE | 2.5gpm | 2.5gpmMultifamily Residence_TRUE | 2.5gpmMultifamily Residence_TRUE
Water_00004209 | SITE_01104 | Room_00016158 | Bathroom_1 | Bathroom | Bathroom Faucet | 1.5 | 1.3267 | 1.5 | 1.5 |  | N/A | N/A | N/A | Bag | 0.796 |  | 1.194 |  | WA | Multifamily Residence | Bathroom Faucet | 1620 | 2383.66 | Multifamily Residence | FALSE | FALSE |  |  |  | 3575.49 | 2846.09 | Multifamily Residence_FALSE | Multifamily Residence_FALSE | Multifamily Residence_ | Multifamily Residence_ | Multifamily Residence_ | unknown | unknownMultifamily Residence_ | unknownMultifamily Residence_FALSE
Water_00004210 | SITE_01104 | Room_00016158 | Bathroom_1 | Bathroom | Shower / Bathtub combo with diverter valve | 2 | 1.8867 | 2 | 2 |  | Primary | Daily / Almost Daily | N/A | Bag | 0.8492 |  | 1.698 |  | WA | Multifamily Residence | Shower | 1620 | 2383.66 | Multifamily Residence | TRUE | TRUE | TRUE | TRUE | TRUE | 4767.32 | 4047.4547 | Multifamily Residence_TRUE | Multifamily Residence_TRUE | Multifamily Residence_TRUE | Multifamily Residence_TRUE | Multifamily Residence_TRUE | 2.0gpm | 2.0gpmMultifamily Residence_TRUE | 2.0gpmMultifamily Residence_TRUE
Water_00004211 | SITE_01104 | Room_00016163 | Kitchen_1 | Kitchen | Kitchen Faucet | 2 | 1.9456 | 2 | 2.2 |  | N/A | N/A | N/A | Bag | 0.796 |  | 1.751 |  | WA | Multifamily Residence | Kitchen Faucet | 1620 | 2383.66 | Multifamily Residence | FALSE | FALSE |  |  |  | 4767.32 | 4173.7887 | Multifamily Residence_FALSE | Multifamily Residence_FALSE | Multifamily Residence_ | Multifamily Residence_ | Multifamily Residence_ | unknown | unknownMultifamily Residence_ | unknownMultifamily Residence_FALSE
Water_00004212 | SITE_01185 | Room_00016912 | Bathroom_1 | Bathroom | Bathroom Faucet | 2.2111 | 2.2111 |  | 2.5 |  | N/A | N/A | N/A | Bag | 0.796 |  | 1.99 |  | WA | Multifamily Residence | Bathroom Faucet | 1700 | 2804.94 | Multifamily Residence | FALSE | FALSE |  |  |  | 6202.034 | 5581.8306 | Multifamily Residence_FALSE | Multifamily Residence_FALSE | Multifamily Residence_ | Multifamily Residence_ | Multifamily Residence_ | unknown | unknownMultifamily Residence_ | unknownMultifamily Residence_FALSE
Water_00004213 | SITE_01185 | Room_00016912 | Bathroom_1 | Bathroom | Shower / Bathtub combo with diverter valve | 2.5 | 1.4156 | 2.5 | 1.5 |  | Primary | Unknown | N/A | Bag | 0.8492 |  | 1.274 |  | WA | Multifamily Residence | Shower | 1700 | 2804.94 | Multifamily Residence | TRUE | TRUE | TRUE | TRUE | TRUE | 7012.35 | 3573.4936 | Multifamily Residence_TRUE | Multifamily Residence_TRUE | Multifamily Residence_TRUE | Multifamily Residence_TRUE | Multifamily Residence_TRUE | 2.5gpm | 2.5gpmMultifamily Residence_TRUE | 2.5gpmMultifamily Residence_TRUE
Water_00004214 | SITE_01158 | Room_00016700 | Bathroom_6 | Bathroom | Shower / Bathtub combo with diverter valve | 2.3589 | 2.3589 |  | 2.5 |  | Primary | Daily / Almost Daily | N/A | Bag | 0.8492 |  | 2.123 |  | WA | Multifamily Residence | Shower | 1673 | 2002.39 | Multifamily Residence | TRUE | TRUE | TRUE | TRUE | TRUE | 4723.4155 | 4251.074 | Multifamily Residence_TRUE | Multifamily Residence_TRUE | Multifamily Residence_TRUE | Multifamily Residence_TRUE | Multifamily Residence_TRUE | 2.5gpm | 2.5gpmMultifamily Residence_TRUE | 2.5gpmMultifamily Residence_TRUE
Water_00004215 | SITE_01158 | Room_00016700 | Bathroom_6 | Bathroom | Bathroom Faucet | 1.7689 | 1.7689 |  | 2 |  | N/A | N/A | N/A | Bag | 0.796 |  | 1.592 |  | WA | Multifamily Residence | Bathroom Faucet | 1673 | 2002.39 | Multifamily Residence | FALSE | FALSE |  |  |  | 3542.0054 | 3187.8049 | Multifamily Residence_FALSE | Multifamily Residence_FALSE | Multifamily Residence_ | Multifamily Residence_ | Multifamily Residence_ | unknown | unknownMultifamily Residence_ | unknownMultifamily Residence_FALSE
Water_00004216 | SITE_01171 | Room_00016792 | Kitchen_1 | Kitchen | Kitchen Faucet | 2 | 2.6533 | 2 | 3 |  | N/A | N/A | N/A | Bag | 0.796 |  | 2.388 |  | WA | Multifamily Residence | Kitchen Faucet | 1686 | 2002.39 | Multifamily Residence | FALSE | FALSE |  |  |  | 4004.78 | 4781.7073 | Multifamily Residence_FALSE | Multifamily Residence_FALSE | Multifamily Residence_ | Multifamily Residence_ | Multifamily Residence_ | unknown | unknownMultifamily Residence_ | unknownMultifamily Residence_FALSE
Water_00004217 | SITE_01171 | Room_00016796 | Bathroom_1 | Bathroom | Bathroom Faucet | 2 | 1.3267 | 2 | 1.5 |  | N/A | N/A | N/A | Bag | 0.796 |  | 1.194 |  | WA | Multifamily Residence | Bathroom Faucet | 1686 | 2002.39 | Multifamily Residence | FALSE | FALSE |  |  |  | 4004.78 | 2390.8537 | Multifamily Residence_FALSE | Multifamily Residence_FALSE | Multifamily Residence_ | Multifamily Residence_ | Multifamily Residence_ | unknown | unknownMultifamily Residence_ | unknownMultifamily Residence_FALSE
Water_00004218 | SITE_01171 | Room_00016796 | Bathroom_1 | Bathroom | Shower / Bathtub combo with diverter valve | 2.5 | 1.8867 | 2.5 | 2 |  | Primary | A few times per week | N/A | Bag | 0.8492 |  | 1.698 |  | WA | Multifamily Residence | Shower | 1686 | 2002.39 | Multifamily Residence | TRUE | TRUE | TRUE | TRUE | TRUE | 5005.975 | 3400.0582 | Multifamily Residence_TRUE | Multifamily Residence_TRUE | Multifamily Residence_TRUE | Multifamily Residence_TRUE | Multifamily Residence_TRUE | 2.5gpm | 2.5gpmMultifamily Residence_TRUE | 2.5gpmMultifamily Residence_TRUE
Water_00004219 | SITE_01153 | Room_00016655 | Kitchen_1 | Kitchen | Bathroom Faucet | 2.2111 | 2.2111 |  | 2.5 |  | N/A | N/A | N/A | Bag | 0.796 |  | 1.99 |  | WA | Multifamily Residence | Bathroom Faucet | 1668 | 2002.39 | Multifamily Residence | FALSE | FALSE |  |  |  | 4427.5068 | 3984.7561 | Multifamily Residence_FALSE | Multifamily Residence_FALSE | Multifamily Residence_ | Multifamily Residence_ | Multifamily Residence_ | unknown | unknownMultifamily Residence_ | unknownMultifamily Residence_FALSE
Water_00004220 | SITE_01153 | Room_00016656 | Bathroom_1 | Bathroom | Bathroom Faucet | 0.88444 | 0.88444 |  | 1 |  | N/A | N/A | N/A | Bag | 0.796 |  | 0.796 |  | WA | Multifamily Residence | Bathroom Faucet | 1668 | 2002.39 | Multifamily Residence | FALSE | FALSE |  |  |  | 1771.0027 | 1593.9024 | Multifamily Residence_FALSE | Multifamily Residence_FALSE | Multifamily Residence_ | Multifamily Residence_ | Multifamily Residence_ | unknown | unknownMultifamily Residence_ | unknownMultifamily Residence_FALSE
Water_00004221 | SITE_01153 | Room_00016656 | Bathroom_1 | Bathroom | Shower | 1.4156 | 1.4156 |  | 1.5 |  | Primary | Daily / Almost Daily | N/A | Bag | 0.8492 |  | 1.274 |  | WA | Multifamily Residence | Shower | 1668 | 2002.39 | Multifamily Residence | TRUE | FALSE | TRUE | TRUE | TRUE | 2834.4943 | 2551.0449 | Multifamily Residence_TRUE | Multifamily Residence_FALSE | Multifamily Residence_TRUE | Multifamily Residence_TRUE | Multifamily Residence_TRUE | <1.5gpm | <1.5gpmMultifamily Residence_TRUE | <1.5gpmMultifamily Residence_TRUE
Water_00004222 | SITE_01147 | Room_00016602 | Kitchen_1 | Kitchen | Kitchen Faucet | 1.8 | 1.5922 | 1.8 | 1.8 |  | N/A | N/A | N/A | Bag | 0.796 |  | 1.433 |  | WA | Multifamily Residence | Kitchen Faucet | 1662 | 2002.39 | Multifamily Residence | FALSE | FALSE |  |  |  | 3604.302 | 2869.4249 | Multifamily Residence_FALSE | Multifamily Residence_FALSE | Multifamily Residence_ | Multifamily Residence_ | Multifamily Residence_ | unknown | unknownMultifamily Residence_ | unknownMultifamily Residence_FALSE
Water_00004223 | SITE_01147 | Room_00016604 | Bathroom_1 | Bathroom | Bathroom Faucet | 2 | 1.3267 | 2 | 1.5 |  | N/A | N/A | N/A | Bag | 0.796 |  | 1.194 |  | WA | Multifamily Residence | Bathroom Faucet | 1662 | 2002.39 | Multifamily Residence | FALSE | FALSE |  |  |  | 4004.78 | 2390.8537 | Multifamily Residence_FALSE | Multifamily Residence_FALSE | Multifamily Residence_ | Multifamily Residence_ | Multifamily Residence_ | unknown | unknownMultifamily Residence_ | unknownMultifamily Residence_FALSE
Water_00004224 | SITE_01147 | Room_00016604 | Bathroom_1 | Bathroom | Shower / Bathtub combo with diverter valve | unknown |  |  |  | Unknown | Primary | A few times per week | I could not obtain reading. | Bag | 0.8492 |  |  | Unknown | WA | Multifamily Residence | Shower | 1662 | 2002.39 | Multifamily Residence | TRUE | TRUE | FALSE | FALSE | FALSE | 0 | 0 | Multifamily Residence_TRUE | Multifamily Residence_TRUE | Multifamily Residence_FALSE | Multifamily Residence_FALSE | Multifamily Residence_FALSE | unknown | unknownMultifamily Residence_FALSE | unknownMultifamily Residence_TRUE
Water_00004225 | SITE_00812 | Room_00014511 | Bathroom_1 | Bathroom | Bathroom Faucet | 2.6533 | 2.6533 |  | 3 |  | N/A | N/A | N/A | Bag | 0.796 |  | 2.388 |  | WA | Multifamily Residence | Bathroom Faucet | 1331 | 2000.27 | Multifamily Residence | FALSE | FALSE |  |  |  | 5307.3831 | 4776.6448 | Multifamily Residence_FALSE | Multifamily Residence_FALSE | Multifamily Residence_ | Multifamily Residence_ | Multifamily Residence_ | unknown | unknownMultifamily Residence_ | unknownMultifamily Residence_FALSE
Water_00004226 | SITE_00812 | Room_00014511 | Bathroom_1 | Bathroom | Shower | 2.3589 | 2.3589 |  | 2.5 |  | Primary | Daily / Almost Daily | N/A | Bag | 0.8492 |  | 2.123 |  | WA | Multifamily Residence | Shower | 1331 | 2000.27 | Multifamily Residence | TRUE | FALSE | TRUE | TRUE | TRUE | 4718.4147 | 4246.5732 | Multifamily Residence_TRUE | Multifamily Residence_FALSE | Multifamily Residence_TRUE | Multifamily Residence_TRUE | Multifamily Residence_TRUE | 2.5gpm | 2.5gpmMultifamily Residence_TRUE | 2.5gpmMultifamily Residence_TRUE
Water_00004227 | SITE_00812 | Room_00014514 | Bathroom_2 | Bathroom | Bathroom Faucet | 2.6533 | 2.6533 |  | 3 |  | N/A | N/A | N/A | Bag | 0.796 |  | 2.388 |  | WA | Multifamily Residence | Bathroom Faucet | 1331 | 2000.27 | Multifamily Residence | FALSE | FALSE |  |  |  | 5307.3831 | 4776.6448 | Multifamily Residence_FALSE | Multifamily Residence_FALSE | Multifamily Residence_ | Multifamily Residence_ | Multifamily Residence_ | unknown | unknownMultifamily Residence_ | unknownMultifamily Residence_FALSE
Water_00004228 | SITE_00812 | Room_00014514 | Bathroom_2 | Bathroom | Shower / Bathtub combo with diverter valve | 2.5 | 2.3589 | 2.5 | 2.5 |  | Secondary | Daily / Almost Daily | N/A | Bag | 0.8492 |  | 2.123 |  | WA | Multifamily Residence | Shower | 1331 | 2000.27 | Multifamily Residence | TRUE | TRUE | TRUE | TRUE | TRUE | 5000.675 | 4246.5732 | Multifamily Residence_TRUE | Multifamily Residence_TRUE | Multifamily Residence_TRUE | Multifamily Residence_TRUE | Multifamily Residence_TRUE | 2.5gpm | 2.5gpmMultifamily Residence_TRUE | 2.5gpmMultifamily Residence_TRUE
Water_00004229 | SITE_00812 | Room_00014516 | Kitchen_1 | Kitchen | Kitchen Faucet | 2.6533 | 2.6533 |  | 3 |  | N/A | N/A | N/A | Bag | 0.796 |  | 2.388 |  | WA | Multifamily Residence | Kitchen Faucet | 1331 | 2000.27 | Multifamily Residence | FALSE | FALSE |  |  |  | 5307.3831 | 4776.6448 | Multifamily Residence_FALSE | Multifamily Residence_FALSE | Multifamily Residence_ | Multifamily Residence_ | Multifamily Residence_ | unknown | unknownMultifamily Residence_ | unknownMultifamily Residence_FALSE
Water_00004230 | SITE_00796 | Room_00014377 | Bathroom_6 | Bathroom | Bathroom Faucet | 2.2 | 2.2111 | 2.2 | 2.5 |  | N/A | N/A | N/A | Bag | 0.796 |  | 1.99 |  | WA | Multifamily Residence | Bathroom Faucet | 1315 | 2002.39 | Multifamily Residence | FALSE | FALSE |  |  |  | 4405.258 | 3984.7561 | Multifamily Residence_FALSE | Multifamily Residence_FALSE | Multifamily Residence_ | Multifamily Residence_ | Multifamily Residence_ | unknown | unknownMultifamily Residence_ | unknownMultifamily Residence_FALSE
Water_00004231 | SITE_00796 | Room_00014377 | Bathroom_6 | Bathroom | Shower | 2.3589 | 2.3589 |  | 2.5 |  | Secondary | A few times per year | N/A | Bag | 0.8492 |  | 2.123 |  | WA | Multifamily Residence | Shower | 1315 | 2002.39 | Multifamily Residence | TRUE | FALSE | TRUE | TRUE | TRUE | 4723.4155 | 4251.074 | Multifamily Residence_TRUE | Multifamily Residence_FALSE | Multifamily Residence_TRUE | Multifamily Residence_TRUE | Multifamily Residence_TRUE | 2.5gpm | 2.5gpmMultifamily Residence_TRUE | 2.5gpmMultifamily Residence_TRUE
Water_00004232 | SITE_01119 | Room_00016302 | Kitchen_1 | Kitchen | Kitchen Faucet | 1.5 | 0.97333 | 1.5 | 1.1 |  | N/A | N/A | N/A | Bag | 0.796 |  | 0.876 |  | WA | Multifamily Residence | Kitchen Faucet | 1634 | 2383.66 | Multifamily Residence | FALSE | FALSE |  |  |  | 3575.49 | 2088.0862 | Multifamily Residence_FALSE | Multifamily Residence_FALSE | Multifamily Residence_ | Multifamily Residence_ | Multifamily Residence_ | unknown | unknownMultifamily Residence_ | unknownMultifamily Residence_FALSE
Water_00004233 | SITE_01119 | Room_00016305 | Bathroom_1 | Bathroom | Bathroom Faucet | 0.97333 | 0.97333 |  | 1.1 |  | N/A | N/A | N/A | Bag | 0.796 |  | 0.876 |  | WA | Multifamily Residence | Bathroom Faucet | 1634 | 2383.66 | Multifamily Residence | FALSE | FALSE |  |  |  | 2320.0957 | 2088.0862 | Multifamily Residence_FALSE | Multifamily Residence_FALSE | Multifamily Residence_ | Multifamily Residence_ | Multifamily Residence_ | unknown | unknownMultifamily Residence_ | unknownMultifamily Residence_FALSE
Water_00004234 | SITE_01119 | Room_00016305 | Bathroom_1 | Bathroom | Shower | 1.5 | 1.51 | 1.5 | 1.6 |  | Primary | Daily / Almost Daily | N/A | Bag | 0.8492 |  | 1.359 |  | WA | Multifamily Residence | Shower | 1634 | 2383.66 | Multifamily Residence | TRUE | FALSE | TRUE | TRUE | TRUE | 3575.49 | 3239.3939 | Multifamily Residence_TRUE | Multifamily Residence_FALSE | Multifamily Residence_TRUE | Multifamily Residence_TRUE | Multifamily Residence_TRUE | 1.5gpm | 1.5gpmMultifamily Residence_TRUE | 1.5gpmMultifamily Residence_TRUE
Water_00004235 | SITE_01120 | Room_00016312 | Bathroom_1 | Bathroom | Shower / Bathtub combo with diverter valve | 2.5 | 3.3022 | 2.5 | 3.5 |  | Primary | Daily / Almost Daily | N/A | Bag | 0.8492 |  | 2.972 |  | WA | Multifamily Residence | Shower | 1635 | 2383.66 | Multifamily Residence | TRUE | TRUE | TRUE | TRUE | TRUE | 5959.15 | 7084.2375 | Multifamily Residence_TRUE | Multifamily Residence_TRUE | Multifamily Residence_TRUE | Multifamily Residence_TRUE | Multifamily Residence_TRUE | 2.5gpm | 2.5gpmMultifamily Residence_TRUE | 2.5gpmMultifamily Residence_TRUE
Water_00004236 | SITE_01120 | Room_00016312 | Bathroom_1 | Bathroom | Bathroom Faucet | 2 | 1.3267 | 2 | 1.5 |  | N/A | N/A | N/A | Bag | 0.796 |  | 1.194 |  | WA | Multifamily Residence | Bathroom Faucet | 1635 | 2383.66 | Multifamily Residence | FALSE | FALSE |  |  |  | 4767.32 | 2846.09 | Multifamily Residence_FALSE | Multifamily Residence_FALSE | Multifamily Residence_ | Multifamily Residence_ | Multifamily Residence_ | unknown | unknownMultifamily Residence_ | unknownMultifamily Residence_FALSE
Water_00004237 | SITE_01129 | Room_00016411 | Bathroom_1 | Bathroom | Bathroom Faucet | 2.2 | 1.9456 | 2.2 | 2.2 |  | N/A | N/A | N/A | Bag | 0.796 |  | 1.751 |  | WA | Multifamily Residence | Bathroom Faucet | 1644 | 2000.27 | Multifamily Residence | FALSE | FALSE |  |  |  | 4400.594 | 3502.4728 | Multifamily Residence_FALSE | Multifamily Residence_FALSE | Multifamily Residence_ | Multifamily Residence_ | Multifamily Residence_ | unknown | unknownMultifamily Residence_ | unknownMultifamily Residence_FALSE
Water_00004238 | SITE_01129 | Room_00016411 | Bathroom_1 | Bathroom | Shower | 1.5 | 1.18 | 1.5 | 1.25 |  | Primary | Daily / Almost Daily | N/A | Bag | 0.8492 |  | 1.062 |  | WA | Multifamily Residence | Shower | 1644 | 2000.27 | Multifamily Residence | TRUE | FALSE | TRUE | TRUE | TRUE | 3000.405 | 2124.2867 | Multifamily Residence_TRUE | Multifamily Residence_FALSE | Multifamily Residence_TRUE | Multifamily Residence_TRUE | Multifamily Residence_TRUE | 1.5gpm | 1.5gpmMultifamily Residence_TRUE | 1.5gpmMultifamily Residence_TRUE
Water_00004239 | SITE_01129 | Room_00016409 | Kitchen_1 | Kitchen | Kitchen Faucet | 1.3267 | 1.3267 |  | 1.5 |  | N/A | N/A | N/A | Bag | 0.796 |  | 1.194 |  | WA | Multifamily Residence | Kitchen Faucet | 1644 | 2000.27 | Multifamily Residence | FALSE | FALSE |  |  |  | 2653.6915 | 2388.3224 | Multifamily Residence_FALSE | Multifamily Residence_FALSE | Multifamily Residence_ | Multifamily Residence_ | Multifamily Residence_ | unknown | unknownMultifamily Residence_ | unknownMultifamily Residence_FALSE
Water_00004240 | SITE_01128 | Room_00016397 | Bathroom_1 | Bathroom | Bathroom Faucet | 2 | 1.1056 | 2 | 1.25 |  | N/A | N/A | N/A | Bag | 0.796 |  | 0.995 |  | WA | Multifamily Residence | Bathroom Faucet | 1643 | 2000.27 | Multifamily Residence | FALSE | FALSE |  |  |  | 4000.54 | 1990.2686 | Multifamily Residence_FALSE | Multifamily Residence_FALSE | Multifamily Residence_ | Multifamily Residence_ | Multifamily Residence_ | unknown | unknownMultifamily Residence_ | unknownMultifamily Residence_FALSE
Water_00004241 | SITE_01128 | Room_00016397 | Bathroom_1 | Bathroom | Shower / Bathtub combo with diverter valve | 2.8311 | 2.8311 |  | 3 |  | Secondary | A few times per week | N/A | Bag | 0.8492 |  | 2.548 |  | WA | Multifamily Residence | Shower | 1643 | 2000.27 | Multifamily Residence | TRUE | TRUE | TRUE | TRUE | TRUE | 5662.9866 | 5096.688 | Multifamily Residence_TRUE | Multifamily Residence_TRUE | Multifamily Residence_TRUE | Multifamily Residence_TRUE | Multifamily Residence_TRUE | gt2.5gpm | gt2.5gpmMultifamily Residence_TRUE | gt2.5gpmMultifamily Residence_TRUE
Water_00004242 | SITE_01128 | Room_00016399 | Bathroom_2 | Bathroom | Bathroom Faucet | 2 | 1.1056 | 2 | 1.25 |  | N/A | N/A | N/A | Bag | 0.796 |  | 0.995 |  | WA | Multifamily Residence | Bathroom Faucet | 1643 | 2000.27 | Multifamily Residence | FALSE | FALSE |  |  |  | 4000.54 | 1990.2686 | Multifamily Residence_FALSE | Multifamily Residence_FALSE | Multifamily Residence_ | Multifamily Residence_ | Multifamily Residence_ | unknown | unknownMultifamily Residence_ | unknownMultifamily Residence_FALSE
Water_00004243 | SITE_01128 | Room_00016399 | Bathroom_2 | Bathroom | Shower | 2.3589 | 2.3589 |  | 2.5 |  | Primary | Daily / Almost Daily | N/A | Bag | 0.8492 |  | 2.123 |  | WA | Multifamily Residence | Shower | 1643 | 2000.27 | Multifamily Residence | TRUE | FALSE | TRUE | TRUE | TRUE | 4718.4147 | 4246.5732 | Multifamily Residence_TRUE | Multifamily Residence_FALSE | Multifamily Residence_TRUE | Multifamily Residence_TRUE | Multifamily Residence_TRUE | 2.5gpm | 2.5gpmMultifamily Residence_TRUE | 2.5gpmMultifamily Residence_TRUE
Water_00004244 | SITE_01128 | Room_00016402 | Kitchen_1 | Kitchen | Kitchen Faucet | 2 | 2.6533 | 2 | 3 |  | N/A | N/A | N/A | Bag | 0.796 |  | 2.388 |  | WA | Multifamily Residence | Kitchen Faucet | 1643 | 2000.27 | Multifamily Residence | FALSE | FALSE |  |  |  | 4000.54 | 4776.6448 | Multifamily Residence_FALSE | Multifamily Residence_FALSE | Multifamily Residence_ | Multifamily Residence_ | Multifamily Residence_ | unknown | unknownMultifamily Residence_ | unknownMultifamily Residence_FALSE
Water_00004245 | SITE_01207 | Room_00017192 | Kitchen_1 | Kitchen | Kitchen Faucet | 1.8 | 1.7689 | 1.8 | 2 |  | N/A | N/A | N/A | Bag | 0.796 |  | 1.592 |  | WA | Single Family | Kitchen Faucet | 1722 | 10259.39 | Single Family | FALSE | FALSE |  |  |  | 18466.902 | 16332.9489 | Single Family_FALSE | Single Family_FALSE | Single Family_ | Single Family_ | Single Family_ | unknown | unknownSingle Family_ | unknownSingle Family_FALSE
Water_00004246 | SITE_01207 | Room_00017195 | Bathroom_1 | Bathroom | Bathroom Faucet | 1.2378 | 1.2378 |  | 1.4 |  | N/A | N/A | N/A | Bag | 0.796 |  | 1.114 |  | WA | Single Family | Bathroom Faucet | 1722 | 10259.39 | Single Family | FALSE | FALSE |  |  |  | 12698.845 | 11428.9605 | Single Family_FALSE | Single Family_FALSE | Single Family_ | Single Family_ | Single Family_ | unknown | unknownSingle Family_ | unknownSingle Family_FALSE
Water_00004247 | SITE_01207 | Room_00017195 | Bathroom_1 | Bathroom | Shower / Bathtub combo with diverter valve | 2 | 2.8311 | 2 | 3 |  | Primary | Daily / Almost Daily | N/A | Bag | 0.8492 |  | 2.548 |  | WA | Single Family | Shower | 1722 | 10259.39 | Single Family | TRUE | TRUE | TRUE | TRUE | TRUE | 20518.78 | 26140.9257 | Single Family_TRUE | Single Family_TRUE | Single Family_TRUE | Single Family_TRUE | Single Family_TRUE | 2.0gpm | 2.0gpmSingle Family_TRUE | 2.0gpmSingle Family_TRUE
Water_00004248 | SITE_01187 | Room_00016925 | Kitchen_1 | Kitchen | Kitchen Faucet | 2.2 | 1.9456 | 2.2 | 2.2 |  | N/A | N/A | N/A | Bag | 0.796 |  | 1.751 |  | WA | Multifamily Residence | Kitchen Faucet | 1702 | 2804.94 | Multifamily Residence | FALSE | FALSE |  |  |  | 6170.868 | 4911.4499 | Multifamily Residence_FALSE | Multifamily Residence_FALSE | Multifamily Residence_ | Multifamily Residence_ | Multifamily Residence_ | unknown | unknownMultifamily Residence_ | unknownMultifamily Residence_FALSE
Water_00004249 | SITE_01187 | Room_00016930 | Bathroom_1 | Bathroom | Shower / Bathtub combo with diverter valve | 2.5 | 2.2644 | 2.5 | 2.4 |  | Primary | Daily / Almost Daily | N/A | Bag | 0.8492 |  | 2.038 |  | WA | Multifamily Residence | Shower | 1702 | 2804.94 | Multifamily Residence | TRUE | TRUE | TRUE | TRUE | TRUE | 7012.35 | 5716.4677 | Multifamily Residence_TRUE | Multifamily Residence_TRUE | Multifamily Residence_TRUE | Multifamily Residence_TRUE | Multifamily Residence_TRUE | 2.5gpm | 2.5gpmMultifamily Residence_TRUE | 2.5gpmMultifamily Residence_TRUE
Water_00004250 | SITE_01187 | Room_00016930 | Bathroom_1 | Bathroom | Bathroom Faucet | 1.5 |  | 1.5 |  | Unknown | N/A | N/A | Doesn't turn on | Bag | 0.796 |  |  | Unknown | WA | Multifamily Residence | Bathroom Faucet | 1702 | 2804.94 | Multifamily Residence | FALSE | FALSE |  |  |  | 4207.41 | 0 | Multifamily Residence_FALSE | Multifamily Residence_FALSE | Multifamily Residence_ | Multifamily Residence_ | Multifamily Residence_ | unknown | unknownMultifamily Residence_ | unknownMultifamily Residence_FALSE
Water_00004251 | SITE_00078 | Room_00007152 | Kitchen_2 | Kitchen | Kitchen Faucet | 2.2 | 1.3267 | 2.2 | 1.5 |  | N/A | N/A | N/A | Bag | 0.796 |  | 1.194 |  | WA | Multifamily Residence | Kitchen Faucet | 601 | 2804.94 | Multifamily Residence | FALSE | FALSE |  |  |  | 6170.868 | 3349.0984 | Multifamily Residence_FALSE | Multifamily Residence_FALSE | Multifamily Residence_ | Multifamily Residence_ | Multifamily Residence_ | unknown | unknownMultifamily Residence_ | unknownMultifamily Residence_FALSE
Water_00004252 | SITE_00078 | Room_00007154 | Bathroom_6 | Bathroom | Bathroom Faucet | 2.2 | 2.0344 | 2.2 | 2.3 |  | N/A | N/A | N/A | Bag | 0.796 |  | 1.831 |  | WA | Multifamily Residence | Bathroom Faucet | 601 | 2804.94 | Multifamily Residence | FALSE | FALSE |  |  |  | 6170.868 | 5135.8451 | Multifamily Residence_FALSE | Multifamily Residence_FALSE | Multifamily Residence_ | Multifamily Residence_ | Multifamily Residence_ | unknown | unknownMultifamily Residence_ | unknownMultifamily Residence_FALSE
Water_00004253 | SITE_00078 | Room_00007154 | Bathroom_6 | Bathroom | Shower / Bathtub combo with diverter valve | 2.5 | 2.8311 | 2.5 | 3 |  | Primary | Daily / Almost Daily | N/A | Bag | 0.8492 |  | 2.548 |  | WA | Multifamily Residence | Shower | 601 | 2804.94 | Multifamily Residence | TRUE | TRUE | TRUE | TRUE | TRUE | 7012.35 | 7146.9871 | Multifamily Residence_TRUE | Multifamily Residence_TRUE | Multifamily Residence_TRUE | Multifamily Residence_TRUE | Multifamily Residence_TRUE | 2.5gpm | 2.5gpmMultifamily Residence_TRUE | 2.5gpmMultifamily Residence_TRUE
Water_00004254 | SITE_01134 | Room_00016461 | Family Room_1 | Family Room | Kitchen Faucet | 2 | 1.3267 | 2 | 1.5 |  | N/A | N/A | N/A | Bag | 0.796 |  | 1.194 |  | WA | Multifamily Residence | Kitchen Faucet | 1649 | 2002.11 | Multifamily Residence | FALSE | FALSE |  |  |  | 4004.22 | 2390.5193 | Multifamily Residence_FALSE | Multifamily Residence_FALSE | Multifamily Residence_ | Multifamily Residence_ | Multifamily Residence_ | unknown | unknownMultifamily Residence_ | unknownMultifamily Residence_FALSE
Water_00004255 | SITE_01134 | Room_00016463 | Bathroom_1 | Bathroom | Shower / Bathtub combo with diverter valve | 2.5 | 2.4533 | 2.5 | 2.6 |  | Primary | Daily / Almost Daily | N/A | Bag | 0.8492 |  | 2.208 |  | WA | Multifamily Residence | Shower | 1649 | 2002.11 | Multifamily Residence | TRUE | TRUE | TRUE | TRUE | TRUE | 5005.275 | 4420.6589 | Multifamily Residence_TRUE | Multifamily Residence_TRUE | Multifamily Residence_TRUE | Multifamily Residence_TRUE | Multifamily Residence_TRUE | 2.5gpm | 2.5gpmMultifamily Residence_TRUE | 2.5gpmMultifamily Residence_TRUE
Water_00004256 | SITE_01134 | Room_00016463 | Bathroom_1 | Bathroom | Bathroom Faucet | 2 | 3.2722 | 2 | 3.7 |  | N/A | N/A | N/A | Bag | 0.796 |  | 2.945 |  | WA | Multifamily Residence | Bathroom Faucet | 1649 | 2002.11 | Multifamily Residence | FALSE | FALSE |  |  |  | 4004.22 | 5896.2139 | Multifamily Residence_FALSE | Multifamily Residence_FALSE | Multifamily Residence_ | Multifamily Residence_ | Multifamily Residence_ | unknown | unknownMultifamily Residence_ | unknownMultifamily Residence_FALSE
Water_00004257 | SITE_01134 | Room_00016463 | Bathroom_1 | Bathroom | Bathroom Faucet | 2 | 1.8578 | 2 | 2.1 |  | N/A | N/A | N/A | Bag | 0.796 |  | 1.672 |  | WA | Multifamily Residence | Bathroom Faucet | 1649 | 2002.11 | Multifamily Residence | FALSE | FALSE |  |  |  | 4004.22 | 3347.5279 | Multifamily Residence_FALSE | Multifamily Residence_FALSE | Multifamily Residence_ | Multifamily Residence_ | Multifamily Residence_ | unknown | unknownMultifamily Residence_ | unknownMultifamily Residence_FALSE
Water_00004258 | SITE_01134 | Room_00016465 | Bathroom_2 | Bathroom | Shower / Bathtub combo with diverter valve | 2 | 1.8867 | 2 | 2 |  | Secondary | A few times per year | N/A | Bag | 0.8492 |  | 1.698 |  | WA | Multifamily Residence | Shower | 1649 | 2002.11 | Multifamily Residence | TRUE | TRUE | TRUE | TRUE | TRUE | 4004.22 | 3399.5828 | Multifamily Residence_TRUE | Multifamily Residence_TRUE | Multifamily Residence_TRUE | Multifamily Residence_TRUE | Multifamily Residence_TRUE | 2.0gpm | 2.0gpmMultifamily Residence_TRUE | 2.0gpmMultifamily Residence_TRUE
Water_00004259 | SITE_01134 | Room_00016465 | Bathroom_2 | Bathroom | Bathroom Faucet | 2 | 2.2111 | 2 | 2.5 |  | N/A | N/A | N/A | Bag | 0.796 |  | 1.99 |  | WA | Multifamily Residence | Bathroom Faucet | 1649 | 2002.11 | Multifamily Residence | FALSE | FALSE |  |  |  | 4004.22 | 3984.1989 | Multifamily Residence_FALSE | Multifamily Residence_FALSE | Multifamily Residence_ | Multifamily Residence_ | Multifamily Residence_ | unknown | unknownMultifamily Residence_ | unknownMultifamily Residence_FALSE
Water_00004260 | SITE_00075 | Room_00007123 | Kitchen_1 | Kitchen | Kitchen Faucet | 1.9456 | 1.9456 |  | 2.2 |  | N/A | N/A | N/A | Bag | 0.796 |  | 1.751 |  | WA | Multifamily Residence | Kitchen Faucet | 598 | 2002.11 | Multifamily Residence | FALSE | FALSE |  |  |  | 3895.2162 | 3505.6946 | Multifamily Residence_FALSE | Multifamily Residence_FALSE | Multifamily Residence_ | Multifamily Residence_ | Multifamily Residence_ | unknown | unknownMultifamily Residence_ | unknownMultifamily Residence_FALSE
Water_00004261 | SITE_00075 | Room_00007127 | Bathroom_1 | Bathroom | Shower / Bathtub combo with diverter valve | 1.5 | 1.3211 | 1.5 | 1.4 |  | Primary | Daily / Almost Daily | N/A | Bag | 0.8492 |  | 1.189 |  | WA | Multifamily Residence | Shower | 598 | 2002.11 | Multifamily Residence | TRUE | TRUE | TRUE | TRUE | TRUE | 3003.165 | 2380.5088 | Multifamily Residence_TRUE | Multifamily Residence_TRUE | Multifamily Residence_TRUE | Multifamily Residence_TRUE | Multifamily Residence_TRUE | 1.5gpm | 1.5gpmMultifamily Residence_TRUE | 1.5gpmMultifamily Residence_TRUE
Water_00004262 | SITE_00075 | Room_00007127 | Bathroom_1 | Bathroom | Bathroom Faucet | 1.5 | 1.5033 | 1.5 | 1.7 |  | N/A | N/A | N/A | Bag | 0.796 |  | 1.353 |  | WA | Multifamily Residence | Bathroom Faucet | 598 | 2002.11 | Multifamily Residence | FALSE | FALSE |  |  |  | 3003.165 | 2708.8548 | Multifamily Residence_FALSE | Multifamily Residence_FALSE | Multifamily Residence_ | Multifamily Residence_ | Multifamily Residence_ | unknown | unknownMultifamily Residence_ | unknownMultifamily Residence_FALSE
Water_00004263 | SITE_00003 | Room_00006402 | Kitchen_1 | Kitchen | Bathroom Faucet | 2.2 | 2.0344 | 2.2 | 2.3 |  | N/A | N/A | N/A | Bag | 0.796 |  | 1.831 |  | WA | Manufactured | Bathroom Faucet | 526 | 997.59 | Manufactured | FALSE | FALSE |  |  |  | 2194.698 | 1826.5873 | Manufactured_FALSE | Manufactured_FALSE | Manufactured_ | Manufactured_ | Manufactured_ | unknown | unknownManufactured_ | unknownManufactured_FALSE
Water_00004264 | SITE_00003 | Room_00006404 | Bathroom_1 | Bathroom | Bathroom Faucet | 2.2 | 2.1222 | 2.2 | 2.4 |  | N/A | N/A | N/A | Bag | 0.796 |  | 1.91 |  | WA | Manufactured | Bathroom Faucet | 526 | 997.59 | Manufactured | FALSE | FALSE |  |  |  | 2194.698 | 1905.3969 | Manufactured_FALSE | Manufactured_FALSE | Manufactured_ | Manufactured_ | Manufactured_ | unknown | unknownManufactured_ | unknownManufactured_FALSE
Water_00004265 | SITE_00003 | Room_00006404 | Bathroom_1 | Bathroom | Shower | 1.75 | 1.51 | 1.75 | 1.6 |  | Primary | Daily / Almost Daily | N/A | Bag | 0.8492 |  | 1.359 |  | WA | Manufactured | Shower | 526 | 997.59 | Manufactured | TRUE | FALSE | TRUE | TRUE | TRUE | 1745.7825 | 1355.7248 | Manufactured_TRUE | Manufactured_FALSE | Manufactured_TRUE | Manufactured_TRUE | Manufactured_TRUE | 1.8gpm | 1.8gpmManufactured_TRUE | 1.8gpmManufactured_TRUE
Water_00004266 | SITE_00008 | Room_00006466 | Kitchen_1 | Kitchen | Kitchen Faucet | 2.2111 | 2.2111 |  | 2.5 |  | N/A | N/A | N/A | Bag | 0.796 |  | 1.99 |  | WA | Single Family | Kitchen Faucet | 531 | 3801.52 | Single Family | FALSE | FALSE |  |  |  | 8405.5831 | 7565.0248 | Single Family_FALSE | Single Family_FALSE | Single Family_ | Single Family_ | Single Family_ | unknown | unknownSingle Family_ | unknownSingle Family_FALSE
Water_00004267 | SITE_01135 | Room_00016468 | Bathroom_6 | Bathroom | Bathroom Faucet | 1.5 | 0.53111 | 1.5 | 0.6 |  | N/A | N/A | N/A | Bag | 0.796 |  | 0.478 |  | WA | Multifamily Residence | Bathroom Faucet | 1650 | 2002.11 | Multifamily Residence | FALSE | FALSE |  |  |  | 3003.165 | 957.0086 | Multifamily Residence_FALSE | Multifamily Residence_FALSE | Multifamily Residence_ | Multifamily Residence_ | Multifamily Residence_ | unknown | unknownMultifamily Residence_ | unknownMultifamily Residence_FALSE
Water_00004268 | SITE_01135 | Room_00016468 | Bathroom_6 | Bathroom | Shower / Bathtub combo with diverter valve | 2.5 | 1.4156 | 2.5 | 1.5 |  | Primary | Daily / Almost Daily | N/A | Bag | 0.8492 |  | 1.274 |  | WA | Multifamily Residence | Shower | 1650 | 2002.11 | Multifamily Residence | TRUE | TRUE | TRUE | TRUE | TRUE | 5005.275 | 2550.6881 | Multifamily Residence_TRUE | Multifamily Residence_TRUE | Multifamily Residence_TRUE | Multifamily Residence_TRUE | Multifamily Residence_TRUE | 2.5gpm | 2.5gpmMultifamily Residence_TRUE | 2.5gpmMultifamily Residence_TRUE
Water_00004269 | SITE_01135 | Room_00016470 | Bathroom_7 | Bathroom | Bathroom Faucet | 1.5 | 0.44222 | 1.5 | 0.5 |  | N/A | N/A | N/A | Bag | 0.796 |  | 0.398 |  | WA | Multifamily Residence | Bathroom Faucet | 1650 | 2002.11 | Multifamily Residence | FALSE | FALSE |  |  |  | 3003.165 | 796.8398 | Multifamily Residence_FALSE | Multifamily Residence_FALSE | Multifamily Residence_ | Multifamily Residence_ | Multifamily Residence_ | unknown | unknownMultifamily Residence_ | unknownMultifamily Residence_FALSE
Water_00004270 | SITE_01135 | Room_00016470 | Bathroom_7 | Bathroom | Shower / Bathtub combo with diverter valve | 2.5 | 1.3211 | 2.5 | 1.4 |  | Secondary | A few times per week | N/A | Bag | 0.8492 |  | 1.189 |  | WA | Multifamily Residence | Shower | 1650 | 2002.11 | Multifamily Residence | TRUE | TRUE | TRUE | TRUE | TRUE | 5005.275 | 2380.5088 | Multifamily Residence_TRUE | Multifamily Residence_TRUE | Multifamily Residence_TRUE | Multifamily Residence_TRUE | Multifamily Residence_TRUE | 2.5gpm | 2.5gpmMultifamily Residence_TRUE | 2.5gpmMultifamily Residence_TRUE
Water_00004271 | SITE_00007 | Room_00006452 | Bathroom_6 | Bathroom | Shower | unknown |  |  |  | Unknown | Never / rarely used | Never | No showerhead | Bag | 0.8492 |  |  | Unknown | WA | Manufactured | Shower | 530 | 997.59 | Manufactured | TRUE | FALSE | FALSE | FALSE | FALSE | 0 | 0 | Manufactured_TRUE | Manufactured_FALSE | Manufactured_FALSE | Manufactured_FALSE | Manufactured_FALSE | unknown | unknownManufactured_FALSE | unknownManufactured_TRUE
Water_00004272 | SITE_00007 | Room_00006452 | Bathroom_6 | Bathroom | Bathtub | unknown |  |  |  | N/A | N/A | N/A | N/A | Unknown |  | N/A |  | N/A | WA | Manufactured | Bathtub | 530 | 997.59 | Manufactured | FALSE | FALSE |  |  |  | 0 | 0 | Manufactured_FALSE | Manufactured_FALSE | Manufactured_ | Manufactured_ | Manufactured_ | unknown | unknownManufactured_ | unknownManufactured_FALSE
Water_00004273 | SITE_00007 | Room_00006452 | Bathroom_6 | Bathroom | Bathroom Faucet | 2.5 | 2.2111 | 2.5 | 2.5 |  | N/A | N/A | N/A | Bag | 0.796 |  | 1.99 |  | WA | Manufactured | Bathroom Faucet | 530 | 997.59 | Manufactured | FALSE | FALSE |  |  |  | 2493.975 | 1985.2041 | Manufactured_FALSE | Manufactured_FALSE | Manufactured_ | Manufactured_ | Manufactured_ | unknown | unknownManufactured_ | unknownManufactured_FALSE
Water_00004274 | SITE_00007 | Room_00006452 | Bathroom_6 | Bathroom | Bathroom Faucet | 2.5 | 2.2111 | 2.5 | 2.5 |  | N/A | N/A | N/A | Bag | 0.796 |  | 1.99 |  | WA | Manufactured | Bathroom Faucet | 530 | 997.59 | Manufactured | FALSE | FALSE |  |  |  | 2493.975 | 1985.2041 | Manufactured_FALSE | Manufactured_FALSE | Manufactured_ | Manufactured_ | Manufactured_ | unknown | unknownManufactured_ | unknownManufactured_FALSE
Water_00004275 | SITE_00043 | Room_00006844 | Kitchen_1 | Kitchen | Kitchen Faucet | 2.2 | 2.3878 | 2.2 | 2.7 |  | N/A | N/A | N/A | Bag | 0.796 |  | 2.149 |  | WA | Multifamily Residence | Kitchen Faucet | 566 | 2002.11 | Multifamily Residence | FALSE | FALSE |  |  |  | 4404.642 | 4302.5344 | Multifamily Residence_FALSE | Multifamily Residence_FALSE | Multifamily Residence_ | Multifamily Residence_ | Multifamily Residence_ | unknown | unknownMultifamily Residence_ | unknownMultifamily Residence_FALSE
Water_00004276 | SITE_01142 | Room_00016551 | Bathroom_6 | Bathroom | Bathroom Faucet | 2 | 1.5033 | 2 | 1.7 |  | N/A | N/A | N/A | Bag | 0.796 |  | 1.353 |  | WA | Multifamily Residence | Bathroom Faucet | 1657 | 2002.11 | Multifamily Residence | FALSE | FALSE |  |  |  | 4004.22 | 2708.8548 | Multifamily Residence_FALSE | Multifamily Residence_FALSE | Multifamily Residence_ | Multifamily Residence_ | Multifamily Residence_ | unknown | unknownMultifamily Residence_ | unknownMultifamily Residence_FALSE
Water_00004277 | SITE_01142 | Room_00016551 | Bathroom_6 | Bathroom | Shower / Bathtub combo with diverter valve | 1.5 | 1.2267 | 1.5 | 1.3 |  | Primary | Daily / Almost Daily | N/A | Bag | 0.8492 |  | 1.104 |  | WA | Multifamily Residence | Shower | 1657 | 2002.11 | Multifamily Residence | TRUE | TRUE | TRUE | TRUE | TRUE | 3003.165 | 2210.3294 | Multifamily Residence_TRUE | Multifamily Residence_TRUE | Multifamily Residence_TRUE | Multifamily Residence_TRUE | Multifamily Residence_TRUE | 1.5gpm | 1.5gpmMultifamily Residence_TRUE | 1.5gpmMultifamily Residence_TRUE
Water_00004278 | SITE_00176 | Room_00008170 | Bathroom_6 | Bathroom | Shower | 2 | 1.4156 | 2 | 1.5 |  | Secondary | A few times per month | N/A | Bag | 0.8492 |  | 1.274 |  | WA | Single Family | Shower | 696 | 3801.52 | Single Family | TRUE | FALSE | TRUE | TRUE | TRUE | 7603.04 | 4843.1365 | Single Family_TRUE | Single Family_FALSE | Single Family_TRUE | Single Family_TRUE | Single Family_TRUE | 2.0gpm | 2.0gpmSingle Family_TRUE | 2.0gpmSingle Family_TRUE
Water_00004279 | SITE_00176 | Room_00008170 | Bathroom_6 | Bathroom | Bathroom Faucet | 1.2 | 1.15 | 1.2 | 1.3 |  | N/A | N/A | N/A | Bag | 0.796 |  | 1.035 |  | WA | Single Family | Bathroom Faucet | 696 | 3801.52 | Single Family | FALSE | FALSE |  |  |  | 4561.824 | 3934.5732 | Single Family_FALSE | Single Family_FALSE | Single Family_ | Single Family_ | Single Family_ | unknown | unknownSingle Family_ | unknownSingle Family_FALSE
Water_00004280 | SITE_00174 | Room_00008148 | Bathroom_1 | Bathroom | Bathroom Faucet | 2.2 | 1.9456 | 2.2 | 2.2 |  | N/A | N/A | N/A | Bag | 0.796 |  | 1.751 |  | WA | Single Family | Bathroom Faucet | 695 | 3801.52 | Single Family | FALSE | FALSE |  |  |  | 8363.344 | 6656.4615 | Single Family_FALSE | Single Family_FALSE | Single Family_ | Single Family_ | Single Family_ | unknown | unknownSingle Family_ | unknownSingle Family_FALSE
Water_00004281 | SITE_00174 | Room_00008149 | Kitchen_1 | Kitchen | Kitchen Faucet | 1.7689 | 1.7689 |  | 2 |  | N/A | N/A | N/A | Bag | 0.796 |  | 1.592 |  | WA | Single Family | Kitchen Faucet | 695 | 3801.52 | Single Family | FALSE | FALSE |  |  |  | 6724.4665 | 6052.0198 | Single Family_FALSE | Single Family_FALSE | Single Family_ | Single Family_ | Single Family_ | unknown | unknownSingle Family_ | unknownSingle Family_FALSE
Water_00004282 | SITE_00174 | Room_00008151 | Bathroom_2 | Bathroom | Shower / Bathtub combo with diverter valve | 2.5 | 1.4156 | 2.5 | 1.5 |  | All used about the same | Daily / Almost Daily | N/A | Bag | 0.8492 |  | 1.274 |  | WA | Single Family | Shower | 695 | 3801.52 | Single Family | TRUE | TRUE | TRUE | TRUE | TRUE | 9503.8 | 4843.1365 | Single Family_TRUE | Single Family_TRUE | Single Family_TRUE | Single Family_TRUE | Single Family_TRUE | 2.5gpm | 2.5gpmSingle Family_TRUE | 2.5gpmSingle Family_TRUE
Water_00004283 | SITE_00174 | Room_00008151 | Bathroom_2 | Bathroom | Bathroom Faucet | 1.3267 | 1.3267 |  | 1.5 |  | N/A | N/A | N/A | Bag | 0.796 |  | 1.194 |  | WA | Single Family | Bathroom Faucet | 695 | 3801.52 | Single Family | FALSE | FALSE |  |  |  | 5043.3499 | 4539.0149 | Single Family_FALSE | Single Family_FALSE | Single Family_ | Single Family_ | Single Family_ | unknown | unknownSingle Family_ | unknownSingle Family_FALSE
Water_00004284 | SITE_00073 | Room_00007098 | Bathroom_1 | Bathroom | Shower | 2.5 | 2.8311 | 2.5 | 3 |  | Primary | Daily / Almost Daily | N/A | Bag | 0.8492 |  | 2.548 |  | WA | Single Family | Shower | 596 | 3801.52 | Single Family | TRUE | FALSE | TRUE | TRUE | TRUE | 9503.8 | 9686.273 | Single Family_TRUE | Single Family_FALSE | Single Family_TRUE | Single Family_TRUE | Single Family_TRUE | 2.5gpm | 2.5gpmSingle Family_TRUE | 2.5gpmSingle Family_TRUE
Water_00004285 | SITE_00073 | Room_00007098 | Bathroom_1 | Bathroom | Bathtub | unknown |  |  |  | N/A | N/A | N/A | N/A | Unknown |  | N/A |  | N/A | WA | Single Family | Bathtub | 596 | 3801.52 | Single Family | FALSE | FALSE |  |  |  | 0 | 0 | Single Family_FALSE | Single Family_FALSE | Single Family_ | Single Family_ | Single Family_ | unknown | unknownSingle Family_ | unknownSingle Family_FALSE
Water_00004286 | SITE_00073 | Room_00007098 | Bathroom_1 | Bathroom | Bathroom Faucet | 2.0344 | 2.0344 |  | 2.3 |  | N/A | N/A | N/A | Bag | 0.796 |  | 1.831 |  | WA | Single Family | Bathroom Faucet | 596 | 3801.52 | Single Family | FALSE | FALSE |  |  |  | 7733.9812 | 6960.5831 | Single Family_FALSE | Single Family_FALSE | Single Family_ | Single Family_ | Single Family_ | unknown | unknownSingle Family_ | unknownSingle Family_FALSE
Water_00004287 | SITE_00073 | Room_00007098 | Bathroom_1 | Bathroom | Bathroom Faucet | 2.0344 | 2.0344 |  | 2.3 |  | N/A | N/A | N/A | Bag | 0.796 |  | 1.831 |  | WA | Single Family | Bathroom Faucet | 596 | 3801.52 | Single Family | FALSE | FALSE |  |  |  | 7733.9812 | 6960.5831 | Single Family_FALSE | Single Family_FALSE | Single Family_ | Single Family_ | Single Family_ | unknown | unknownSingle Family_ | unknownSingle Family_FALSE
Water_00004288 | SITE_00073 | Room_00007103 | Bathroom_2 | Bathroom | Shower / Bathtub combo with diverter valve | 2.5 | 2.3589 | 2.5 | 2.5 |  | Secondary | A few times per week | N/A | Bag | 0.8492 |  | 2.123 |  | WA | Single Family | Shower | 596 | 3801.52 | Single Family | TRUE | TRUE | TRUE | TRUE | TRUE | 9503.8 | 8070.627 | Single Family_TRUE | Single Family_TRUE | Single Family_TRUE | Single Family_TRUE | Single Family_TRUE | 2.5gpm | 2.5gpmSingle Family_TRUE | 2.5gpmSingle Family_TRUE
Water_00004289 | SITE_00073 | Room_00007103 | Bathroom_2 | Bathroom | Bathroom Faucet | 1.3267 | 1.3267 |  | 1.5 |  | N/A | N/A | N/A | Bag | 0.796 |  | 1.194 |  | WA | Single Family | Bathroom Faucet | 596 | 3801.52 | Single Family | FALSE | FALSE |  |  |  | 5043.3499 | 4539.0149 | Single Family_FALSE | Single Family_FALSE | Single Family_ | Single Family_ | Single Family_ | unknown | unknownSingle Family_ | unknownSingle Family_FALSE
Water_00004290 | SITE_00073 | Room_00007107 | Kitchen_1 | Kitchen | Kitchen Faucet | 2.2 | 2.1222 | 2.2 | 2.4 |  | N/A | N/A | N/A | Bag | 0.796 |  | 1.91 |  | WA | Single Family | Kitchen Faucet | 596 | 3801.52 | Single Family | FALSE | FALSE |  |  |  | 8363.344 | 7260.9032 | Single Family_FALSE | Single Family_FALSE | Single Family_ | Single Family_ | Single Family_ | unknown | unknownSingle Family_ | unknownSingle Family_FALSE
Water_00004291 | SITE_00073 | Room_00007109 | Bathroom_4 | Bathroom | Bathroom Faucet | 1.9456 | 1.9456 |  | 2.2 |  | N/A | N/A | N/A | Bag | 0.796 |  | 1.751 |  | WA | Single Family | Bathroom Faucet | 596 | 3801.52 | Single Family | FALSE | FALSE |  |  |  | 7396.0684 | 6656.4615 | Single Family_FALSE | Single Family_FALSE | Single Family_ | Single Family_ | Single Family_ | unknown | unknownSingle Family_ | unknownSingle Family_FALSE
Water_00004292 | SITE_00073 | Room_00007111 | Bathroom_3 | Bathroom | Bathroom Faucet | 2.2 | 1.7689 | 2.2 | 2 |  | N/A | N/A | N/A | Bag | 0.796 |  | 1.592 |  | WA | Single Family | Bathroom Faucet | 596 | 3801.52 | Single Family | FALSE | FALSE |  |  |  | 8363.344 | 6052.0198 | Single Family_FALSE | Single Family_FALSE | Single Family_ | Single Family_ | Single Family_ | unknown | unknownSingle Family_ | unknownSingle Family_FALSE
Water_00004293 | SITE_01151 | Room_00016627 | Bathroom_6 | Bathroom | Bathroom Faucet | 1.5 | 1.7689 | 1.5 | 2 |  | N/A | N/A | N/A | Bag | 0.796 |  | 1.592 |  | WA | Single Family | Bathroom Faucet | 1666 | 2259.17 | Single Family | FALSE | FALSE |  |  |  | 3388.755 | 3596.5986 | Single Family_FALSE | Single Family_FALSE | Single Family_ | Single Family_ | Single Family_ | unknown | unknownSingle Family_ | unknownSingle Family_FALSE
Water_00004294 | SITE_01151 | Room_00016627 | Bathroom_6 | Bathroom | Shower / Bathtub combo with diverter valve | unknown |  |  |  | Unknown | Primary | Daily / Almost Daily | Unknown | Bag | 0.8492 |  |  | Unknown | WA | Single Family | Shower | 1666 | 2259.17 | Single Family | TRUE | TRUE | FALSE | FALSE | FALSE | 0 | 0 | Single Family_TRUE | Single Family_TRUE | Single Family_FALSE | Single Family_FALSE | Single Family_FALSE | unknown | unknownSingle Family_FALSE | unknownSingle Family_TRUE
Water_00004295 | SITE_01170 | Room_00016785 | Bathroom_6 | Bathroom | Shower | 2.5 | 3.0667 | 2.5 | 3.25 |  | Secondary | A few times per year | Master bath currently not in use | Bag | 0.8492 |  | 2.76 |  | WA | Multifamily Residence | Shower | 1685 | 2000.27 | Multifamily Residence | TRUE | FALSE | TRUE | TRUE | TRUE | 5000.675 | 5520.7452 | Multifamily Residence_TRUE | Multifamily Residence_FALSE | Multifamily Residence_TRUE | Multifamily Residence_TRUE | Multifamily Residence_TRUE | 2.5gpm | 2.5gpmMultifamily Residence_TRUE | 2.5gpmMultifamily Residence_TRUE
Water_00004296 | SITE_01170 | Room_00016785 | Bathroom_6 | Bathroom | Bathroom Faucet | 3.98 | 3.98 |  | 4.5 |  | N/A | N/A | N/A | Bag | 0.796 |  | 3.582 |  | WA | Multifamily Residence | Bathroom Faucet | 1685 | 2000.27 | Multifamily Residence | FALSE | FALSE |  |  |  | 7961.0746 | 7164.9671 | Multifamily Residence_FALSE | Multifamily Residence_FALSE | Multifamily Residence_ | Multifamily Residence_ | Multifamily Residence_ | unknown | unknownMultifamily Residence_ | unknownMultifamily Residence_FALSE
Water_00004297 | SITE_01170 | Room_00016786 | Bathroom_7 | Bathroom | Bathroom Faucet | 3.98 | 3.98 |  | 4.5 |  | N/A | N/A | N/A | Bag | 0.796 |  | 3.582 |  | WA | Multifamily Residence | Bathroom Faucet | 1685 | 2000.27 | Multifamily Residence | FALSE | FALSE |  |  |  | 7961.0746 | 7164.9671 | Multifamily Residence_FALSE | Multifamily Residence_FALSE | Multifamily Residence_ | Multifamily Residence_ | Multifamily Residence_ | unknown | unknownMultifamily Residence_ | unknownMultifamily Residence_FALSE
Water_00004298 | SITE_01170 | Room_00016786 | Bathroom_7 | Bathroom | Shower / Bathtub combo with diverter valve | 2.5 |  | 2.5 |  | Unknown | Primary | Daily / Almost Daily | Could not measure | Bag | 0.8492 |  |  | Unknown | WA | Multifamily Residence | Shower | 1685 | 2000.27 | Multifamily Residence | TRUE | TRUE | TRUE | FALSE | FALSE | 5000.675 | 0 | Multifamily Residence_TRUE | Multifamily Residence_TRUE | Multifamily Residence_TRUE | Multifamily Residence_FALSE | Multifamily Residence_FALSE | unknown | unknownMultifamily Residence_FALSE | unknownMultifamily Residence_TRUE
Water_00004299 | SITE_01166 | Room_00016757 | Bathroom_1 | Bathroom | Bathroom Faucet | 1.5 | 1.7689 | 1.5 | 2 |  | N/A | N/A | N/A | Bag | 0.796 |  | 1.592 |  | WA | Multifamily Residence | Bathroom Faucet | 1681 | 2002.39 | Multifamily Residence | FALSE | FALSE |  |  |  | 3003.585 | 3187.8049 | Multifamily Residence_FALSE | Multifamily Residence_FALSE | Multifamily Residence_ | Multifamily Residence_ | Multifamily Residence_ | unknown | unknownMultifamily Residence_ | unknownMultifamily Residence_FALSE
Water_00004300 | SITE_01166 | Room_00016757 | Bathroom_1 | Bathroom | Shower / Bathtub combo with diverter valve | 3.7744 | 3.7744 |  | 4 |  | Primary | Daily / Almost Daily | N/A | Bag | 0.8492 |  | 3.397 |  | WA | Multifamily Residence | Shower | 1681 | 2002.39 | Multifamily Residence | TRUE | TRUE | TRUE | TRUE | TRUE | 7557.9098 | 6802.1188 | Multifamily Residence_TRUE | Multifamily Residence_TRUE | Multifamily Residence_TRUE | Multifamily Residence_TRUE | Multifamily Residence_TRUE | gt2.5gpm | gt2.5gpmMultifamily Residence_TRUE | gt2.5gpmMultifamily Residence_TRUE
Water_00004301 | SITE_01166 | Room_00016759 | Kitchen_1 | Kitchen | Kitchen Faucet | 1.3267 | 1.3267 |  | 1.5 |  | N/A | N/A | N/A | Bag | 0.796 |  | 1.194 |  | WA | Multifamily Residence | Kitchen Faucet | 1681 | 2002.39 | Multifamily Residence | FALSE | FALSE |  |  |  | 2656.5041 | 2390.8537 | Multifamily Residence_FALSE | Multifamily Residence_FALSE | Multifamily Residence_ | Multifamily Residence_ | Multifamily Residence_ | unknown | unknownMultifamily Residence_ | unknownMultifamily Residence_FALSE
Water_00004302 | SITE_01164 | Room_00016741 | Bathroom_1 | Bathroom | Bathroom Faucet | 2.2 | 2.6533 | 2.2 | 3 |  | N/A | N/A | N/A | Bag | 0.796 |  | 2.388 |  | WA | Multifamily Residence | Bathroom Faucet | 1679 | 2002.39 | Multifamily Residence | FALSE | FALSE |  |  |  | 4405.258 | 4781.7073 | Multifamily Residence_FALSE | Multifamily Residence_FALSE | Multifamily Residence_ | Multifamily Residence_ | Multifamily Residence_ | unknown | unknownMultifamily Residence_ | unknownMultifamily Residence_FALSE
Water_00004303 | SITE_01164 | Room_00016741 | Bathroom_1 | Bathroom | Shower / Bathtub combo with diverter valve | 2 | 2.3589 | 2 | 2.5 |  | Primary | Daily / Almost Daily | N/A | Bag | 0.8492 |  | 2.123 |  | WA | Multifamily Residence | Shower | 1679 | 2002.39 | Multifamily Residence | TRUE | TRUE | TRUE | TRUE | TRUE | 4004.78 | 4251.074 | Multifamily Residence_TRUE | Multifamily Residence_TRUE | Multifamily Residence_TRUE | Multifamily Residence_TRUE | Multifamily Residence_TRUE | 2.0gpm | 2.0gpmMultifamily Residence_TRUE | 2.0gpmMultifamily Residence_TRUE
Water_00004304 | SITE_01156 | Room_00016678 | Kitchen_1 | Kitchen | Kitchen Faucet | 1.3267 | 1.3267 |  | 1.5 |  | N/A | N/A | N/A | Bag | 0.796 |  | 1.194 |  | WA | Multifamily Residence | Kitchen Faucet | 1671 | 2002.39 | Multifamily Residence | FALSE | FALSE |  |  |  | 2656.5041 | 2390.8537 | Multifamily Residence_FALSE | Multifamily Residence_FALSE | Multifamily Residence_ | Multifamily Residence_ | Multifamily Residence_ | unknown | unknownMultifamily Residence_ | unknownMultifamily Residence_FALSE
Water_00004305 | SITE_01156 | Room_00016680 | Bathroom_1 | Bathroom | Bathroom Faucet | 1.3267 | 1.3267 |  | 1.5 |  | N/A | N/A | N/A | Bag | 0.796 |  | 1.194 |  | WA | Multifamily Residence | Bathroom Faucet | 1671 | 2002.39 | Multifamily Residence | FALSE | FALSE |  |  |  | 2656.5041 | 2390.8537 | Multifamily Residence_FALSE | Multifamily Residence_FALSE | Multifamily Residence_ | Multifamily Residence_ | Multifamily Residence_ | unknown | unknownMultifamily Residence_ | unknownMultifamily Residence_FALSE
Water_00004306 | SITE_01156 | Room_00016680 | Bathroom_1 | Bathroom | Shower / Bathtub combo with diverter valve | 2.5 | 2.8311 | 2.5 | 3 |  | Primary | Daily / Almost Daily | N/A | Bag | 0.8492 |  | 2.548 |  | WA | Multifamily Residence | Shower | 1671 | 2002.39 | Multifamily Residence | TRUE | TRUE | TRUE | TRUE | TRUE | 5005.975 | 5102.0897 | Multifamily Residence_TRUE | Multifamily Residence_TRUE | Multifamily Residence_TRUE | Multifamily Residence_TRUE | Multifamily Residence_TRUE | 2.5gpm | 2.5gpmMultifamily Residence_TRUE | 2.5gpmMultifamily Residence_TRUE
Water_00004307 | SITE_01212 | Room_00017286 | Bathroom_1 | Bathroom | Bathroom Faucet | 1.7689 | 1.7689 |  | 2 |  | N/A | N/A | N/A | Bag | 0.796 |  | 1.592 |  | WA | Single Family | Bathroom Faucet | 1727 | 2259.17 | Single Family | FALSE | FALSE |  |  |  | 3996.2207 | 3596.5986 | Single Family_FALSE | Single Family_FALSE | Single Family_ | Single Family_ | Single Family_ | unknown | unknownSingle Family_ | unknownSingle Family_FALSE
Water_00004308 | SITE_01212 | Room_00017286 | Bathroom_1 | Bathroom | Shower | unknown |  |  |  | Unknown | Secondary | A few times per month | Large rain style shower head. Cannot measure | Bag | 0.8492 |  |  | Unknown | WA | Single Family | Shower | 1727 | 2259.17 | Single Family | TRUE | FALSE | FALSE | FALSE | FALSE | 0 | 0 | Single Family_TRUE | Single Family_FALSE | Single Family_FALSE | Single Family_FALSE | Single Family_FALSE | unknown | unknownSingle Family_FALSE | unknownSingle Family_TRUE
Water_00004309 | SITE_01212 | Room_00017289 | Kitchen_1 | Kitchen | Kitchen Faucet | 1.99 | 1.99 |  | 2.25 |  | N/A | N/A | N/A | Bag | 0.796 |  | 1.791 |  | WA | Single Family | Kitchen Faucet | 1727 | 2259.17 | Single Family | FALSE | FALSE |  |  |  | 4495.7483 | 4046.1735 | Single Family_FALSE | Single Family_FALSE | Single Family_ | Single Family_ | Single Family_ | unknown | unknownSingle Family_ | unknownSingle Family_FALSE
Water_00004310 | SITE_01212 | Room_00017292 | Bathroom_3 | Bathroom | Bathroom Faucet | 2.2111 | 2.2111 |  | 2.5 |  | N/A | N/A | N/A | Bag | 0.796 |  | 1.99 |  | WA | Single Family | Bathroom Faucet | 1727 | 2259.17 | Single Family | FALSE | FALSE |  |  |  | 4995.2759 | 4495.7483 | Single Family_FALSE | Single Family_FALSE | Single Family_ | Single Family_ | Single Family_ | unknown | unknownSingle Family_ | unknownSingle Family_FALSE
Water_00004311 | SITE_01212 | Room_00017292 | Bathroom_3 | Bathroom | Shower / Bathtub combo with diverter valve | unknown |  |  |  | Unknown | Primary | Daily / Almost Daily | Large shower head. Cannot test | Bag | 0.8492 |  |  | Unknown | WA | Single Family | Shower | 1727 | 2259.17 | Single Family | TRUE | TRUE | FALSE | FALSE | FALSE | 0 | 0 | Single Family_TRUE | Single Family_TRUE | Single Family_FALSE | Single Family_FALSE | Single Family_FALSE | unknown | unknownSingle Family_FALSE | unknownSingle Family_TRUE
Water_00004312 | SITE_01163 | Room_00016732 | Kitchen_2 | Kitchen | Kitchen Faucet | 1.3267 | 1.3267 |  | 1.5 |  | N/A | N/A | N/A | Bag | 0.796 |  | 1.194 |  | WA | Multifamily Residence | Kitchen Faucet | 1678 | 2002.39 | Multifamily Residence | FALSE | FALSE |  |  |  | 2656.5041 | 2390.8537 | Multifamily Residence_FALSE | Multifamily Residence_FALSE | Multifamily Residence_ | Multifamily Residence_ | Multifamily Residence_ | unknown | unknownMultifamily Residence_ | unknownMultifamily Residence_FALSE
Water_00004313 | SITE_00054 | Room_00006947 | Bathroom_6 | Bathroom | Bathroom Faucet | 1 | 0.88444 | 1 | 1 |  | N/A | N/A | N/A | Bag | 0.796 |  | 0.796 |  | WA | Multifamily Residence | Bathroom Faucet | 577 | 2002.39 | Multifamily Residence | FALSE | FALSE |  |  |  | 2002.39 | 1593.9024 | Multifamily Residence_FALSE | Multifamily Residence_FALSE | Multifamily Residence_ | Multifamily Residence_ | Multifamily Residence_ | unknown | unknownMultifamily Residence_ | unknownMultifamily Residence_FALSE
Water_00004314 | SITE_00054 | Room_00006947 | Bathroom_6 | Bathroom | Shower | 1.8867 | 1.8867 |  | 2 |  | Primary | Daily / Almost Daily | Same head that energy trust gives out | Bag | 0.8492 |  | 1.698 |  | WA | Multifamily Residence | Shower | 577 | 2002.39 | Multifamily Residence | TRUE | FALSE | TRUE | TRUE | TRUE | 3777.8425 | 3400.0582 | Multifamily Residence_TRUE | Multifamily Residence_FALSE | Multifamily Residence_TRUE | Multifamily Residence_TRUE | Multifamily Residence_TRUE | 2.0gpm | 2.0gpmMultifamily Residence_TRUE | 2.0gpmMultifamily Residence_TRUE
Water_00004315 | SITE_01215 | Room_00017335 | Bathroom_6 | Bathroom | Bathroom Faucet | 2 | 2.2111 | 2 | 2.5 |  | N/A | N/A | N/A | Bag | 0.796 |  | 1.99 |  | WA | Single Family | Bathroom Faucet | 1730 | 597.38 | Single Family | FALSE | FALSE |  |  |  | 1194.76 | 1188.7862 | Single Family_FALSE | Single Family_FALSE | Single Family_ | Single Family_ | Single Family_ | unknown | unknownSingle Family_ | unknownSingle Family_FALSE
Water_00004316 | SITE_01215 | Room_00017335 | Bathroom_6 | Bathroom | Shower / Bathtub combo with diverter valve | 2.5 | 2.3589 | 2.5 | 2.5 |  | Secondary | A few times per month | N/A | Bag | 0.8492 |  | 2.123 |  | WA | Single Family | Shower | 1730 | 597.38 | Single Family | TRUE | TRUE | TRUE | TRUE | TRUE | 1493.45 | 1268.2377 | Single Family_TRUE | Single Family_TRUE | Single Family_TRUE | Single Family_TRUE | Single Family_TRUE | 2.5gpm | 2.5gpmSingle Family_TRUE | 2.5gpmSingle Family_TRUE
Water_00004317 | SITE_01215 | Room_00017334 | Kitchen_2 | Kitchen | Kitchen Faucet | 2.2 | 2.2111 | 2.2 | 2.5 |  | N/A | N/A | N/A | Bag | 0.796 |  | 1.99 |  | WA | Single Family | Kitchen Faucet | 1730 | 597.38 | Single Family | FALSE | FALSE |  |  |  | 1314.236 | 1188.7862 | Single Family_FALSE | Single Family_FALSE | Single Family_ | Single Family_ | Single Family_ | unknown | unknownSingle Family_ | unknownSingle Family_FALSE
Water_00004318 | SITE_00065 | Room_00007032 | Bathroom_6 | Bathroom | Shower | 2.5 | 2.8311 | 2.5 | 3 |  | Primary | Daily / Almost Daily | N/A | Bag | 0.8492 |  | 2.548 |  | WA | Multifamily Residence | Shower | 588 | 2002.39 | Multifamily Residence | TRUE | FALSE | TRUE | TRUE | TRUE | 5005.975 | 5102.0897 | Multifamily Residence_TRUE | Multifamily Residence_FALSE | Multifamily Residence_TRUE | Multifamily Residence_TRUE | Multifamily Residence_TRUE | 2.5gpm | 2.5gpmMultifamily Residence_TRUE | 2.5gpmMultifamily Residence_TRUE
Water_00004319 | SITE_00065 | Room_00007032 | Bathroom_6 | Bathroom | Bathroom Faucet | 1.3267 | 1.3267 |  | 1.5 |  | N/A | N/A | N/A | Bag | 0.796 |  | 1.194 |  | WA | Multifamily Residence | Bathroom Faucet | 588 | 2002.39 | Multifamily Residence | FALSE | FALSE |  |  |  | 2656.5041 | 2390.8537 | Multifamily Residence_FALSE | Multifamily Residence_FALSE | Multifamily Residence_ | Multifamily Residence_ | Multifamily Residence_ | unknown | unknownMultifamily Residence_ | unknownMultifamily Residence_FALSE
Water_00004320 | SITE_01151 | Room_00016631 | Kitchen_1 | Kitchen | Kitchen Faucet | unknown |  |  | 2.2 |  | N/A | N/A | N/A | Unknown |  | N/A |  | N/A | WA | Single Family | Kitchen Faucet | 1666 | 2259.17 | Single Family | FALSE | FALSE |  |  |  | 0 | 0 | Single Family_FALSE | Single Family_FALSE | Single Family_ | Single Family_ | Single Family_ | unknown | unknownSingle Family_ | unknownSingle Family_FALSE
Water_00004321 | SITE_01151 | Room_00016634 | Bathroom_1 | Bathroom | Bathroom Faucet | 1.9456 | 1.9456 |  | 2.2 |  | N/A | N/A | N/A | Bag | 0.796 |  | 1.751 |  | WA | Single Family | Bathroom Faucet | 1666 | 2259.17 | Single Family | FALSE | FALSE |  |  |  | 4395.3407 | 3955.8067 | Single Family_FALSE | Single Family_FALSE | Single Family_ | Single Family_ | Single Family_ | unknown | unknownSingle Family_ | unknownSingle Family_FALSE
Water_00004322 | SITE_01151 | Room_00016634 | Bathroom_1 | Bathroom | Shower | 2.5 | 1.5533 | 2.5 | 1.5 |  | Secondary | A few times per month | N/A | Weir | 0.932 |  | 1.398 |  | WA | Single Family | Shower | 1666 | 2259.17 | Single Family | TRUE | FALSE | TRUE | TRUE | TRUE | 5647.925 | 3158.3197 | Single Family_TRUE | Single Family_FALSE | Single Family_TRUE | Single Family_TRUE | Single Family_TRUE | 2.5gpm | 2.5gpmSingle Family_TRUE | 2.5gpmSingle Family_TRUE
Water_00004323 | SITE_01170 | Room_00016790 | Kitchen_1 | Kitchen | Kitchen Faucet | 2.2 |  | 2.2 | 2 |  | N/A | N/A | N/A | Unknown |  | N/A |  | N/A | WA | Multifamily Residence | Kitchen Faucet | 1685 | 2000.27 | Multifamily Residence | FALSE | FALSE |  |  |  | 4400.594 | 0 | Multifamily Residence_FALSE | Multifamily Residence_FALSE | Multifamily Residence_ | Multifamily Residence_ | Multifamily Residence_ | unknown | unknownMultifamily Residence_ | unknownMultifamily Residence_FALSE
Water_00004324 | SITE_01164 | Room_00016742 | Kitchen_2 | Kitchen | Kitchen Faucet | 2.2 |  | 2.2 | 3 |  | N/A | N/A | N/A | Unknown |  | N/A |  | N/A | WA | Multifamily Residence | Kitchen Faucet | 1679 | 2002.39 | Multifamily Residence | FALSE | FALSE |  |  |  | 4405.258 | 0 | Multifamily Residence_FALSE | Multifamily Residence_FALSE | Multifamily Residence_ | Multifamily Residence_ | Multifamily Residence_ | unknown | unknownMultifamily Residence_ | unknownMultifamily Residence_FALSE
Water_00004325 | SITE_01163 | Room_00016735 | Bathroom_1 | Bathroom | Bathroom Faucet | 3.5378 | 3.5378 |  | 4 |  | N/A | N/A | N/A | Bag | 0.796 |  | 3.184 |  | WA | Multifamily Residence | Bathroom Faucet | 1678 | 2002.39 | Multifamily Residence | FALSE | FALSE |  |  |  | 7084.0108 | 6375.6098 | Multifamily Residence_FALSE | Multifamily Residence_FALSE | Multifamily Residence_ | Multifamily Residence_ | Multifamily Residence_ | unknown | unknownMultifamily Residence_ | unknownMultifamily Residence_FALSE
Water_00004326 | SITE_01163 | Room_00016735 | Bathroom_1 | Bathroom | Shower / Bathtub combo with diverter valve | 2.5 | 2.0711 | 2.5 | 2 |  | Primary | Daily / Almost Daily | N/A | Weir | 0.932 |  | 1.864 |  | WA | Multifamily Residence | Shower | 1678 | 2002.39 | Multifamily Residence | TRUE | TRUE | TRUE | TRUE | TRUE | 5005.975 | 3732.455 | Multifamily Residence_TRUE | Multifamily Residence_TRUE | Multifamily Residence_TRUE | Multifamily Residence_TRUE | Multifamily Residence_TRUE | 2.5gpm | 2.5gpmMultifamily Residence_TRUE | 2.5gpmMultifamily Residence_TRUE
Water_00004327 | SITE_01162 | Room_00016726 | Bathroom_1 | Bathroom | Bathroom Faucet | 1.5 | 1.2378 | 1.5 | 1.4 |  | N/A | N/A | N/A | Bag | 0.796 |  | 1.114 |  | WA | Single Family | Bathroom Faucet | 1677 | 597.38 | Single Family | FALSE | FALSE |  |  |  | 896.07 | 665.4813 | Single Family_FALSE | Single Family_FALSE | Single Family_ | Single Family_ | Single Family_ | unknown | unknownSingle Family_ | unknownSingle Family_FALSE
Water_00004328 | SITE_01162 | Room_00016726 | Bathroom_1 | Bathroom | Bathroom Faucet | 1.5 | 0.88444 | 1.5 | 1 |  | N/A | N/A | N/A | Bag | 0.796 |  | 0.796 |  | WA | Single Family | Bathroom Faucet | 1677 | 597.38 | Single Family | FALSE | FALSE |  |  |  | 896.07 | 475.5145 | Single Family_FALSE | Single Family_FALSE | Single Family_ | Single Family_ | Single Family_ | unknown | unknownSingle Family_ | unknownSingle Family_FALSE
Water_00004329 | SITE_01162 | Room_00016726 | Bathroom_1 | Bathroom | Shower / Bathtub combo with diverter valve | 2.5 | 2.0711 | 2.5 | 2 |  | Primary | Daily / Almost Daily | N/A | Weir | 0.932 |  | 1.864 |  | WA | Single Family | Shower | 1677 | 597.38 | Single Family | TRUE | TRUE | TRUE | TRUE | TRUE | 1493.45 | 1113.5163 | Single Family_TRUE | Single Family_TRUE | Single Family_TRUE | Single Family_TRUE | Single Family_TRUE | 2.5gpm | 2.5gpmSingle Family_TRUE | 2.5gpmSingle Family_TRUE
Water_00004330 | SITE_01162 | Room_00016730 | Kitchen_1 | Kitchen | Kitchen Faucet | 2.2 |  | 2.2 | 1.8 |  | N/A | N/A | N/A | Unknown |  | N/A |  | N/A | WA | Single Family | Kitchen Faucet | 1677 | 597.38 | Single Family | FALSE | FALSE |  |  |  | 1314.236 | 0 | Single Family_FALSE | Single Family_FALSE | Single Family_ | Single Family_ | Single Family_ | unknown | unknownSingle Family_ | unknownSingle Family_FALSE
Water_00004331 | SITE_01162 | Room_00016731 | Bathroom_2 | Bathroom | Bathroom Faucet | 1.5 | 1.15 | 1.5 | 1.3 |  | N/A | N/A | N/A | Bag | 0.796 |  | 1.035 |  | WA | Single Family | Bathroom Faucet | 1677 | 597.38 | Single Family | FALSE | FALSE |  |  |  | 896.07 | 618.2883 | Single Family_FALSE | Single Family_FALSE | Single Family_ | Single Family_ | Single Family_ | unknown | unknownSingle Family_ | unknownSingle Family_FALSE
Water_00004332 | SITE_00054 | Room_00006950 | Kitchen_1 | Kitchen | Kitchen Faucet | 2.2 |  | 2.2 | 2.5 |  | N/A | N/A | N/A | Unknown |  | N/A |  | N/A | WA | Multifamily Residence | Kitchen Faucet | 577 | 2002.39 | Multifamily Residence | FALSE | FALSE |  |  |  | 4405.258 | 0 | Multifamily Residence_FALSE | Multifamily Residence_FALSE | Multifamily Residence_ | Multifamily Residence_ | Multifamily Residence_ | unknown | unknownMultifamily Residence_ | unknownMultifamily Residence_FALSE
Water_00004333 | SITE_01215 | Room_00017339 | Kitchen_1 | Kitchen | Kitchen Faucet | 2.2 |  | 2.2 | 2.2 |  | N/A | N/A | N/A | Unknown |  | N/A |  | N/A | WA | Single Family | Kitchen Faucet | 1730 | 597.38 | Single Family | FALSE | FALSE |  |  |  | 1314.236 | 0 | Single Family_FALSE | Single Family_FALSE | Single Family_ | Single Family_ | Single Family_ | unknown | unknownSingle Family_ | unknownSingle Family_FALSE
Water_00004334 | SITE_01215 | Room_00017343 | Bathroom_1 | Bathroom | Bathroom Faucet | 2.2 | 1.7689 | 2.2 | 2 |  | N/A | N/A | N/A | Bag | 0.796 |  | 1.592 |  | WA | Single Family | Bathroom Faucet | 1730 | 597.38 | Single Family | FALSE | FALSE |  |  |  | 1314.236 | 951.029 | Single Family_FALSE | Single Family_FALSE | Single Family_ | Single Family_ | Single Family_ | unknown | unknownSingle Family_ | unknownSingle Family_FALSE
Water_00004335 | SITE_01215 | Room_00017343 | Bathroom_1 | Bathroom | Shower / Bathtub combo with diverter valve | 2.5889 | 2.5889 |  | 2.5 |  | Primary | Daily / Almost Daily | N/A | Weir | 0.932 |  | 2.33 |  | WA | Single Family | Shower | 1730 | 597.38 | Single Family | TRUE | TRUE | TRUE | TRUE | TRUE | 1546.5504 | 1391.8954 | Single Family_TRUE | Single Family_TRUE | Single Family_TRUE | Single Family_TRUE | Single Family_TRUE | gt2.5gpm | gt2.5gpmSingle Family_TRUE | gt2.5gpmSingle Family_TRUE
Water_00004336 | SITE_01215 | Room_00017347 | Bathroom_2 | Bathroom | Bathroom Faucet | 2.2111 | 2.2111 |  | 2.5 |  | N/A | N/A | N/A | Bag | 0.796 |  | 1.99 |  | WA | Single Family | Bathroom Faucet | 1730 | 597.38 | Single Family | FALSE | FALSE |  |  |  | 1320.8736 | 1188.7862 | Single Family_FALSE | Single Family_FALSE | Single Family_ | Single Family_ | Single Family_ | unknown | unknownSingle Family_ | unknownSingle Family_FALSE
Water_00004337 | SITE_01215 | Room_00017347 | Bathroom_2 | Bathroom | Shower | 1.0356 | 1.0356 |  | 1 |  | Primary | Daily / Almost Daily | N/A | Weir | 0.932 |  | 0.932 |  | WA | Single Family | Shower | 1730 | 597.38 | Single Family | TRUE | FALSE | TRUE | TRUE | TRUE | 618.6202 | 556.7582 | Single Family_TRUE | Single Family_FALSE | Single Family_TRUE | Single Family_TRUE | Single Family_TRUE | <1.5gpm | <1.5gpmSingle Family_TRUE | <1.5gpmSingle Family_TRUE
Water_00004338 | SITE_00065 | Room_00007034 | Kitchen_1 | Kitchen | Kitchen Faucet | 2 |  | 2 | 5 |  | N/A | N/A | N/A | Unknown |  | N/A |  | N/A | WA | Multifamily Residence | Kitchen Faucet | 588 | 2002.39 | Multifamily Residence | FALSE | FALSE |  |  |  | 4004.78 | 0 | Multifamily Residence_FALSE | Multifamily Residence_FALSE | Multifamily Residence_ | Multifamily Residence_ | Multifamily Residence_ | unknown | unknownMultifamily Residence_ | unknownMultifamily Residence_FALSE
Water_00004339 | SITE_00042 | Room_00006839 | Kitchen_1 | Kitchen | Kitchen Faucet | 1.5 |  | 1.5 | 1.2 |  | N/A | N/A | N/A | Unknown |  | N/A |  | N/A | WA | Multifamily Residence | Kitchen Faucet | 565 | 2002.11 | Multifamily Residence | FALSE | FALSE |  |  |  | 3003.165 | 0 | Multifamily Residence_FALSE | Multifamily Residence_FALSE | Multifamily Residence_ | Multifamily Residence_ | Multifamily Residence_ | unknown | unknownMultifamily Residence_ | unknownMultifamily Residence_FALSE
Water_00004340 | SITE_00042 | Room_00006840 | Bedroom_1 | Bedroom | Bathroom Faucet | 2.2 | 2.9189 | 2.2 | 3.3 |  | N/A | N/A | N/A | Bag | 0.796 |  | 2.627 |  | WA | Multifamily Residence | Bathroom Faucet | 565 | 2002.11 | Multifamily Residence | FALSE | FALSE |  |  |  | 4404.642 | 5259.543 | Multifamily Residence_FALSE | Multifamily Residence_FALSE | Multifamily Residence_ | Multifamily Residence_ | Multifamily Residence_ | unknown | unknownMultifamily Residence_ | unknownMultifamily Residence_FALSE
Water_00004341 | SITE_00042 | Room_00006841 | Bathroom_1 | Bathroom | Bathroom Faucet | 2.2 | 2.6533 | 2.2 | 3 |  | N/A | N/A | N/A | Bag | 0.796 |  | 2.388 |  | WA | Multifamily Residence | Bathroom Faucet | 565 | 2002.11 | Multifamily Residence | FALSE | FALSE |  |  |  | 4404.642 | 4781.0387 | Multifamily Residence_FALSE | Multifamily Residence_FALSE | Multifamily Residence_ | Multifamily Residence_ | Multifamily Residence_ | unknown | unknownMultifamily Residence_ | unknownMultifamily Residence_FALSE
Water_00004342 | SITE_00042 | Room_00006841 | Bathroom_1 | Bathroom | Shower / Bathtub combo with diverter valve | 2.5 | 2.0711 | 2.5 | 2 |  | Primary | Daily / Almost Daily | N/A | Weir | 0.932 |  | 1.864 |  | WA | Multifamily Residence | Shower | 565 | 2002.11 | Multifamily Residence | TRUE | TRUE | TRUE | TRUE | TRUE | 5005.275 | 3731.933 | Multifamily Residence_TRUE | Multifamily Residence_TRUE | Multifamily Residence_TRUE | Multifamily Residence_TRUE | Multifamily Residence_TRUE | 2.5gpm | 2.5gpmMultifamily Residence_TRUE | 2.5gpmMultifamily Residence_TRUE
Water_00004343 | SITE_00169 | Room_00008064 | Bathroom_1 | Bathroom | Bathroom Faucet | 1.7689 | 1.7689 |  | 2 |  | N/A | N/A | N/A | Bag | 0.796 |  | 1.592 |  | WA | Single Family | Bathroom Faucet | 690 | 2259.17 | Single Family | FALSE | FALSE |  |  |  | 3996.2207 | 3596.5986 | Single Family_FALSE | Single Family_FALSE | Single Family_ | Single Family_ | Single Family_ | unknown | unknownSingle Family_ | unknownSingle Family_FALSE
Water_00004344 | SITE_00169 | Room_00008064 | Bathroom_1 | Bathroom | Shower | 2.3589 | 2.3589 |  | 2.5 |  | All used about the same | Daily / Almost Daily | N/A | Bag | 0.8492 |  | 2.123 |  | WA | Single Family | Shower | 690 | 2259.17 | Single Family | TRUE | FALSE | TRUE | TRUE | TRUE | 5329.131 | 4796.2179 | Single Family_TRUE | Single Family_FALSE | Single Family_TRUE | Single Family_TRUE | Single Family_TRUE | 2.5gpm | 2.5gpmSingle Family_TRUE | 2.5gpmSingle Family_TRUE
Water_00004345 | SITE_00169 | Room_00008066 | Kitchen_1 | Kitchen | Kitchen Faucet | 2.2111 | 2.2111 |  | 2.5 |  | N/A | N/A | N/A | Bag | 0.796 |  | 1.99 |  | WA | Single Family | Kitchen Faucet | 690 | 2259.17 | Single Family | FALSE | FALSE |  |  |  | 4995.2759 | 4495.7483 | Single Family_FALSE | Single Family_FALSE | Single Family_ | Single Family_ | Single Family_ | unknown | unknownSingle Family_ | unknownSingle Family_FALSE
Water_00004346 | SITE_00169 | Room_00008071 | Bathroom_2 | Bathroom | Bathroom Faucet | 2.2111 | 2.2111 |  | 2.5 |  | N/A | N/A | N/A | Bag | 0.796 |  | 1.99 |  | WA | Single Family | Bathroom Faucet | 690 | 2259.17 | Single Family | FALSE | FALSE |  |  |  | 4995.2759 | 4495.7483 | Single Family_FALSE | Single Family_FALSE | Single Family_ | Single Family_ | Single Family_ | unknown | unknownSingle Family_ | unknownSingle Family_FALSE
Water_00004347 | SITE_00169 | Room_00008071 | Bathroom_2 | Bathroom | Shower / Bathtub combo with diverter valve | 2.5 | 2.3589 | 2.5 | 2.5 |  | All used about the same | Daily / Almost Daily | N/A | Bag | 0.8492 |  | 2.123 |  | WA | Single Family | Shower | 690 | 2259.17 | Single Family | TRUE | TRUE | TRUE | TRUE | TRUE | 5647.925 | 4796.2179 | Single Family_TRUE | Single Family_TRUE | Single Family_TRUE | Single Family_TRUE | Single Family_TRUE | 2.5gpm | 2.5gpmSingle Family_TRUE | 2.5gpmSingle Family_TRUE
Water_00004348 | SITE_00044 | Room_00006851 | Bathroom_1 | Bathroom | Bathroom Faucet | 3.5378 | 3.5378 |  | 4 |  | N/A | N/A | High flow, couldn't measure directly | Bag | 0.796 |  | 3.184 |  | WA | Multifamily Residence | Bathroom Faucet | 567 | 2002.11 | Multifamily Residence | FALSE | FALSE |  |  |  | 7083.0203 | 6374.7182 | Multifamily Residence_FALSE | Multifamily Residence_FALSE | Multifamily Residence_ | Multifamily Residence_ | Multifamily Residence_ | unknown | unknownMultifamily Residence_ | unknownMultifamily Residence_FALSE
Water_00004349 | SITE_00044 | Room_00006852 | Kitchen_1 | Kitchen | Kitchen Faucet | 2.2 | 1.7689 | 2.2 | 2 |  | N/A | N/A | N/A | Bag | 0.796 |  | 1.592 |  | WA | Multifamily Residence | Kitchen Faucet | 567 | 2002.11 | Multifamily Residence | FALSE | FALSE |  |  |  | 4404.642 | 3187.3591 | Multifamily Residence_FALSE | Multifamily Residence_FALSE | Multifamily Residence_ | Multifamily Residence_ | Multifamily Residence_ | unknown | unknownMultifamily Residence_ | unknownMultifamily Residence_FALSE
Water_00004350 | SITE_01144 | Room_00016575 | Kitchen_1 | Kitchen | Kitchen Faucet | 1.7689 | 1.7689 |  | 2 |  | N/A | N/A | N/A | Bag | 0.796 |  | 1.592 |  | WA | Multifamily Residence | Kitchen Faucet | 1659 | 2002.11 | Multifamily Residence | FALSE | FALSE |  |  |  | 3541.5101 | 3187.3591 | Multifamily Residence_FALSE | Multifamily Residence_FALSE | Multifamily Residence_ | Multifamily Residence_ | Multifamily Residence_ | unknown | unknownMultifamily Residence_ | unknownMultifamily Residence_FALSE
Water_00004351 | SITE_01144 | Room_00016577 | Bathroom_1 | Bathroom | Bathroom Faucet | unknown |  |  | 2 |  | N/A | N/A | N/A | Unknown |  | N/A |  | N/A | WA | Multifamily Residence | Bathroom Faucet | 1659 | 2002.11 | Multifamily Residence | FALSE | FALSE |  |  |  | 0 | 0 | Multifamily Residence_FALSE | Multifamily Residence_FALSE | Multifamily Residence_ | Multifamily Residence_ | Multifamily Residence_ | unknown | unknownMultifamily Residence_ | unknownMultifamily Residence_FALSE
Water_00004352 | SITE_01144 | Room_00016577 | Bathroom_1 | Bathroom | Shower | 2.5 |  | 2.5 | 2.5 |  | All used about the same | A few times per week | N/A | Unknown |  | N/A |  | N/A | WA | Multifamily Residence | Shower | 1659 | 2002.11 | Multifamily Residence | TRUE | FALSE | TRUE | FALSE | FALSE | 5005.275 | 0 | Multifamily Residence_TRUE | Multifamily Residence_FALSE | Multifamily Residence_TRUE | Multifamily Residence_FALSE | Multifamily Residence_FALSE | unknown | unknownMultifamily Residence_FALSE | unknownMultifamily Residence_TRUE
Water_00004353 | SITE_01144 | Room_00016582 | Bathroom_2 | Bathroom | Bathroom Faucet | unknown |  |  | 2.2 |  | N/A | N/A | N/A | Unknown |  | N/A |  | N/A | WA | Multifamily Residence | Bathroom Faucet | 1659 | 2002.11 | Multifamily Residence | FALSE | FALSE |  |  |  | 0 | 0 | Multifamily Residence_FALSE | Multifamily Residence_FALSE | Multifamily Residence_ | Multifamily Residence_ | Multifamily Residence_ | unknown | unknownMultifamily Residence_ | unknownMultifamily Residence_FALSE
Water_00004354 | SITE_01144 | Room_00016582 | Bathroom_2 | Bathroom | Shower | unknown |  |  | 2.5 |  | All used about the same | A few times per week | N/A | Unknown |  | N/A |  | N/A | WA | Multifamily Residence | Shower | 1659 | 2002.11 | Multifamily Residence | TRUE | FALSE | FALSE | FALSE | FALSE | 0 | 0 | Multifamily Residence_TRUE | Multifamily Residence_FALSE | Multifamily Residence_FALSE | Multifamily Residence_FALSE | Multifamily Residence_FALSE | unknown | unknownMultifamily Residence_FALSE | unknownMultifamily Residence_TRUE
Water_00004355 | SITE_00797 | Room_00014381 | Kitchen_1 | Kitchen | Kitchen Faucet | 1.7689 | 1.7689 |  | 2 |  | N/A | N/A | N/A | Bag | 0.796 |  | 1.592 |  | WA | Multifamily Residence | Kitchen Faucet | 1316 | 2000.27 | Multifamily Residence | FALSE | FALSE |  |  |  | 3538.2554 | 3184.4298 | Multifamily Residence_FALSE | Multifamily Residence_FALSE | Multifamily Residence_ | Multifamily Residence_ | Multifamily Residence_ | unknown | unknownMultifamily Residence_ | unknownMultifamily Residence_FALSE
Water_00004356 | SITE_00797 | Room_00014387 | Bathroom_1 | Bathroom | Shower / Bathtub combo with diverter valve | unknown |  |  | 2.5 |  | Primary | A few times per week | N/A | Unknown |  | N/A |  | N/A | WA | Multifamily Residence | Shower | 1316 | 2000.27 | Multifamily Residence | TRUE | TRUE | FALSE | FALSE | FALSE | 0 | 0 | Multifamily Residence_TRUE | Multifamily Residence_TRUE | Multifamily Residence_FALSE | Multifamily Residence_FALSE | Multifamily Residence_FALSE | unknown | unknownMultifamily Residence_FALSE | unknownMultifamily Residence_TRUE
Water_00004357 | SITE_00797 | Room_00014387 | Bathroom_1 | Bathroom | Bathroom Faucet | 2.2 |  | 2.2 | 2.2 |  | N/A | N/A | N/A | Unknown |  | N/A |  | N/A | WA | Multifamily Residence | Bathroom Faucet | 1316 | 2000.27 | Multifamily Residence | FALSE | FALSE |  |  |  | 4400.594 | 0 | Multifamily Residence_FALSE | Multifamily Residence_FALSE | Multifamily Residence_ | Multifamily Residence_ | Multifamily Residence_ | unknown | unknownMultifamily Residence_ | unknownMultifamily Residence_FALSE
Water_00004358 | SITE_00801 | Room_00014421 | Bathroom_1 | Bathroom | Bathroom Faucet | 1.5 |  | 1.5 | 1.5 |  | N/A | N/A | N/A | Unknown |  | N/A |  | N/A | WA | Multifamily Residence | Bathroom Faucet | 1320 | 2000.27 | Multifamily Residence | FALSE | FALSE |  |  |  | 3000.405 | 0 | Multifamily Residence_FALSE | Multifamily Residence_FALSE | Multifamily Residence_ | Multifamily Residence_ | Multifamily Residence_ | unknown | unknownMultifamily Residence_ | unknownMultifamily Residence_FALSE
Water_00004359 | SITE_00801 | Room_00014421 | Bathroom_1 | Bathroom | Shower / Bathtub combo with diverter valve | unknown |  |  | 3 |  | Primary | Unknown | N/A | Unknown |  | N/A |  | N/A | WA | Multifamily Residence | Shower | 1320 | 2000.27 | Multifamily Residence | TRUE | TRUE | FALSE | FALSE | FALSE | 0 | 0 | Multifamily Residence_TRUE | Multifamily Residence_TRUE | Multifamily Residence_FALSE | Multifamily Residence_FALSE | Multifamily Residence_FALSE | unknown | unknownMultifamily Residence_FALSE | unknownMultifamily Residence_TRUE
Water_00004360 | SITE_00801 | Room_00014423 | Kitchen_1 | Kitchen | Kitchen Faucet | 1 | 1.3267 | 1 | 1.5 |  | N/A | N/A | N/A | Bag | 0.796 |  | 1.194 |  | WA | Multifamily Residence | Kitchen Faucet | 1320 | 2000.27 | Multifamily Residence | FALSE | FALSE |  |  |  | 2000.27 | 2388.3224 | Multifamily Residence_FALSE | Multifamily Residence_FALSE | Multifamily Residence_ | Multifamily Residence_ | Multifamily Residence_ | unknown | unknownMultifamily Residence_ | unknownMultifamily Residence_FALSE
Water_00004361 | SITE_01206 | Room_00017175 | Kitchen_1 | Kitchen | Kitchen Faucet | 1.7689 | 1.7689 |  | 2 |  | N/A | N/A | N/A | Bag | 0.796 |  | 1.592 |  | WA | Single Family | Kitchen Faucet | 1721 | 12576.67 | Single Family | FALSE | FALSE |  |  |  | 22246.7318 | 20022.0586 | Single Family_FALSE | Single Family_FALSE | Single Family_ | Single Family_ | Single Family_ | unknown | unknownSingle Family_ | unknownSingle Family_FALSE
Water_00004362 | SITE_01206 | Room_00017181 | Bathroom_1 | Bathroom | Bathroom Faucet | 1.5 |  | 1.5 | 1.5 |  | N/A | N/A | N/A | Unknown |  | N/A |  | N/A | WA | Single Family | Bathroom Faucet | 1721 | 12576.67 | Single Family | FALSE | FALSE |  |  |  | 18865.005 | 0 | Single Family_FALSE | Single Family_FALSE | Single Family_ | Single Family_ | Single Family_ | unknown | unknownSingle Family_ | unknownSingle Family_FALSE
Water_00004363 | SITE_01206 | Room_00017183 | Bathroom_2 | Bathroom | Bathroom Faucet | 2 |  | 2 | 2 |  | N/A | N/A | N/A | Unknown |  | N/A |  | N/A | WA | Single Family | Bathroom Faucet | 1721 | 12576.67 | Single Family | FALSE | FALSE |  |  |  | 25153.34 | 0 | Single Family_FALSE | Single Family_FALSE | Single Family_ | Single Family_ | Single Family_ | unknown | unknownSingle Family_ | unknownSingle Family_FALSE
Water_00004364 | SITE_01206 | Room_00017183 | Bathroom_2 | Bathroom | Shower | 2 |  | 2 | 2 |  | Primary | Daily / Almost Daily | N/A | Unknown |  | N/A |  | N/A | WA | Single Family | Shower | 1721 | 12576.67 | Single Family | TRUE | FALSE | TRUE | FALSE | FALSE | 25153.34 | 0 | Single Family_TRUE | Single Family_FALSE | Single Family_TRUE | Single Family_FALSE | Single Family_FALSE | unknown | unknownSingle Family_FALSE | unknownSingle Family_TRUE
Water_00004365 | SITE_01206 | Room_00017183 | Bathroom_2 | Bathroom | Bathroom Faucet | 2 |  | 2 | 2 |  | N/A | N/A | N/A | Unknown |  | N/A |  | N/A | WA | Single Family | Bathroom Faucet | 1721 | 12576.67 | Single Family | FALSE | FALSE |  |  |  | 25153.34 | 0 | Single Family_FALSE | Single Family_FALSE | Single Family_ | Single Family_ | Single Family_ | unknown | unknownSingle Family_ | unknownSingle Family_FALSE
Water_00004366 | SITE_01139 | Room_00016521 | Bathroom_6 | Bathroom | Bathroom Faucet | 2 |  | 2 | 2.5 |  | N/A | N/A | N/A | Unknown |  | N/A |  | N/A | WA | Multifamily Residence | Bathroom Faucet | 1654 | 2000.27 | Multifamily Residence | FALSE | FALSE |  |  |  | 4000.54 | 0 | Multifamily Residence_FALSE | Multifamily Residence_FALSE | Multifamily Residence_ | Multifamily Residence_ | Multifamily Residence_ | unknown | unknownMultifamily Residence_ | unknownMultifamily Residence_FALSE
Water_00004367 | SITE_01139 | Room_00016521 | Bathroom_6 | Bathroom | Bathroom Faucet | 2 |  | 2 | 2.5 |  | N/A | N/A | N/A | Unknown |  | N/A |  | N/A | WA | Multifamily Residence | Bathroom Faucet | 1654 | 2000.27 | Multifamily Residence | FALSE | FALSE |  |  |  | 4000.54 | 0 | Multifamily Residence_FALSE | Multifamily Residence_FALSE | Multifamily Residence_ | Multifamily Residence_ | Multifamily Residence_ | unknown | unknownMultifamily Residence_ | unknownMultifamily Residence_FALSE
Water_00004368 | SITE_01139 | Room_00016521 | Bathroom_6 | Bathroom | Shower | 2.5 |  | 2.5 | 2.5 |  | Primary | A few times per week | N/A | Unknown |  | N/A |  | N/A | WA | Multifamily Residence | Shower | 1654 | 2000.27 | Multifamily Residence | TRUE | FALSE | TRUE | FALSE | FALSE | 5000.675 | 0 | Multifamily Residence_TRUE | Multifamily Residence_FALSE | Multifamily Residence_TRUE | Multifamily Residence_FALSE | Multifamily Residence_FALSE | unknown | unknownMultifamily Residence_FALSE | unknownMultifamily Residence_TRUE
Water_00004369 | SITE_01139 | Room_00016526 | Bathroom_7 | Bathroom | Bathroom Faucet | 2 |  | 2 | 2.5 |  | N/A | N/A | N/A | Unknown |  | N/A |  | N/A | WA | Multifamily Residence | Bathroom Faucet | 1654 | 2000.27 | Multifamily Residence | FALSE | FALSE |  |  |  | 4000.54 | 0 | Multifamily Residence_FALSE | Multifamily Residence_FALSE | Multifamily Residence_ | Multifamily Residence_ | Multifamily Residence_ | unknown | unknownMultifamily Residence_ | unknownMultifamily Residence_FALSE
Water_00004370 | SITE_01139 | Room_00016526 | Bathroom_7 | Bathroom | Shower / Bathtub combo with diverter valve | 2.5 |  | 2.5 | 2.5 |  | Secondary | A few times per month | N/A | Unknown |  | N/A |  | N/A | WA | Multifamily Residence | Shower | 1654 | 2000.27 | Multifamily Residence | TRUE | TRUE | TRUE | FALSE | FALSE | 5000.675 | 0 | Multifamily Residence_TRUE | Multifamily Residence_TRUE | Multifamily Residence_TRUE | Multifamily Residence_FALSE | Multifamily Residence_FALSE | unknown | unknownMultifamily Residence_FALSE | unknownMultifamily Residence_TRUE
Water_00004371 | SITE_00045 | Room_00006860 | Bathroom_1 | Bathroom | Shower / Bathtub combo with diverter valve | 1.5 |  | 1.5 | 1.5 |  | Primary | A few times per week | N/A | Unknown |  | N/A |  | N/A | WA | Multifamily Residence | Shower | 568 | 2002.39 | Multifamily Residence | TRUE | TRUE | TRUE | FALSE | FALSE | 3003.585 | 0 | Multifamily Residence_TRUE | Multifamily Residence_TRUE | Multifamily Residence_TRUE | Multifamily Residence_FALSE | Multifamily Residence_FALSE | unknown | unknownMultifamily Residence_FALSE | unknownMultifamily Residence_TRUE
Water_00004372 | SITE_00045 | Room_00006860 | Bathroom_1 | Bathroom | Bathroom Faucet | 1 |  | 1 | 1 |  | N/A | N/A | N/A | Unknown |  | N/A |  | N/A | WA | Multifamily Residence | Bathroom Faucet | 568 | 2002.39 | Multifamily Residence | FALSE | FALSE |  |  |  | 2002.39 | 0 | Multifamily Residence_FALSE | Multifamily Residence_FALSE | Multifamily Residence_ | Multifamily Residence_ | Multifamily Residence_ | unknown | unknownMultifamily Residence_ | unknownMultifamily Residence_FALSE
Water_00004373 | SITE_00045 | Room_00006862 | Kitchen_1 | Kitchen | Kitchen Faucet | 1.5 | 1.3267 | 1.5 | 1.5 |  | N/A | N/A | N/A | Bag | 0.796 |  | 1.194 |  | WA | Multifamily Residence | Kitchen Faucet | 568 | 2002.39 | Multifamily Residence | FALSE | FALSE |  |  |  | 3003.585 | 2390.8537 | Multifamily Residence_FALSE | Multifamily Residence_FALSE | Multifamily Residence_ | Multifamily Residence_ | Multifamily Residence_ | unknown | unknownMultifamily Residence_ | unknownMultifamily Residence_FALSE
Water_00004374 | SITE_01209 | Room_00017218 | Bathroom_6 | Bathroom | Bathroom Faucet | 1 |  | 1 | 1.5 |  | N/A | N/A | N/A | Unknown |  | N/A |  | N/A | WA | Single Family | Bathroom Faucet | 1724 | 12576.67 | Single Family | FALSE | FALSE |  |  |  | 12576.67 | 0 | Single Family_FALSE | Single Family_FALSE | Single Family_ | Single Family_ | Single Family_ | unknown | unknownSingle Family_ | unknownSingle Family_FALSE
Water_00004375 | SITE_01209 | Room_00017218 | Bathroom_6 | Bathroom | Bathroom Faucet | 1 |  | 1 | 2.5 |  | N/A | N/A | N/A | Unknown |  | N/A |  | N/A | WA | Single Family | Bathroom Faucet | 1724 | 12576.67 | Single Family | FALSE | FALSE |  |  |  | 12576.67 | 0 | Single Family_FALSE | Single Family_FALSE | Single Family_ | Single Family_ | Single Family_ | unknown | unknownSingle Family_ | unknownSingle Family_FALSE
Water_00004376 | SITE_01209 | Room_00017218 | Bathroom_6 | Bathroom | Shower / Bathtub combo with diverter valve | unknown |  |  | 2.5 |  | Primary | Daily / Almost Daily | N/A | Unknown |  | N/A |  | N/A | WA | Single Family | Shower | 1724 | 12576.67 | Single Family | TRUE | TRUE | FALSE | FALSE | FALSE | 0 | 0 | Single Family_TRUE | Single Family_TRUE | Single Family_FALSE | Single Family_FALSE | Single Family_FALSE | unknown | unknownSingle Family_FALSE | unknownSingle Family_TRUE
Water_00004377 | SITE_01165 | Room_00016748 | Kitchen_1 | Kitchen | Bathroom Faucet | unknown |  |  | 2 |  | N/A | N/A | N/A | Unknown |  | N/A |  | N/A | WA | Multifamily Residence | Bathroom Faucet | 1680 | 2002.39 | Multifamily Residence | FALSE | FALSE |  |  |  | 0 | 0 | Multifamily Residence_FALSE | Multifamily Residence_FALSE | Multifamily Residence_ | Multifamily Residence_ | Multifamily Residence_ | unknown | unknownMultifamily Residence_ | unknownMultifamily Residence_FALSE
Water_00004378 | SITE_01165 | Room_00016750 | Bathroom_1 | Bathroom | Shower / Bathtub combo with diverter valve | unknown |  |  | 2.5 |  | Secondary | A few times per year | N/A | Unknown |  | N/A |  | N/A | WA | Multifamily Residence | Shower | 1680 | 2002.39 | Multifamily Residence | TRUE | TRUE | FALSE | FALSE | FALSE | 0 | 0 | Multifamily Residence_TRUE | Multifamily Residence_TRUE | Multifamily Residence_FALSE | Multifamily Residence_FALSE | Multifamily Residence_FALSE | unknown | unknownMultifamily Residence_FALSE | unknownMultifamily Residence_TRUE
Water_00004379 | SITE_01165 | Room_00016750 | Bathroom_1 | Bathroom | Bathroom Faucet | 2.2 |  | 2.2 | 2.5 |  | N/A | N/A | N/A | Unknown |  | N/A |  | N/A | WA | Multifamily Residence | Bathroom Faucet | 1680 | 2002.39 | Multifamily Residence | FALSE | FALSE |  |  |  | 4405.258 | 0 | Multifamily Residence_FALSE | Multifamily Residence_FALSE | Multifamily Residence_ | Multifamily Residence_ | Multifamily Residence_ | unknown | unknownMultifamily Residence_ | unknownMultifamily Residence_FALSE
Water_00004380 | SITE_01123 | Room_00016336 | Bathroom_6 | Bathroom | Bathroom Faucet | unknown |  |  | 2.5 |  | N/A | N/A | N/A | Unknown |  | N/A |  | N/A | WA | Multifamily Residence | Bathroom Faucet | 1638 | 2002.11 | Multifamily Residence | FALSE | FALSE |  |  |  | 0 | 0 | Multifamily Residence_FALSE | Multifamily Residence_FALSE | Multifamily Residence_ | Multifamily Residence_ | Multifamily Residence_ | unknown | unknownMultifamily Residence_ | unknownMultifamily Residence_FALSE
Water_00004381 | SITE_01123 | Room_00016336 | Bathroom_6 | Bathroom | Bathroom Faucet | 2 |  | 2 | 2.5 |  | N/A | N/A | N/A | Unknown |  | N/A |  | N/A | WA | Multifamily Residence | Bathroom Faucet | 1638 | 2002.11 | Multifamily Residence | FALSE | FALSE |  |  |  | 4004.22 | 0 | Multifamily Residence_FALSE | Multifamily Residence_FALSE | Multifamily Residence_ | Multifamily Residence_ | Multifamily Residence_ | unknown | unknownMultifamily Residence_ | unknownMultifamily Residence_FALSE
Water_00004382 | SITE_01123 | Room_00016336 | Bathroom_6 | Bathroom | Shower | unknown |  |  | 3 |  | Unknown | A few times per week | N/A | Unknown |  | N/A |  | N/A | WA | Multifamily Residence | Shower | 1638 | 2002.11 | Multifamily Residence | TRUE | FALSE | FALSE | FALSE | FALSE | 0 | 0 | Multifamily Residence_TRUE | Multifamily Residence_FALSE | Multifamily Residence_FALSE | Multifamily Residence_FALSE | Multifamily Residence_FALSE | unknown | unknownMultifamily Residence_FALSE | unknownMultifamily Residence_TRUE
Water_00004383 | SITE_00793 | Room_00014337 | Kitchen_1 | Kitchen | Bathroom Faucet | 2.2 | 2.2111 | 2.2 | 2.5 |  | N/A | N/A | N/A | Bag | 0.796 |  | 1.99 |  | WA | Multifamily Residence | Bathroom Faucet | 1312 | 2000.27 | Multifamily Residence | FALSE | FALSE |  |  |  | 4400.594 | 3980.5373 | Multifamily Residence_FALSE | Multifamily Residence_FALSE | Multifamily Residence_ | Multifamily Residence_ | Multifamily Residence_ | unknown | unknownMultifamily Residence_ | unknownMultifamily Residence_FALSE
Water_00004384 | SITE_00793 | Room_00014349 | Bathroom_1 | Bathroom | Bathroom Faucet | 1.5 | 1.3267 | 1.5 | 1.5 |  | N/A | N/A | N/A | Bag | 0.796 |  | 1.194 |  | WA | Multifamily Residence | Bathroom Faucet | 1312 | 2000.27 | Multifamily Residence | FALSE | FALSE |  |  |  | 3000.405 | 2388.3224 | Multifamily Residence_FALSE | Multifamily Residence_FALSE | Multifamily Residence_ | Multifamily Residence_ | Multifamily Residence_ | unknown | unknownMultifamily Residence_ | unknownMultifamily Residence_FALSE
Water_00004385 | SITE_00793 | Room_00014349 | Bathroom_1 | Bathroom | Bathroom Faucet | 1.5 | 1.5478 | 1.5 | 1.75 |  | N/A | N/A | N/A | Bag | 0.796 |  | 1.393 |  | WA | Multifamily Residence | Bathroom Faucet | 1312 | 2000.27 | Multifamily Residence | FALSE | FALSE |  |  |  | 3000.405 | 2786.3761 | Multifamily Residence_FALSE | Multifamily Residence_FALSE | Multifamily Residence_ | Multifamily Residence_ | Multifamily Residence_ | unknown | unknownMultifamily Residence_ | unknownMultifamily Residence_FALSE
Water_00004386 | SITE_00793 | Room_00014349 | Bathroom_1 | Bathroom | Shower | 2 | 2.5944 | 2 | 2.75 |  | Primary | A few times per week | N/A | Bag | 0.8492 |  | 2.335 |  | WA | Multifamily Residence | Shower | 1312 | 2000.27 | Multifamily Residence | TRUE | FALSE | TRUE | TRUE | TRUE | 4000.54 | 4670.6304 | Multifamily Residence_TRUE | Multifamily Residence_FALSE | Multifamily Residence_TRUE | Multifamily Residence_TRUE | Multifamily Residence_TRUE | 2.0gpm | 2.0gpmMultifamily Residence_TRUE | 2.0gpmMultifamily Residence_TRUE
Water_00004387 | SITE_00793 | Room_00014350 | Bathroom_2 | Bathroom | Bathroom Faucet | 1.5 | 1.5478 | 1.5 | 1.75 |  | N/A | N/A | N/A | Bag | 0.796 |  | 1.393 |  | WA | Multifamily Residence | Bathroom Faucet | 1312 | 2000.27 | Multifamily Residence | FALSE | FALSE |  |  |  | 3000.405 | 2786.3761 | Multifamily Residence_FALSE | Multifamily Residence_FALSE | Multifamily Residence_ | Multifamily Residence_ | Multifamily Residence_ | unknown | unknownMultifamily Residence_ | unknownMultifamily Residence_FALSE
Water_00004388 | SITE_00793 | Room_00014350 | Bathroom_2 | Bathroom | Shower | 1.5 | 2.3589 | 1.5 | 2.5 |  | Secondary | A few times per year | N/A | Bag | 0.8492 |  | 2.123 |  | WA | Multifamily Residence | Shower | 1312 | 2000.27 | Multifamily Residence | TRUE | FALSE | TRUE | TRUE | TRUE | 3000.405 | 4246.5732 | Multifamily Residence_TRUE | Multifamily Residence_FALSE | Multifamily Residence_TRUE | Multifamily Residence_TRUE | Multifamily Residence_TRUE | 1.5gpm | 1.5gpmMultifamily Residence_TRUE | 1.5gpmMultifamily Residence_TRUE
Water_00004389 | SITE_01140 | Room_00016536 | Bathroom_1 | Bathroom | Bathroom Faucet | 2 | 1.3267 | 2 | 1.5 |  | N/A | N/A | N/A | Bag | 0.796 |  | 1.194 |  | WA | Multifamily Residence | Bathroom Faucet | 1655 | 2000.27 | Multifamily Residence | FALSE | FALSE |  |  |  | 4000.54 | 2388.3224 | Multifamily Residence_FALSE | Multifamily Residence_FALSE | Multifamily Residence_ | Multifamily Residence_ | Multifamily Residence_ | unknown | unknownMultifamily Residence_ | unknownMultifamily Residence_FALSE
Water_00004390 | SITE_01140 | Room_00016536 | Bathroom_1 | Bathroom | Shower / Bathtub combo with diverter valve | 2.5 | 2.3589 | 2.5 | 2.5 |  | Primary | Daily / Almost Daily | N/A | Bag | 0.8492 |  | 2.123 |  | WA | Multifamily Residence | Shower | 1655 | 2000.27 | Multifamily Residence | TRUE | TRUE | TRUE | TRUE | TRUE | 5000.675 | 4246.5732 | Multifamily Residence_TRUE | Multifamily Residence_TRUE | Multifamily Residence_TRUE | Multifamily Residence_TRUE | Multifamily Residence_TRUE | 2.5gpm | 2.5gpmMultifamily Residence_TRUE | 2.5gpmMultifamily Residence_TRUE
Water_00004391 | SITE_01140 | Room_00016540 | Kitchen_1 | Kitchen | Kitchen Faucet | 2 | 1.7689 | 2 | 2 |  | N/A | N/A | N/A | Bag | 0.796 |  | 1.592 |  | WA | Multifamily Residence | Kitchen Faucet | 1655 | 2000.27 | Multifamily Residence | FALSE | FALSE |  |  |  | 4000.54 | 3184.4298 | Multifamily Residence_FALSE | Multifamily Residence_FALSE | Multifamily Residence_ | Multifamily Residence_ | Multifamily Residence_ | unknown | unknownMultifamily Residence_ | unknownMultifamily Residence_FALSE
Water_00004392 | SITE_01139 | Room_00016529 | Kitchen_1 | Kitchen | Kitchen Faucet | 1.5 | 1.3267 | 1.5 | 1.5 |  | N/A | N/A | N/A | Bag | 0.796 |  | 1.194 |  | WA | Multifamily Residence | Kitchen Faucet | 1654 | 2000.27 | Multifamily Residence | FALSE | FALSE |  |  |  | 3000.405 | 2388.3224 | Multifamily Residence_FALSE | Multifamily Residence_FALSE | Multifamily Residence_ | Multifamily Residence_ | Multifamily Residence_ | unknown | unknownMultifamily Residence_ | unknownMultifamily Residence_FALSE
Water_00004393 | SITE_01209 | Room_00017222 | Kitchen_1 | Kitchen | Kitchen Faucet | 2.2 | 2.4322 | 2.2 | 2.75 |  | N/A | N/A | N/A | Bag | 0.796 |  | 2.189 |  | WA | Single Family | Kitchen Faucet | 1724 | 12576.67 | Single Family | FALSE | FALSE |  |  |  | 27668.674 | 27530.3306 | Single Family_FALSE | Single Family_FALSE | Single Family_ | Single Family_ | Single Family_ | unknown | unknownSingle Family_ | unknownSingle Family_FALSE
Water_00004394 | SITE_01209 | Room_00017225 | Laundry_1 | Laundry | Kitchen Faucet | 1.5 | 1.7689 | 1.5 | 2 |  | N/A | N/A | N/A | Bag | 0.796 |  | 1.592 |  | WA | Single Family | Kitchen Faucet | 1724 | 12576.67 | Single Family | FALSE | FALSE |  |  |  | 18865.005 | 20022.0586 | Single Family_FALSE | Single Family_FALSE | Single Family_ | Single Family_ | Single Family_ | unknown | unknownSingle Family_ | unknownSingle Family_FALSE
Water_00004395 | SITE_01209 | Room_00017227 | Bathroom_1 | Bathroom | Bathroom Faucet | 1.99 | 1.99 |  | 2.25 |  | N/A | N/A | Cool sink | Bag | 0.796 |  | 1.791 |  | WA | Single Family | Bathroom Faucet | 1724 | 12576.67 | Single Family | FALSE | FALSE |  |  |  | 25027.5733 | 22524.816 | Single Family_FALSE | Single Family_FALSE | Single Family_ | Single Family_ | Single Family_ | unknown | unknownSingle Family_ | unknownSingle Family_FALSE
Water_00004396 | SITE_01209 | Room_00017227 | Bathroom_1 | Bathroom | Shower / Bathtub combo with diverter valve | 2.8311 | 2.8311 |  | 3 |  | Tertiary | A few times per year | N/A | Bag | 0.8492 |  | 2.548 |  | WA | Single Family | Shower | 1724 | 12576.67 | Single Family | TRUE | TRUE | TRUE | TRUE | TRUE | 35605.9502 | 32045.3552 | Single Family_TRUE | Single Family_TRUE | Single Family_TRUE | Single Family_TRUE | Single Family_TRUE | gt2.5gpm | gt2.5gpmSingle Family_TRUE | gt2.5gpmSingle Family_TRUE
Water_00004397 | SITE_01209 | Room_00017237 | Bathroom_2 | Bathroom | Bathroom Faucet | 2.2 | 2.2111 | 2.2 | 2.5 |  | N/A | N/A | N/A | Bag | 0.796 |  | 1.99 |  | WA | Single Family | Bathroom Faucet | 1724 | 12576.67 | Single Family | FALSE | FALSE |  |  |  | 27668.674 | 25027.5733 | Single Family_FALSE | Single Family_FALSE | Single Family_ | Single Family_ | Single Family_ | unknown | unknownSingle Family_ | unknownSingle Family_FALSE
Water_00004398 | SITE_01209 | Room_00017237 | Bathroom_2 | Bathroom | Bathroom Faucet | 2.2 | 1.7689 | 2.2 | 2 |  | N/A | N/A | N/A | Bag | 0.796 |  | 1.592 |  | WA | Single Family | Bathroom Faucet | 1724 | 12576.67 | Single Family | FALSE | FALSE |  |  |  | 27668.674 | 20022.0586 | Single Family_FALSE | Single Family_FALSE | Single Family_ | Single Family_ | Single Family_ | unknown | unknownSingle Family_ | unknownSingle Family_FALSE
Water_00004399 | SITE_01209 | Room_00017237 | Bathroom_2 | Bathroom | Shower | 2.5 | 1.8867 | 2.5 | 2 |  | Primary | Daily / Almost Daily | N/A | Bag | 0.8492 |  | 1.698 |  | WA | Single Family | Shower | 1724 | 12576.67 | Single Family | TRUE | FALSE | TRUE | TRUE | TRUE | 31441.675 | 21355.1857 | Single Family_TRUE | Single Family_FALSE | Single Family_TRUE | Single Family_TRUE | Single Family_TRUE | 2.5gpm | 2.5gpmSingle Family_TRUE | 2.5gpmSingle Family_TRUE
Water_00004400 | SITE_01165 | Room_00016754 | Bathroom_6 | Bathroom | Bathroom Faucet | 2.2 | 1.3267 | 2.2 | 1.5 |  | N/A | N/A | N/A | Bag | 0.796 |  | 1.194 |  | WA | Multifamily Residence | Bathroom Faucet | 1680 | 2002.39 | Multifamily Residence | FALSE | FALSE |  |  |  | 4405.258 | 2390.8537 | Multifamily Residence_FALSE | Multifamily Residence_FALSE | Multifamily Residence_ | Multifamily Residence_ | Multifamily Residence_ | unknown | unknownMultifamily Residence_ | unknownMultifamily Residence_FALSE
Water_00004401 | SITE_01165 | Room_00016754 | Bathroom_6 | Bathroom | Shower | 2.5 | 2.8311 | 2.5 | 3 |  | Primary | Daily / Almost Daily | N/A | Bag | 0.8492 |  | 2.548 |  | WA | Multifamily Residence | Shower | 1680 | 2002.39 | Multifamily Residence | TRUE | FALSE | TRUE | TRUE | TRUE | 5005.975 | 5102.0897 | Multifamily Residence_TRUE | Multifamily Residence_FALSE | Multifamily Residence_TRUE | Multifamily Residence_TRUE | Multifamily Residence_TRUE | 2.5gpm | 2.5gpmMultifamily Residence_TRUE | 2.5gpmMultifamily Residence_TRUE
Water_00004402 | SITE_01148 | Room_00016608 | Kitchen_1 | Kitchen | Kitchen Faucet | 3.98 | 3.98 |  | 4.5 |  | N/A | N/A | N/A | Bag | 0.796 |  | 3.582 |  | WA | Multifamily Residence | Kitchen Faucet | 1663 | 2002.39 | Multifamily Residence | FALSE | FALSE |  |  |  | 7969.5122 | 7172.561 | Multifamily Residence_FALSE | Multifamily Residence_FALSE | Multifamily Residence_ | Multifamily Residence_ | Multifamily Residence_ | unknown | unknownMultifamily Residence_ | unknownMultifamily Residence_FALSE
Water_00004403 | SITE_01148 | Room_00016612 | Bathroom_1 | Bathroom | Bathroom Faucet | 1.99 | 1.99 |  | 2.25 |  | N/A | N/A | N/A | Bag | 0.796 |  | 1.791 |  | WA | Multifamily Residence | Bathroom Faucet | 1663 | 2002.39 | Multifamily Residence | FALSE | FALSE |  |  |  | 3984.7561 | 3586.2805 | Multifamily Residence_FALSE | Multifamily Residence_FALSE | Multifamily Residence_ | Multifamily Residence_ | Multifamily Residence_ | unknown | unknownMultifamily Residence_ | unknownMultifamily Residence_FALSE
Water_00004404 | SITE_01148 | Room_00016612 | Bathroom_1 | Bathroom | Shower / Bathtub combo with diverter valve | unknown |  |  |  | Unknown | Primary | A few times per week | Too large to capture entire flow | Bag | 0.8492 |  |  | Unknown | WA | Multifamily Residence | Shower | 1663 | 2002.39 | Multifamily Residence | TRUE | TRUE | FALSE | FALSE | FALSE | 0 | 0 | Multifamily Residence_TRUE | Multifamily Residence_TRUE | Multifamily Residence_FALSE | Multifamily Residence_FALSE | Multifamily Residence_FALSE | unknown | unknownMultifamily Residence_FALSE | unknownMultifamily Residence_TRUE
Water_00004405 | SITE_01123 | Room_00016338 | Kitchen_1 | Kitchen | Kitchen Faucet | 1.7689 | 1.7689 |  | 2 |  | N/A | N/A | N/A | Bag | 0.796 |  | 1.592 |  | WA | Multifamily Residence | Kitchen Faucet | 1638 | 2002.11 | Multifamily Residence | FALSE | FALSE |  |  |  | 3541.5101 | 3187.3591 | Multifamily Residence_FALSE | Multifamily Residence_FALSE | Multifamily Residence_ | Multifamily Residence_ | Multifamily Residence_ | unknown | unknownMultifamily Residence_ | unknownMultifamily Residence_FALSE
Water_00004406 | SITE_01123 | Room_00016344 | Bathroom_1 | Bathroom | Bathroom Faucet | 2 | 1.99 | 2 | 2.25 |  | N/A | N/A | N/A | Bag | 0.796 |  | 1.791 |  | WA | Multifamily Residence | Bathroom Faucet | 1638 | 2002.11 | Multifamily Residence | FALSE | FALSE |  |  |  | 4004.22 | 3585.779 | Multifamily Residence_FALSE | Multifamily Residence_FALSE | Multifamily Residence_ | Multifamily Residence_ | Multifamily Residence_ | unknown | unknownMultifamily Residence_ | unknownMultifamily Residence_FALSE
Water_00004407 | SITE_01123 | Room_00016344 | Bathroom_1 | Bathroom | Shower / Bathtub combo with diverter valve | 2.5 | 3.0667 | 2.5 | 3.25 |  | Secondary | A few times per year | N/A | Bag | 0.8492 |  | 2.76 |  | WA | Multifamily Residence | Shower | 1638 | 2002.11 | Multifamily Residence | TRUE | TRUE | TRUE | TRUE | TRUE | 5005.275 | 5525.8236 | Multifamily Residence_TRUE | Multifamily Residence_TRUE | Multifamily Residence_TRUE | Multifamily Residence_TRUE | Multifamily Residence_TRUE | 2.5gpm | 2.5gpmMultifamily Residence_TRUE | 2.5gpmMultifamily Residence_TRUE
Water_00004408 | SITE_01159 | Room_00016703 | Kitchen_1 | Kitchen | Kitchen Faucet | 2.0344 | 2.0344 |  | 2.3 |  | N/A | N/A | N/A | Bag | 0.796 |  | 1.831 |  | WA | Multifamily Residence | Kitchen Faucet | 1674 | 2002.39 | Multifamily Residence | FALSE | FALSE |  |  |  | 4073.7512 | 3666.3761 | Multifamily Residence_FALSE | Multifamily Residence_FALSE | Multifamily Residence_ | Multifamily Residence_ | Multifamily Residence_ | unknown | unknownMultifamily Residence_ | unknownMultifamily Residence_FALSE
Water_00004409 | SITE_01159 | Room_00016708 | Bathroom_1 | Bathroom | Bathroom Faucet | 2.2 | 2.3878 | 2.2 | 2.7 |  | N/A | N/A | N/A | Bag | 0.796 |  | 2.149 |  | WA | Multifamily Residence | Bathroom Faucet | 1674 | 2002.39 | Multifamily Residence | FALSE | FALSE |  |  |  | 4405.258 | 4303.1361 | Multifamily Residence_FALSE | Multifamily Residence_FALSE | Multifamily Residence_ | Multifamily Residence_ | Multifamily Residence_ | unknown | unknownMultifamily Residence_ | unknownMultifamily Residence_FALSE
Water_00004410 | SITE_01159 | Room_00016708 | Bathroom_1 | Bathroom | Shower / Bathtub combo with diverter valve | 3.0189 | 3.0189 |  | 3.2 |  | Primary | Daily / Almost Daily | N/A | Bag | 0.8492 |  | 2.717 |  | WA | Multifamily Residence | Shower | 1674 | 2002.39 | Multifamily Residence | TRUE | TRUE | TRUE | TRUE | TRUE | 6044.9929 | 5440.4936 | Multifamily Residence_TRUE | Multifamily Residence_TRUE | Multifamily Residence_TRUE | Multifamily Residence_TRUE | Multifamily Residence_TRUE | gt2.5gpm | gt2.5gpmMultifamily Residence_TRUE | gt2.5gpmMultifamily Residence_TRUE
Water_00004411 | SITE_01160 | Room_00016711 | Kitchen_1 | Kitchen | Bathroom Faucet | 1.8 | 1.99 | 1.8 | 2.25 |  | N/A | N/A | N/A | Bag | 0.796 |  | 1.791 |  | WA | Multifamily Residence | Bathroom Faucet | 1675 | 2002.39 | Multifamily Residence | FALSE | FALSE |  |  |  | 3604.302 | 3586.2805 | Multifamily Residence_FALSE | Multifamily Residence_FALSE | Multifamily Residence_ | Multifamily Residence_ | Multifamily Residence_ | unknown | unknownMultifamily Residence_ | unknownMultifamily Residence_FALSE
Water_00004412 | SITE_01160 | Room_00016713 | Bathroom_1 | Bathroom | Bathroom Faucet | 1.99 | 1.99 |  | 2.25 |  | N/A | N/A | N/A | Bag | 0.796 |  | 1.791 |  | WA | Multifamily Residence | Bathroom Faucet | 1675 | 2002.39 | Multifamily Residence | FALSE | FALSE |  |  |  | 3984.7561 | 3586.2805 | Multifamily Residence_FALSE | Multifamily Residence_FALSE | Multifamily Residence_ | Multifamily Residence_ | Multifamily Residence_ | unknown | unknownMultifamily Residence_ | unknownMultifamily Residence_FALSE
Water_00004413 | SITE_01160 | Room_00016713 | Bathroom_1 | Bathroom | Shower | 1.6511 | 1.6511 |  | 1.75 |  | Unknown | Unknown | N/A | Bag | 0.8492 |  | 1.486 |  | WA | Multifamily Residence | Shower | 1675 | 2002.39 | Multifamily Residence | TRUE | FALSE | TRUE | TRUE | TRUE | 3306.1684 | 2975.5515 | Multifamily Residence_TRUE | Multifamily Residence_FALSE | Multifamily Residence_TRUE | Multifamily Residence_TRUE | Multifamily Residence_TRUE | 1.8gpm | 1.8gpmMultifamily Residence_TRUE | 1.8gpmMultifamily Residence_TRUE
Water_00004414 | SITE_01161 | Room_00016716 | Kitchen_1 | Kitchen | Kitchen Faucet | 1.8 | 1.15 | 1.8 | 1.3 |  | N/A | N/A | N/A | Bag | 0.796 |  | 1.035 |  | WA | Multifamily Residence | Kitchen Faucet | 1676 | 2002.39 | Multifamily Residence | FALSE | FALSE |  |  |  | 3604.302 | 2072.4736 | Multifamily Residence_FALSE | Multifamily Residence_FALSE | Multifamily Residence_ | Multifamily Residence_ | Multifamily Residence_ | unknown | unknownMultifamily Residence_ | unknownMultifamily Residence_FALSE
Water_00004415 | SITE_00003 | Room_00006407 | Bathroom_6 | Bathroom | Bathroom Faucet | 2.2 | 1.9456 | 2.2 | 2.2 |  | N/A | N/A | N/A | Bag | 0.796 |  | 1.751 |  | WA | Manufactured | Bathroom Faucet | 526 | 997.59 | Manufactured | FALSE | FALSE |  |  |  | 2194.698 | 1746.7801 | Manufactured_FALSE | Manufactured_FALSE | Manufactured_ | Manufactured_ | Manufactured_ | unknown | unknownManufactured_ | unknownManufactured_FALSE
Water_00004416 | SITE_00003 | Room_00006407 | Bathroom_6 | Bathroom | Bathroom Faucet | 2.2 | 1.9456 | 2.2 | 2.2 |  | N/A | N/A | N/A | Bag | 0.796 |  | 1.751 |  | WA | Manufactured | Bathroom Faucet | 526 | 997.59 | Manufactured | FALSE | FALSE |  |  |  | 2194.698 | 1746.7801 | Manufactured_FALSE | Manufactured_FALSE | Manufactured_ | Manufactured_ | Manufactured_ | unknown | unknownManufactured_ | unknownManufactured_FALSE
Water_00004417 | SITE_00003 | Room_00006407 | Bathroom_6 | Bathroom | Bathtub | unknown |  |  |  | N/A | N/A | N/A | N/A | Unknown |  | N/A |  | N/A | WA | Manufactured | Bathtub | 526 | 997.59 | Manufactured | FALSE | FALSE |  |  |  | 0 | 0 | Manufactured_FALSE | Manufactured_FALSE | Manufactured_ | Manufactured_ | Manufactured_ | unknown | unknownManufactured_ | unknownManufactured_FALSE
Water_00004418 | SITE_00008 | Room_00006471 | Bathroom_6 | Bathroom | Bathroom Faucet | 1.6 | 1.7689 | 1.6 | 2 |  | N/A | N/A | N/A | Bag | 0.796 |  | 1.592 |  | WA | Single Family | Bathroom Faucet | 531 | 3801.52 | Single Family | FALSE | FALSE |  |  |  | 6082.432 | 6052.0198 | Single Family_FALSE | Single Family_FALSE | Single Family_ | Single Family_ | Single Family_ | unknown | unknownSingle Family_ | unknownSingle Family_FALSE
Water_00004419 | SITE_00008 | Room_00006471 | Bathroom_6 | Bathroom | Shower / Bathtub combo with diverter valve | 2.5 | 3.1133 | 2.5 | 3.3 |  | Primary | Daily / Almost Daily | N/A | Bag | 0.8492 |  | 2.802 |  | WA | Single Family | Shower | 531 | 3801.52 | Single Family | TRUE | TRUE | TRUE | TRUE | TRUE | 9503.8 | 10651.859 | Single Family_TRUE | Single Family_TRUE | Single Family_TRUE | Single Family_TRUE | Single Family_TRUE | 2.5gpm | 2.5gpmSingle Family_TRUE | 2.5gpmSingle Family_TRUE
Water_00004420 | SITE_01145 | Room_00016591 | Kitchen_1 | Kitchen | Kitchen Faucet | 1.68 | 1.68 |  | 1.9 |  | N/A | N/A | N/A | Bag | 0.796 |  | 1.512 |  | WA | Multifamily Residence | Kitchen Faucet | 1660 | 2002.11 | Multifamily Residence | FALSE | FALSE |  |  |  | 3363.5448 | 3027.1903 | Multifamily Residence_FALSE | Multifamily Residence_FALSE | Multifamily Residence_ | Multifamily Residence_ | Multifamily Residence_ | unknown | unknownMultifamily Residence_ | unknownMultifamily Residence_FALSE
Water_00004421 | SITE_01145 | Room_00016593 | Bathroom_1 | Bathroom | Shower / Bathtub combo with diverter valve | 1.8867 | 1.8867 |  | 2 |  | Primary | Daily / Almost Daily | N/A | Bag | 0.8492 |  | 1.698 |  | WA | Multifamily Residence | Shower | 1660 | 2002.11 | Multifamily Residence | TRUE | TRUE | TRUE | TRUE | TRUE | 3777.3142 | 3399.5828 | Multifamily Residence_TRUE | Multifamily Residence_TRUE | Multifamily Residence_TRUE | Multifamily Residence_TRUE | Multifamily Residence_TRUE | 2.0gpm | 2.0gpmMultifamily Residence_TRUE | 2.0gpmMultifamily Residence_TRUE
Water_00004422 | SITE_01145 | Room_00016593 | Bathroom_1 | Bathroom | Bathroom Faucet | 1.7689 | 1.7689 |  | 2 |  | N/A | N/A | N/A | Bag | 0.796 |  | 1.592 |  | WA | Multifamily Residence | Bathroom Faucet | 1660 | 2002.11 | Multifamily Residence | FALSE | FALSE |  |  |  | 3541.5101 | 3187.3591 | Multifamily Residence_FALSE | Multifamily Residence_FALSE | Multifamily Residence_ | Multifamily Residence_ | Multifamily Residence_ | unknown | unknownMultifamily Residence_ | unknownMultifamily Residence_FALSE
Water_00004423 | SITE_01137 | Room_00016501 | Bathroom_1 | Bathroom | Shower | 1.8867 | 1.8867 |  | 2 |  | Primary | Daily / Almost Daily | N/A | Bag | 0.8492 |  | 1.698 |  | WA | Single Family | Shower | 1652 | 3801.52 | Single Family | TRUE | FALSE | TRUE | TRUE | TRUE | 7172.2011 | 6454.981 | Single Family_TRUE | Single Family_FALSE | Single Family_TRUE | Single Family_TRUE | Single Family_TRUE | 2.0gpm | 2.0gpmSingle Family_TRUE | 2.0gpmSingle Family_TRUE
Water_00004424 | SITE_01137 | Room_00016501 | Bathroom_1 | Bathroom | Bathtub | unknown |  |  |  | N/A | N/A | N/A | N/A | Unknown |  | N/A |  | N/A | WA | Single Family | Bathtub | 1652 | 3801.52 | Single Family | FALSE | FALSE |  |  |  | 0 | 0 | Single Family_FALSE | Single Family_FALSE | Single Family_ | Single Family_ | Single Family_ | unknown | unknownSingle Family_ | unknownSingle Family_FALSE
Water_00004425 | SITE_01137 | Room_00016501 | Bathroom_1 | Bathroom | Bathroom Faucet | 2.6533 | 2.6533 |  | 3 |  | N/A | N/A | N/A | Bag | 0.796 |  | 2.388 |  | WA | Single Family | Bathroom Faucet | 1652 | 3801.52 | Single Family | FALSE | FALSE |  |  |  | 10086.6997 | 9078.0298 | Single Family_FALSE | Single Family_FALSE | Single Family_ | Single Family_ | Single Family_ | unknown | unknownSingle Family_ | unknownSingle Family_FALSE
Water_00004426 | SITE_01137 | Room_00016501 | Bathroom_1 | Bathroom | Bathroom Faucet | 2.6533 | 2.6533 |  | 3 |  | N/A | N/A | N/A | Bag | 0.796 |  | 2.388 |  | WA | Single Family | Bathroom Faucet | 1652 | 3801.52 | Single Family | FALSE | FALSE |  |  |  | 10086.6997 | 9078.0298 | Single Family_FALSE | Single Family_FALSE | Single Family_ | Single Family_ | Single Family_ | unknown | unknownSingle Family_ | unknownSingle Family_FALSE
Water_00004427 | SITE_01137 | Room_00016507 | Bathroom_2 | Bathroom | Bathroom Faucet | 3.5378 | 3.5378 |  | 4 |  | N/A | N/A | N/A | Bag | 0.796 |  | 3.184 |  | WA | Single Family | Bathroom Faucet | 1652 | 3801.52 | Single Family | FALSE | FALSE |  |  |  | 13448.933 | 12104.0397 | Single Family_FALSE | Single Family_FALSE | Single Family_ | Single Family_ | Single Family_ | unknown | unknownSingle Family_ | unknownSingle Family_FALSE
Water_00004428 | SITE_01137 | Room_00016507 | Bathroom_2 | Bathroom | Shower / Bathtub combo with diverter valve | 1.8867 | 1.8867 |  | 2 |  | Secondary | A few times per year | N/A | Bag | 0.8492 |  | 1.698 |  | WA | Single Family | Shower | 1652 | 3801.52 | Single Family | TRUE | TRUE | TRUE | TRUE | TRUE | 7172.2011 | 6454.981 | Single Family_TRUE | Single Family_TRUE | Single Family_TRUE | Single Family_TRUE | Single Family_TRUE | 2.0gpm | 2.0gpmSingle Family_TRUE | 2.0gpmSingle Family_TRUE
Water_00004429 | SITE_01137 | Room_00016510 | Bathroom_3 | Bathroom | Bathroom Faucet | 2 | 1.7689 | 2 | 2 |  | N/A | N/A | N/A | Bag | 0.796 |  | 1.592 |  | WA | Single Family | Bathroom Faucet | 1652 | 3801.52 | Single Family | FALSE | FALSE |  |  |  | 7603.04 | 6052.0198 | Single Family_FALSE | Single Family_FALSE | Single Family_ | Single Family_ | Single Family_ | unknown | unknownSingle Family_ | unknownSingle Family_FALSE
Water_00004430 | SITE_01137 | Room_00016512 | Kitchen_1 | Kitchen | Kitchen Faucet | 1.5 | 1.5033 | 1.5 | 1.7 |  | N/A | N/A | N/A | Bag | 0.796 |  | 1.353 |  | WA | Single Family | Kitchen Faucet | 1652 | 3801.52 | Single Family | FALSE | FALSE |  |  |  | 5702.28 | 5143.4566 | Single Family_FALSE | Single Family_FALSE | Single Family_ | Single Family_ | Single Family_ | unknown | unknownSingle Family_ | unknownSingle Family_FALSE
Water_00004431 | SITE_01135 | Room_00016475 | Kitchen_1 | Kitchen | Kitchen Faucet | 2.2 | 1.5922 | 2.2 | 1.8 |  | N/A | N/A | N/A | Bag | 0.796 |  | 1.433 |  | WA | Multifamily Residence | Kitchen Faucet | 1650 | 2002.11 | Multifamily Residence | FALSE | FALSE |  |  |  | 4404.642 | 2869.0236 | Multifamily Residence_FALSE | Multifamily Residence_FALSE | Multifamily Residence_ | Multifamily Residence_ | Multifamily Residence_ | unknown | unknownMultifamily Residence_ | unknownMultifamily Residence_FALSE
Water_00004432 | SITE_00007 | Room_00006455 | Kitchen_1 | Kitchen | Kitchen Faucet | 3.0067 | 3.0067 |  | 3.4 |  | N/A | N/A | N/A | Bag | 0.796 |  | 2.706 |  | WA | Manufactured | Kitchen Faucet | 530 | 997.59 | Manufactured | FALSE | FALSE |  |  |  | 2999.4206 | 2699.4785 | Manufactured_FALSE | Manufactured_FALSE | Manufactured_ | Manufactured_ | Manufactured_ | unknown | unknownManufactured_ | unknownManufactured_FALSE
Water_00004433 | SITE_00007 | Room_00006457 | Bathroom_1 | Bathroom | Bathroom Faucet | 4.4222 | 4.4222 |  | 5 |  | N/A | N/A | Fills bag within 5s. Faucet drips, will not shut off entirely | Bag | 0.796 |  | 3.98 |  | WA | Manufactured | Bathroom Faucet | 530 | 997.59 | Manufactured | FALSE | FALSE |  |  |  | 4411.5647 | 3970.4082 | Manufactured_FALSE | Manufactured_FALSE | Manufactured_ | Manufactured_ | Manufactured_ | unknown | unknownManufactured_ | unknownManufactured_FALSE
Water_00004434 | SITE_00007 | Room_00006457 | Bathroom_1 | Bathroom | Shower / Bathtub combo with diverter valve | 4.2456 | 4.2456 |  | 4.5 |  | Primary | Daily / Almost Daily | N/A | Bag | 0.8492 |  | 3.821 |  | WA | Manufactured | Shower | 530 | 997.59 | Manufactured | TRUE | TRUE | TRUE | TRUE | TRUE | 4235.3238 | 3811.7914 | Manufactured_TRUE | Manufactured_TRUE | Manufactured_TRUE | Manufactured_TRUE | Manufactured_TRUE | gt2.5gpm | gt2.5gpmManufactured_TRUE | gt2.5gpmManufactured_TRUE
Water_00004435 | SITE_00043 | Room_00006848 | Bathroom_6 | Bathroom | Kitchen Faucet | 2.2 | 2.6533 | 2.2 | 3 |  | N/A | N/A | N/A | Bag | 0.796 |  | 2.388 |  | WA | Multifamily Residence | Kitchen Faucet | 566 | 2002.11 | Multifamily Residence | FALSE | FALSE |  |  |  | 4404.642 | 4781.0387 | Multifamily Residence_FALSE | Multifamily Residence_FALSE | Multifamily Residence_ | Multifamily Residence_ | Multifamily Residence_ | unknown | unknownMultifamily Residence_ | unknownMultifamily Residence_FALSE
Water_00004436 | SITE_00043 | Room_00006848 | Bathroom_6 | Bathroom | Shower | 1.2267 | 1.2267 |  | 1.3 |  | Primary | Daily / Almost Daily | N/A | Bag | 0.8492 |  | 1.104 |  | WA | Multifamily Residence | Shower | 566 | 2002.11 | Multifamily Residence | TRUE | FALSE | TRUE | TRUE | TRUE | 2455.9216 | 2210.3294 | Multifamily Residence_TRUE | Multifamily Residence_FALSE | Multifamily Residence_TRUE | Multifamily Residence_TRUE | Multifamily Residence_TRUE | <1.5gpm | <1.5gpmMultifamily Residence_TRUE | <1.5gpmMultifamily Residence_TRUE
Water_00004437 | SITE_01142 | Room_00016557 | Bathroom_1 | Bathroom | Bathroom Faucet | 2 | 1.3267 | 2 | 1.5 |  | N/A | N/A | N/A | Bag | 0.796 |  | 1.194 |  | WA | Multifamily Residence | Bathroom Faucet | 1657 | 2002.11 | Multifamily Residence | FALSE | FALSE |  |  |  | 4004.22 | 2390.5193 | Multifamily Residence_FALSE | Multifamily Residence_FALSE | Multifamily Residence_ | Multifamily Residence_ | Multifamily Residence_ | unknown | unknownMultifamily Residence_ | unknownMultifamily Residence_FALSE
Water_00004438 | SITE_01142 | Room_00016557 | Bathroom_1 | Bathroom | Shower / Bathtub combo with diverter valve | 2.5 | 2.6422 | 2.5 | 2.8 |  | All used about the same | Daily / Almost Daily | N/A | Bag | 0.8492 |  | 2.378 |  | WA | Multifamily Residence | Shower | 1657 | 2002.11 | Multifamily Residence | TRUE | TRUE | TRUE | TRUE | TRUE | 5005.275 | 4761.0176 | Multifamily Residence_TRUE | Multifamily Residence_TRUE | Multifamily Residence_TRUE | Multifamily Residence_TRUE | Multifamily Residence_TRUE | 2.5gpm | 2.5gpmMultifamily Residence_TRUE | 2.5gpmMultifamily Residence_TRUE
Water_00004439 | SITE_01142 | Room_00016558 | Kitchen_1 | Kitchen | Kitchen Faucet | 2.2 | 2.6533 | 2.2 | 3 |  | N/A | N/A | N/A | Bag | 0.796 |  | 2.388 |  | WA | Multifamily Residence | Kitchen Faucet | 1657 | 2002.11 | Multifamily Residence | FALSE | FALSE |  |  |  | 4404.642 | 4781.0387 | Multifamily Residence_FALSE | Multifamily Residence_FALSE | Multifamily Residence_ | Multifamily Residence_ | Multifamily Residence_ | unknown | unknownMultifamily Residence_ | unknownMultifamily Residence_FALSE
Water_00004440 | SITE_00176 | Room_00008175 | Kitchen_1 | Kitchen | Kitchen Faucet | 2.2 | 1.7689 | 2.2 | 2 |  | N/A | N/A | N/A | Bag | 0.796 |  | 1.592 |  | WA | Single Family | Kitchen Faucet | 696 | 3801.52 | Single Family | FALSE | FALSE |  |  |  | 8363.344 | 6052.0198 | Single Family_FALSE | Single Family_FALSE | Single Family_ | Single Family_ | Single Family_ | unknown | unknownSingle Family_ | unknownSingle Family_FALSE
Water_00004441 | SITE_00176 | Room_00008178 | Bathroom_1 | Bathroom | Bathroom Faucet | 1.5 | 1.15 | 1.5 | 1.3 |  | N/A | N/A | N/A | Bag | 0.796 |  | 1.035 |  | WA | Single Family | Bathroom Faucet | 696 | 3801.52 | Single Family | FALSE | FALSE |  |  |  | 5702.28 | 3934.5732 | Single Family_FALSE | Single Family_FALSE | Single Family_ | Single Family_ | Single Family_ | unknown | unknownSingle Family_ | unknownSingle Family_FALSE
Water_00004442 | SITE_00176 | Room_00008178 | Bathroom_1 | Bathroom | Bathroom Faucet | 1.5 | 1.15 | 1.5 | 1.3 |  | N/A | N/A | N/A | Bag | 0.796 |  | 1.035 |  | WA | Single Family | Bathroom Faucet | 696 | 3801.52 | Single Family | FALSE | FALSE |  |  |  | 5702.28 | 3934.5732 | Single Family_FALSE | Single Family_FALSE | Single Family_ | Single Family_ | Single Family_ | unknown | unknownSingle Family_ | unknownSingle Family_FALSE
Water_00004443 | SITE_00176 | Room_00008178 | Bathroom_1 | Bathroom | Shower / Bathtub combo with diverter valve | 2.5 | 3.5856 | 2.5 | 3.8 |  | Secondary | Daily / Almost Daily | N/A | Bag | 0.8492 |  | 3.227 |  | WA | Single Family | Shower | 696 | 3801.52 | Single Family | TRUE | TRUE | TRUE | TRUE | TRUE | 9503.8 | 12267.505 | Single Family_TRUE | Single Family_TRUE | Single Family_TRUE | Single Family_TRUE | Single Family_TRUE | 2.5gpm | 2.5gpmSingle Family_TRUE | 2.5gpmSingle Family_TRUE
Water_00004444 | SITE_00044 | Room_00006856 | Bathroom_6 | Bathroom | Bathroom Faucet | 2 | 1.3267 | 2 | 1.5 |  | N/A | N/A | N/A | Bag | 0.796 |  | 1.194 |  | WA | Multifamily Residence | Bathroom Faucet | 567 | 2002.11 | Multifamily Residence | FALSE | FALSE |  |  |  | 4004.22 | 2390.5193 | Multifamily Residence_FALSE | Multifamily Residence_FALSE | Multifamily Residence_ | Multifamily Residence_ | Multifamily Residence_ | unknown | unknownMultifamily Residence_ | unknownMultifamily Residence_FALSE
Water_00004445 | SITE_00044 | Room_00006856 | Bathroom_6 | Bathroom | Shower / Bathtub combo with diverter valve | 2.0756 | 2.0756 |  | 2.2 |  | Primary | Daily / Almost Daily | N/A | Bag | 0.8492 |  | 1.868 |  | WA | Multifamily Residence | Shower | 567 | 2002.11 | Multifamily Residence | TRUE | TRUE | TRUE | TRUE | TRUE | 4155.4905 | 3739.9415 | Multifamily Residence_TRUE | Multifamily Residence_TRUE | Multifamily Residence_TRUE | Multifamily Residence_TRUE | Multifamily Residence_TRUE | 2.5gpm | 2.5gpmMultifamily Residence_TRUE | 2.5gpmMultifamily Residence_TRUE
Water_00004446 | SITE_00791 | Room_00014317 | Kitchen_1 | Kitchen | Kitchen Faucet | 1.7689 | 1.7689 |  | 2 |  | N/A | N/A | N/A | Bag | 0.796 |  | 1.592 |  | WA | Multifamily Residence | Kitchen Faucet | 1310 | 2000.27 | Multifamily Residence | FALSE | FALSE |  |  |  | 3538.2554 | 3184.4298 | Multifamily Residence_FALSE | Multifamily Residence_FALSE | Multifamily Residence_ | Multifamily Residence_ | Multifamily Residence_ | unknown | unknownMultifamily Residence_ | unknownMultifamily Residence_FALSE
Water_00004447 | SITE_00791 | Room_00014320 | Bathroom_1 | Bathroom | Bathroom Faucet | unknown |  |  | 2 |  | N/A | N/A | N/A | Unknown |  | N/A |  | N/A | WA | Multifamily Residence | Bathroom Faucet | 1310 | 2000.27 | Multifamily Residence | FALSE | FALSE |  |  |  | 0 | 0 | Multifamily Residence_FALSE | Multifamily Residence_FALSE | Multifamily Residence_ | Multifamily Residence_ | Multifamily Residence_ | unknown | unknownMultifamily Residence_ | unknownMultifamily Residence_FALSE
Water_00004448 | SITE_00791 | Room_00014320 | Bathroom_1 | Bathroom | Shower / Bathtub combo with diverter valve | unknown |  |  | 3 |  | Primary | Daily / Almost Daily | N/A | Unknown |  | N/A |  | N/A | WA | Multifamily Residence | Shower | 1310 | 2000.27 | Multifamily Residence | TRUE | TRUE | FALSE | FALSE | FALSE | 0 | 0 | Multifamily Residence_TRUE | Multifamily Residence_TRUE | Multifamily Residence_FALSE | Multifamily Residence_FALSE | Multifamily Residence_FALSE | unknown | unknownMultifamily Residence_FALSE | unknownMultifamily Residence_TRUE
Water_00004449 | SITE_00056 | Room_00006960 | Bathroom_1 | Bathroom | Bathroom Faucet | 1 |  | 1 | 1.5 |  | N/A | N/A | N/A | Unknown |  | N/A |  | N/A | WA | Multifamily Residence | Bathroom Faucet | 579 | 2002.39 | Multifamily Residence | FALSE | FALSE |  |  |  | 2002.39 | 0 | Multifamily Residence_FALSE | Multifamily Residence_FALSE | Multifamily Residence_ | Multifamily Residence_ | Multifamily Residence_ | unknown | unknownMultifamily Residence_ | unknownMultifamily Residence_FALSE
Water_00004450 | SITE_00056 | Room_00006960 | Bathroom_1 | Bathroom | Shower / Bathtub combo with diverter valve | unknown |  |  | 2.5 |  | Primary | Daily / Almost Daily | N/A | Unknown |  | N/A |  | N/A | WA | Multifamily Residence | Shower | 579 | 2002.39 | Multifamily Residence | TRUE | TRUE | FALSE | FALSE | FALSE | 0 | 0 | Multifamily Residence_TRUE | Multifamily Residence_TRUE | Multifamily Residence_FALSE | Multifamily Residence_FALSE | Multifamily Residence_FALSE | unknown | unknownMultifamily Residence_FALSE | unknownMultifamily Residence_TRUE
Water_00004451 | SITE_00056 | Room_00006961 | Kitchen_1 | Kitchen | Kitchen Faucet | 1.3267 | 1.3267 |  | 1.5 |  | N/A | N/A | N/A | Bag | 0.796 |  | 1.194 |  | WA | Multifamily Residence | Kitchen Faucet | 579 | 2002.39 | Multifamily Residence | FALSE | FALSE |  |  |  | 2656.5041 | 2390.8537 | Multifamily Residence_FALSE | Multifamily Residence_FALSE | Multifamily Residence_ | Multifamily Residence_ | Multifamily Residence_ | unknown | unknownMultifamily Residence_ | unknownMultifamily Residence_FALSE
Water_00004452 | SITE_00055 | Room_00006952 | Bathroom_6 | Bathroom | Bathroom Faucet | unknown |  |  | 2.5 |  | N/A | N/A | N/A | Unknown |  | N/A |  | N/A | WA | Multifamily Residence | Bathroom Faucet | 578 | 2002.39 | Multifamily Residence | FALSE | FALSE |  |  |  | 0 | 0 | Multifamily Residence_FALSE | Multifamily Residence_FALSE | Multifamily Residence_ | Multifamily Residence_ | Multifamily Residence_ | unknown | unknownMultifamily Residence_ | unknownMultifamily Residence_FALSE
Water_00004453 | SITE_00055 | Room_00006952 | Bathroom_6 | Bathroom | Shower | unknown |  |  | 2.5 |  | All used about the same | Daily / Almost Daily | N/A | Unknown |  | N/A |  | N/A | WA | Multifamily Residence | Shower | 578 | 2002.39 | Multifamily Residence | TRUE | FALSE | FALSE | FALSE | FALSE | 0 | 0 | Multifamily Residence_TRUE | Multifamily Residence_FALSE | Multifamily Residence_FALSE | Multifamily Residence_FALSE | Multifamily Residence_FALSE | unknown | unknownMultifamily Residence_FALSE | unknownMultifamily Residence_TRUE
Water_00004454 | SITE_01154 | Room_00016661 | Kitchen_1 | Kitchen | Kitchen Faucet | 1 | 0.88444 | 1 | 1 |  | N/A | N/A | N/A | Bag | 0.796 |  | 0.796 |  | WA | Multifamily Residence | Kitchen Faucet | 1669 | 2002.39 | Multifamily Residence | FALSE | FALSE |  |  |  | 2002.39 | 1593.9024 | Multifamily Residence_FALSE | Multifamily Residence_FALSE | Multifamily Residence_ | Multifamily Residence_ | Multifamily Residence_ | unknown | unknownMultifamily Residence_ | unknownMultifamily Residence_FALSE
Water_00004455 | SITE_01154 | Room_00016663 | Bathroom_1 | Bathroom | Bathroom Faucet | 2 |  | 2 | 2 |  | N/A | N/A | N/A | Unknown |  | N/A |  | N/A | WA | Multifamily Residence | Bathroom Faucet | 1669 | 2002.39 | Multifamily Residence | FALSE | FALSE |  |  |  | 4004.78 | 0 | Multifamily Residence_FALSE | Multifamily Residence_FALSE | Multifamily Residence_ | Multifamily Residence_ | Multifamily Residence_ | unknown | unknownMultifamily Residence_ | unknownMultifamily Residence_FALSE
Water_00004456 | SITE_01154 | Room_00016663 | Bathroom_1 | Bathroom | Shower / Bathtub combo with diverter valve | 2 |  | 2 | 2 |  | Primary | Daily / Almost Daily | N/A | Unknown |  | N/A |  | N/A | WA | Multifamily Residence | Shower | 1669 | 2002.39 | Multifamily Residence | TRUE | TRUE | TRUE | FALSE | FALSE | 4004.78 | 0 | Multifamily Residence_TRUE | Multifamily Residence_TRUE | Multifamily Residence_TRUE | Multifamily Residence_FALSE | Multifamily Residence_FALSE | unknown | unknownMultifamily Residence_FALSE | unknownMultifamily Residence_TRUE
Water_00004457 | SITE_00060 | Room_00006993 | Kitchen_1 | Kitchen | Kitchen Faucet | 3.5378 | 3.5378 |  | 4 |  | N/A | N/A | N/A | Bag | 0.796 |  | 3.184 |  | WA | Multifamily Residence | Kitchen Faucet | 583 | 2002.39 | Multifamily Residence | FALSE | FALSE |  |  |  | 7084.0108 | 6375.6098 | Multifamily Residence_FALSE | Multifamily Residence_FALSE | Multifamily Residence_ | Multifamily Residence_ | Multifamily Residence_ | unknown | unknownMultifamily Residence_ | unknownMultifamily Residence_FALSE
Water_00004458 | SITE_00060 | Room_00006996 | Bathroom_1 | Bathroom | Shower / Bathtub combo with diverter valve | unknown |  |  | 2 |  | Primary | A few times per week | N/A | Unknown |  | N/A |  | N/A | WA | Multifamily Residence | Shower | 583 | 2002.39 | Multifamily Residence | TRUE | TRUE | FALSE | FALSE | FALSE | 0 | 0 | Multifamily Residence_TRUE | Multifamily Residence_TRUE | Multifamily Residence_FALSE | Multifamily Residence_FALSE | Multifamily Residence_FALSE | unknown | unknownMultifamily Residence_FALSE | unknownMultifamily Residence_TRUE
Water_00004459 | SITE_00060 | Room_00006996 | Bathroom_1 | Bathroom | Bathroom Faucet | 2 |  | 2 | 1.5 |  | N/A | N/A | N/A | Unknown |  | N/A |  | N/A | WA | Multifamily Residence | Bathroom Faucet | 583 | 2002.39 | Multifamily Residence | FALSE | FALSE |  |  |  | 4004.78 | 0 | Multifamily Residence_FALSE | Multifamily Residence_FALSE | Multifamily Residence_ | Multifamily Residence_ | Multifamily Residence_ | unknown | unknownMultifamily Residence_ | unknownMultifamily Residence_FALSE
Water_00004460 | SITE_00060 | Room_00006996 | Bathroom_1 | Bathroom | Bathroom Faucet | 2 |  | 2 | 1.5 |  | N/A | N/A | N/A | Unknown |  | N/A |  | N/A | WA | Multifamily Residence | Bathroom Faucet | 583 | 2002.39 | Multifamily Residence | FALSE | FALSE |  |  |  | 4004.78 | 0 | Multifamily Residence_FALSE | Multifamily Residence_FALSE | Multifamily Residence_ | Multifamily Residence_ | Multifamily Residence_ | unknown | unknownMultifamily Residence_ | unknownMultifamily Residence_FALSE
Water_00004461 | SITE_00144 | Room_00007730 | Bathroom_1 | Bathroom | Shower | unknown |  |  |  | Unknown | Unknown | Unknown | Could not measure flow rate due to showerhead size. | Unknown |  | N/A |  | N/A | WA | Single Family | Shower | 666 | 2259.17 | Single Family | TRUE | FALSE | FALSE | FALSE | FALSE | 0 | 0 | Single Family_TRUE | Single Family_FALSE | Single Family_FALSE | Single Family_FALSE | Single Family_FALSE | unknown | unknownSingle Family_FALSE | unknownSingle Family_TRUE
Water_00004462 | SITE_00144 | Room_00007730 | Bathroom_1 | Bathroom | Bathroom Faucet | 1.5 |  | 1.5 | 2 |  | N/A | N/A | N/A | Unknown |  | N/A |  | N/A | WA | Single Family | Bathroom Faucet | 666 | 2259.17 | Single Family | FALSE | FALSE |  |  |  | 3388.755 | 0 | Single Family_FALSE | Single Family_FALSE | Single Family_ | Single Family_ | Single Family_ | unknown | unknownSingle Family_ | unknownSingle Family_FALSE
Water_00004463 | SITE_00144 | Room_00007730 | Bathroom_1 | Bathroom | Bathroom Faucet | 1.5 |  | 1.5 | 2 |  | N/A | N/A | N/A | Unknown |  | N/A |  | N/A | WA | Single Family | Bathroom Faucet | 666 | 2259.17 | Single Family | FALSE | FALSE |  |  |  | 3388.755 | 0 | Single Family_FALSE | Single Family_FALSE | Single Family_ | Single Family_ | Single Family_ | unknown | unknownSingle Family_ | unknownSingle Family_FALSE
Water_00004464 | SITE_00144 | Room_00007737 | Bathroom_2 | Bathroom | Bathroom Faucet | 1.5 |  | 1.5 | 2 |  | N/A | N/A | N/A | Unknown |  | N/A |  | N/A | WA | Single Family | Bathroom Faucet | 666 | 2259.17 | Single Family | FALSE | FALSE |  |  |  | 3388.755 | 0 | Single Family_FALSE | Single Family_FALSE | Single Family_ | Single Family_ | Single Family_ | unknown | unknownSingle Family_ | unknownSingle Family_FALSE
Water_00004465 | SITE_00144 | Room_00007737 | Bathroom_2 | Bathroom | Shower / Bathtub combo with diverter valve | 1.5 |  | 1.5 | 1.5 |  | All used about the same | Daily / Almost Daily | N/A | Unknown |  | N/A |  | N/A | WA | Single Family | Shower | 666 | 2259.17 | Single Family | TRUE | TRUE | TRUE | FALSE | FALSE | 3388.755 | 0 | Single Family_TRUE | Single Family_TRUE | Single Family_TRUE | Single Family_FALSE | Single Family_FALSE | unknown | unknownSingle Family_FALSE | unknownSingle Family_TRUE
Water_00004466 | SITE_00144 | Room_00007740 | Bathroom_3 | Bathroom | Bathroom Faucet | 1.5 |  | 1.5 | 1.5 |  | N/A | N/A | N/A | Unknown |  | N/A |  | N/A | WA | Single Family | Bathroom Faucet | 666 | 2259.17 | Single Family | FALSE | FALSE |  |  |  | 3388.755 | 0 | Single Family_FALSE | Single Family_FALSE | Single Family_ | Single Family_ | Single Family_ | unknown | unknownSingle Family_ | unknownSingle Family_FALSE
Water_00004467 | SITE_00144 | Room_00007742 | Kitchen_1 | Kitchen | Kitchen Faucet | 1.5 | 1.3267 | 1.5 | 1.5 |  | N/A | N/A | N/A | Bag | 0.796 |  | 1.194 |  | WA | Single Family | Kitchen Faucet | 666 | 2259.17 | Single Family | FALSE | FALSE |  |  |  | 3388.755 | 2697.449 | Single Family_FALSE | Single Family_FALSE | Single Family_ | Single Family_ | Single Family_ | unknown | unknownSingle Family_ | unknownSingle Family_FALSE
Water_00004468 | SITE_01198 | Room_00017063 | Bathroom_6 | Bathroom | Bathroom Faucet | 2 |  | 2 | 4.5 |  | N/A | N/A | N/A | Unknown |  | N/A |  | N/A | WA | Single Family | Bathroom Faucet | 1713 | 2259.17 | Single Family | FALSE | FALSE |  |  |  | 4518.34 | 0 | Single Family_FALSE | Single Family_FALSE | Single Family_ | Single Family_ | Single Family_ | unknown | unknownSingle Family_ | unknownSingle Family_FALSE
Water_00004469 | SITE_01198 | Room_00017063 | Bathroom_6 | Bathroom | Shower | unknown |  |  |  | Unknown | All used about the same | A few times per year | N/A | Unknown |  | N/A |  | N/A | WA | Single Family | Shower | 1713 | 2259.17 | Single Family | TRUE | FALSE | FALSE | FALSE | FALSE | 0 | 0 | Single Family_TRUE | Single Family_FALSE | Single Family_FALSE | Single Family_FALSE | Single Family_FALSE | unknown | unknownSingle Family_FALSE | unknownSingle Family_TRUE
Water_00004470 | SITE_01155 | Room_00016667 | Kitchen_1 | Kitchen | Kitchen Faucet | 2.2 | 2.2111 | 2.2 | 2.5 |  | N/A | N/A | N/A | Bag | 0.796 |  | 1.99 |  | WA | Multifamily Residence | Kitchen Faucet | 1670 | 2002.39 | Multifamily Residence | FALSE | FALSE |  |  |  | 4405.258 | 3984.7561 | Multifamily Residence_FALSE | Multifamily Residence_FALSE | Multifamily Residence_ | Multifamily Residence_ | Multifamily Residence_ | unknown | unknownMultifamily Residence_ | unknownMultifamily Residence_FALSE
Water_00004471 | SITE_01155 | Room_00016671 | Bathroom_1 | Bathroom | Shower / Bathtub combo with diverter valve | 2.5 |  | 2.5 | 2.5 |  | Primary | Daily / Almost Daily | N/A | Unknown |  | N/A |  | N/A | WA | Multifamily Residence | Shower | 1670 | 2002.39 | Multifamily Residence | TRUE | TRUE | TRUE | FALSE | FALSE | 5005.975 | 0 | Multifamily Residence_TRUE | Multifamily Residence_TRUE | Multifamily Residence_TRUE | Multifamily Residence_FALSE | Multifamily Residence_FALSE | unknown | unknownMultifamily Residence_FALSE | unknownMultifamily Residence_TRUE
Water_00004472 | SITE_01155 | Room_00016671 | Bathroom_1 | Bathroom | Bathroom Faucet | unknown |  |  | 2 |  | N/A | N/A | N/A | Unknown |  | N/A |  | N/A | WA | Multifamily Residence | Bathroom Faucet | 1670 | 2002.39 | Multifamily Residence | FALSE | FALSE |  |  |  | 0 | 0 | Multifamily Residence_FALSE | Multifamily Residence_FALSE | Multifamily Residence_ | Multifamily Residence_ | Multifamily Residence_ | unknown | unknownMultifamily Residence_ | unknownMultifamily Residence_FALSE
Water_00004473 | SITE_00146 | Room_00007753 | Bathroom_6 | Bathroom | Bathroom Faucet | 1 |  | 1 | 2 |  | N/A | N/A | N/A | Unknown |  | N/A |  | N/A | WA | Single Family | Bathroom Faucet | 668 | 2259.17 | Single Family | FALSE | FALSE |  |  |  | 2259.17 | 0 | Single Family_FALSE | Single Family_FALSE | Single Family_ | Single Family_ | Single Family_ | unknown | unknownSingle Family_ | unknownSingle Family_FALSE
Water_00004474 | SITE_00146 | Room_00007753 | Bathroom_6 | Bathroom | Shower / Bathtub combo with diverter valve | unknown |  |  |  | Unknown | All used about the same | Daily / Almost Daily | N/A | Unknown |  | N/A |  | N/A | WA | Single Family | Shower | 668 | 2259.17 | Single Family | TRUE | TRUE | FALSE | FALSE | FALSE | 0 | 0 | Single Family_TRUE | Single Family_TRUE | Single Family_FALSE | Single Family_FALSE | Single Family_FALSE | unknown | unknownSingle Family_FALSE | unknownSingle Family_TRUE
Water_00004475 | SITE_00146 | Room_00007756 | Bathroom_7 | Bathroom | Shower / Bathtub combo with diverter valve | unknown |  |  | 2 |  | All used about the same | Daily / Almost Daily | N/A | Unknown |  | N/A |  | N/A | WA | Single Family | Shower | 668 | 2259.17 | Single Family | TRUE | TRUE | FALSE | FALSE | FALSE | 0 | 0 | Single Family_TRUE | Single Family_TRUE | Single Family_FALSE | Single Family_FALSE | Single Family_FALSE | unknown | unknownSingle Family_FALSE | unknownSingle Family_TRUE
Water_00004476 | SITE_00146 | Room_00007756 | Bathroom_7 | Bathroom | Bathroom Faucet | unknown |  |  | 2 |  | N/A | N/A | N/A | Unknown |  | N/A |  | N/A | WA | Single Family | Bathroom Faucet | 668 | 2259.17 | Single Family | FALSE | FALSE |  |  |  | 0 | 0 | Single Family_FALSE | Single Family_FALSE | Single Family_ | Single Family_ | Single Family_ | unknown | unknownSingle Family_ | unknownSingle Family_FALSE
Water_00004477 | SITE_00146 | Room_00007756 | Bathroom_7 | Bathroom | Bathroom Faucet | unknown |  |  | 1.5 |  | N/A | N/A | N/A | Unknown |  | N/A |  | N/A | WA | Single Family | Bathroom Faucet | 668 | 2259.17 | Single Family | FALSE | FALSE |  |  |  | 0 | 0 | Single Family_FALSE | Single Family_FALSE | Single Family_ | Single Family_ | Single Family_ | unknown | unknownSingle Family_ | unknownSingle Family_FALSE
Water_00004478 | SITE_00048 | Room_00006884 | Bathroom_1 | Bathroom | Shower / Bathtub combo with diverter valve | unknown |  |  | 3 |  | Primary | Daily / Almost Daily | N/A | Unknown |  | N/A |  | N/A | WA | Multifamily Residence | Shower | 571 | 2002.39 | Multifamily Residence | TRUE | TRUE | FALSE | FALSE | FALSE | 0 | 0 | Multifamily Residence_TRUE | Multifamily Residence_TRUE | Multifamily Residence_FALSE | Multifamily Residence_FALSE | Multifamily Residence_FALSE | unknown | unknownMultifamily Residence_FALSE | unknownMultifamily Residence_TRUE
Water_00004479 | SITE_00048 | Room_00006884 | Bathroom_1 | Bathroom | Bathroom Faucet | unknown |  |  | 2 |  | N/A | N/A | N/A | Unknown |  | N/A |  | N/A | WA | Multifamily Residence | Bathroom Faucet | 571 | 2002.39 | Multifamily Residence | FALSE | FALSE |  |  |  | 0 | 0 | Multifamily Residence_FALSE | Multifamily Residence_FALSE | Multifamily Residence_ | Multifamily Residence_ | Multifamily Residence_ | unknown | unknownMultifamily Residence_ | unknownMultifamily Residence_FALSE
Water_00004480 | SITE_00048 | Room_00006883 | Kitchen_1 | Kitchen | Kitchen Faucet | 1.3267 | 1.3267 |  | 1.5 |  | N/A | N/A | N/A | Bag | 0.796 |  | 1.194 |  | WA | Multifamily Residence | Kitchen Faucet | 571 | 2002.39 | Multifamily Residence | FALSE | FALSE |  |  |  | 2656.5041 | 2390.8537 | Multifamily Residence_FALSE | Multifamily Residence_FALSE | Multifamily Residence_ | Multifamily Residence_ | Multifamily Residence_ | unknown | unknownMultifamily Residence_ | unknownMultifamily Residence_FALSE
Water_00004481 | SITE_00046 | Room_00006865 | Kitchen_1 | Kitchen | Kitchen Faucet | unknown |  |  |  | Unknown | N/A | N/A | N/A | Unknown |  | N/A |  | N/A | WA | Multifamily Residence | Kitchen Faucet | 569 | 2002.39 | Multifamily Residence | FALSE | FALSE |  |  |  | 0 | 0 | Multifamily Residence_FALSE | Multifamily Residence_FALSE | Multifamily Residence_ | Multifamily Residence_ | Multifamily Residence_ | unknown | unknownMultifamily Residence_ | unknownMultifamily Residence_FALSE
Water_00004482 | SITE_00046 | Room_00006867 | Bathroom_1 | Bathroom | Bathroom Faucet | 2.2 |  | 2.2 |  | Unknown | N/A | N/A | N/A | Unknown |  | N/A |  | N/A | WA | Multifamily Residence | Bathroom Faucet | 569 | 2002.39 | Multifamily Residence | FALSE | FALSE |  |  |  | 4405.258 | 0 | Multifamily Residence_FALSE | Multifamily Residence_FALSE | Multifamily Residence_ | Multifamily Residence_ | Multifamily Residence_ | unknown | unknownMultifamily Residence_ | unknownMultifamily Residence_FALSE
Water_00004483 | SITE_00046 | Room_00006867 | Bathroom_1 | Bathroom | Shower / Bathtub combo with diverter valve | 2 |  | 2 |  | Unknown | Primary | Daily / Almost Daily | N/A | Unknown |  | N/A |  | N/A | WA | Multifamily Residence | Shower | 569 | 2002.39 | Multifamily Residence | TRUE | TRUE | TRUE | FALSE | FALSE | 4004.78 | 0 | Multifamily Residence_TRUE | Multifamily Residence_TRUE | Multifamily Residence_TRUE | Multifamily Residence_FALSE | Multifamily Residence_FALSE | unknown | unknownMultifamily Residence_FALSE | unknownMultifamily Residence_TRUE
Water_00004484 | SITE_00799 | Room_00014400 | Bathroom_1 | Bathroom | Bathroom Faucet | 1.5 |  | 1.5 | 2.5 |  | N/A | N/A | N/A | Unknown |  | N/A |  | N/A | WA | Multifamily Residence | Bathroom Faucet | 1318 | 2000.27 | Multifamily Residence | FALSE | FALSE |  |  |  | 3000.405 | 0 | Multifamily Residence_FALSE | Multifamily Residence_FALSE | Multifamily Residence_ | Multifamily Residence_ | Multifamily Residence_ | unknown | unknownMultifamily Residence_ | unknownMultifamily Residence_FALSE
Water_00004485 | SITE_00799 | Room_00014400 | Bathroom_1 | Bathroom | Bathroom Faucet | 1.5 |  | 1.5 | 2.5 |  | N/A | N/A | N/A | Unknown |  | N/A |  | N/A | WA | Multifamily Residence | Bathroom Faucet | 1318 | 2000.27 | Multifamily Residence | FALSE | FALSE |  |  |  | 3000.405 | 0 | Multifamily Residence_FALSE | Multifamily Residence_FALSE | Multifamily Residence_ | Multifamily Residence_ | Multifamily Residence_ | unknown | unknownMultifamily Residence_ | unknownMultifamily Residence_FALSE
Water_00004486 | SITE_00799 | Room_00014400 | Bathroom_1 | Bathroom | Shower | unknown |  |  | 3.5 |  | Primary | Daily / Almost Daily | N/A | Unknown |  | N/A |  | N/A | WA | Multifamily Residence | Shower | 1318 | 2000.27 | Multifamily Residence | TRUE | FALSE | FALSE | FALSE | FALSE | 0 | 0 | Multifamily Residence_TRUE | Multifamily Residence_FALSE | Multifamily Residence_FALSE | Multifamily Residence_FALSE | Multifamily Residence_FALSE | unknown | unknownMultifamily Residence_FALSE | unknownMultifamily Residence_TRUE
Water_00004487 | SITE_00799 | Room_00014404 | Kitchen_1 | Kitchen | Kitchen Faucet | unknown |  |  | 2.5 |  | N/A | N/A | N/A | Unknown |  | N/A |  | N/A | WA | Multifamily Residence | Kitchen Faucet | 1318 | 2000.27 | Multifamily Residence | FALSE | FALSE |  |  |  | 0 | 0 | Multifamily Residence_FALSE | Multifamily Residence_FALSE | Multifamily Residence_ | Multifamily Residence_ | Multifamily Residence_ | unknown | unknownMultifamily Residence_ | unknownMultifamily Residence_FALSE
Water_00004488 | SITE_00135 | Room_00007601 | Bathroom_1 | Bathroom | Bathroom Faucet | unknown |  |  | 1.5 |  | N/A | N/A | N/A | Unknown |  | N/A |  | N/A | WA | Single Family | Bathroom Faucet | 657 | 2259.17 | Single Family | FALSE | FALSE |  |  |  | 0 | 0 | Single Family_FALSE | Single Family_FALSE | Single Family_ | Single Family_ | Single Family_ | unknown | unknownSingle Family_ | unknownSingle Family_FALSE
Water_00004489 | SITE_00135 | Room_00007601 | Bathroom_1 | Bathroom | Shower | unknown |  |  | 2.5 |  | Secondary | A few times per week | N/A | Unknown |  | N/A |  | N/A | WA | Single Family | Shower | 657 | 2259.17 | Single Family | TRUE | FALSE | FALSE | FALSE | FALSE | 0 | 0 | Single Family_TRUE | Single Family_FALSE | Single Family_FALSE | Single Family_FALSE | Single Family_FALSE | unknown | unknownSingle Family_FALSE | unknownSingle Family_TRUE
Water_00004490 | SITE_00135 | Room_00007603 | Bathroom_2 | Bathroom | Bathroom Faucet | unknown |  |  | 2 |  | N/A | N/A | N/A | Unknown |  | N/A |  | N/A | WA | Single Family | Bathroom Faucet | 657 | 2259.17 | Single Family | FALSE | FALSE |  |  |  | 0 | 0 | Single Family_FALSE | Single Family_FALSE | Single Family_ | Single Family_ | Single Family_ | unknown | unknownSingle Family_ | unknownSingle Family_FALSE
Water_00004491 | SITE_00135 | Room_00007603 | Bathroom_2 | Bathroom | Shower / Bathtub combo with diverter valve | unknown |  |  | 2.5 |  | Primary | Daily / Almost Daily | N/A | Unknown |  | N/A |  | N/A | WA | Single Family | Shower | 657 | 2259.17 | Single Family | TRUE | TRUE | FALSE | FALSE | FALSE | 0 | 0 | Single Family_TRUE | Single Family_TRUE | Single Family_FALSE | Single Family_FALSE | Single Family_FALSE | unknown | unknownSingle Family_FALSE | unknownSingle Family_TRUE
Water_00004492 | SITE_00135 | Room_00007609 | Kitchen_1 | Kitchen | Kitchen Faucet | unknown |  |  | 4 |  | N/A | N/A | N/A | Unknown |  | N/A |  | N/A | WA | Single Family | Kitchen Faucet | 657 | 2259.17 | Single Family | FALSE | FALSE |  |  |  | 0 | 0 | Single Family_FALSE | Single Family_FALSE | Single Family_ | Single Family_ | Single Family_ | unknown | unknownSingle Family_ | unknownSingle Family_FALSE
Water_00004493 | SITE_00808 | Room_00014479 | Kitchen_1 | Kitchen | Kitchen Faucet | unknown |  |  | 2 |  | N/A | N/A | N/A | Unknown |  | N/A |  | N/A | WA | Multifamily Residence | Kitchen Faucet | 1327 | 2000.27 | Multifamily Residence | FALSE | FALSE |  |  |  | 0 | 0 | Multifamily Residence_FALSE | Multifamily Residence_FALSE | Multifamily Residence_ | Multifamily Residence_ | Multifamily Residence_ | unknown | unknownMultifamily Residence_ | unknownMultifamily Residence_FALSE
Water_00004494 | SITE_00808 | Room_00014482 | Bathroom_1 | Bathroom | Shower / Bathtub combo with diverter valve | unknown |  |  | 2 |  | Primary | Daily / Almost Daily | N/A | Unknown |  | N/A |  | N/A | WA | Multifamily Residence | Shower | 1327 | 2000.27 | Multifamily Residence | TRUE | TRUE | FALSE | FALSE | FALSE | 0 | 0 | Multifamily Residence_TRUE | Multifamily Residence_TRUE | Multifamily Residence_FALSE | Multifamily Residence_FALSE | Multifamily Residence_FALSE | unknown | unknownMultifamily Residence_FALSE | unknownMultifamily Residence_TRUE
Water_00004495 | SITE_00808 | Room_00014482 | Bathroom_1 | Bathroom | Bathroom Faucet | 2 |  | 2 | 1 |  | N/A | N/A | N/A | Unknown |  | N/A |  | N/A | WA | Multifamily Residence | Bathroom Faucet | 1327 | 2000.27 | Multifamily Residence | FALSE | FALSE |  |  |  | 4000.54 | 0 | Multifamily Residence_FALSE | Multifamily Residence_FALSE | Multifamily Residence_ | Multifamily Residence_ | Multifamily Residence_ | unknown | unknownMultifamily Residence_ | unknownMultifamily Residence_FALSE
Water_00004496 | SITE_00055 | Room_00006956 | Bathroom_1 | Bathroom | Bathroom Faucet | 1.5 |  | 1.5 | 1.7 |  | N/A | N/A | N/A | Unknown |  | N/A |  | N/A | WA | Multifamily Residence | Bathroom Faucet | 578 | 2002.39 | Multifamily Residence | FALSE | FALSE |  |  |  | 3003.585 | 0 | Multifamily Residence_FALSE | Multifamily Residence_FALSE | Multifamily Residence_ | Multifamily Residence_ | Multifamily Residence_ | unknown | unknownMultifamily Residence_ | unknownMultifamily Residence_FALSE
Water_00004497 | SITE_00055 | Room_00006956 | Bathroom_1 | Bathroom | Shower / Bathtub combo with diverter valve | unknown |  |  |  | Unknown | All used about the same | Daily / Almost Daily | N/A | Unknown |  | N/A |  | N/A | WA | Multifamily Residence | Shower | 578 | 2002.39 | Multifamily Residence | TRUE | TRUE | FALSE | FALSE | FALSE | 0 | 0 | Multifamily Residence_TRUE | Multifamily Residence_TRUE | Multifamily Residence_FALSE | Multifamily Residence_FALSE | Multifamily Residence_FALSE | unknown | unknownMultifamily Residence_FALSE | unknownMultifamily Residence_TRUE
Water_00004498 | SITE_00055 | Room_00006957 | Kitchen_1 | Kitchen | Kitchen Faucet | unknown |  |  | 2 |  | N/A | N/A | N/A | Unknown |  | N/A |  | N/A | WA | Multifamily Residence | Kitchen Faucet | 578 | 2002.39 | Multifamily Residence | FALSE | FALSE |  |  |  | 0 | 0 | Multifamily Residence_FALSE | Multifamily Residence_FALSE | Multifamily Residence_ | Multifamily Residence_ | Multifamily Residence_ | unknown | unknownMultifamily Residence_ | unknownMultifamily Residence_FALSE
Water_00004499 | SITE_01133 | Room_00016452 | Kitchen_1 | Kitchen | Kitchen Faucet | unknown |  |  | 1.5 |  | N/A | N/A | N/A | Unknown |  | N/A |  | N/A | WA | Multifamily Residence | Kitchen Faucet | 1648 | 2000.27 | Multifamily Residence | FALSE | FALSE |  |  |  | 0 | 0 | Multifamily Residence_FALSE | Multifamily Residence_FALSE | Multifamily Residence_ | Multifamily Residence_ | Multifamily Residence_ | unknown | unknownMultifamily Residence_ | unknownMultifamily Residence_FALSE
Water_00004500 | SITE_01133 | Room_00016457 | Bathroom_1 | Bathroom | Bathroom Faucet | 2.2 |  | 2.2 | 2.2 |  | N/A | N/A | N/A | Unknown |  | N/A |  | N/A | WA | Multifamily Residence | Bathroom Faucet | 1648 | 2000.27 | Multifamily Residence | FALSE | FALSE |  |  |  | 4400.594 | 0 | Multifamily Residence_FALSE | Multifamily Residence_FALSE | Multifamily Residence_ | Multifamily Residence_ | Multifamily Residence_ | unknown | unknownMultifamily Residence_ | unknownMultifamily Residence_FALSE
Water_00004501 | SITE_01133 | Room_00016457 | Bathroom_1 | Bathroom | Shower / Bathtub combo with diverter valve | unknown |  |  | 2.5 |  | Primary | Daily / Almost Daily | N/A | Unknown |  | N/A |  | N/A | WA | Multifamily Residence | Shower | 1648 | 2000.27 | Multifamily Residence | TRUE | TRUE | FALSE | FALSE | FALSE | 0 | 0 | Multifamily Residence_TRUE | Multifamily Residence_TRUE | Multifamily Residence_FALSE | Multifamily Residence_FALSE | Multifamily Residence_FALSE | unknown | unknownMultifamily Residence_FALSE | unknownMultifamily Residence_TRUE
Water_00004502 | SITE_00154 | Room_00007876 | Kitchen_1 | Kitchen | Kitchen Faucet | unknown |  |  | 2.5 |  | N/A | N/A | N/A | Unknown |  | N/A |  | N/A | WA | Single Family | Kitchen Faucet | 676 | 2259.17 | Single Family | FALSE | FALSE |  |  |  | 0 | 0 | Single Family_FALSE | Single Family_FALSE | Single Family_ | Single Family_ | Single Family_ | unknown | unknownSingle Family_ | unknownSingle Family_FALSE
Water_00004503 | SITE_00154 | Room_00007877 | Bathroom_1 | Bathroom | Shower / Bathtub combo with diverter valve | unknown |  |  | 2 |  | Primary | Daily / Almost Daily | N/A | Unknown |  | N/A |  | N/A | WA | Single Family | Shower | 676 | 2259.17 | Single Family | TRUE | TRUE | FALSE | FALSE | FALSE | 0 | 0 | Single Family_TRUE | Single Family_TRUE | Single Family_FALSE | Single Family_FALSE | Single Family_FALSE | unknown | unknownSingle Family_FALSE | unknownSingle Family_TRUE
Water_00004504 | SITE_00154 | Room_00007877 | Bathroom_1 | Bathroom | Bathroom Faucet | unknown |  |  | 2.5 |  | N/A | N/A | N/A | Unknown |  | N/A |  | N/A | WA | Single Family | Bathroom Faucet | 676 | 2259.17 | Single Family | FALSE | FALSE |  |  |  | 0 | 0 | Single Family_FALSE | Single Family_FALSE | Single Family_ | Single Family_ | Single Family_ | unknown | unknownSingle Family_ | unknownSingle Family_FALSE
Water_00004505 | SITE_00154 | Room_00007884 | Bathroom_2 | Bathroom | Shower | unknown |  |  | 2.8 |  | Secondary | A few times per year | N/A | Unknown |  | N/A |  | N/A | WA | Single Family | Shower | 676 | 2259.17 | Single Family | TRUE | FALSE | FALSE | FALSE | FALSE | 0 | 0 | Single Family_TRUE | Single Family_FALSE | Single Family_FALSE | Single Family_FALSE | Single Family_FALSE | unknown | unknownSingle Family_FALSE | unknownSingle Family_TRUE
Water_00004506 | SITE_00154 | Room_00007884 | Bathroom_2 | Bathroom | Bathroom Faucet | unknown |  |  | 1.4 |  | N/A | N/A | N/A | Unknown |  | N/A |  | N/A | WA | Single Family | Bathroom Faucet | 676 | 2259.17 | Single Family | FALSE | FALSE |  |  |  | 0 | 0 | Single Family_FALSE | Single Family_FALSE | Single Family_ | Single Family_ | Single Family_ | unknown | unknownSingle Family_ | unknownSingle Family_FALSE
Water_00004507 | SITE_01198 | Room_00017068 | Kitchen_1 | Kitchen | Kitchen Faucet | unknown |  |  | 2.5 |  | N/A | N/A | N/A | Unknown |  | N/A |  | N/A | WA | Single Family | Kitchen Faucet | 1713 | 2259.17 | Single Family | FALSE | FALSE |  |  |  | 0 | 0 | Single Family_FALSE | Single Family_FALSE | Single Family_ | Single Family_ | Single Family_ | unknown | unknownSingle Family_ | unknownSingle Family_FALSE
Water_00004508 | SITE_01198 | Room_00017069 | Bathroom_1 | Bathroom | Bathroom Faucet | unknown |  |  | 1.5 |  | N/A | N/A | N/A | Unknown |  | N/A |  | N/A | WA | Single Family | Bathroom Faucet | 1713 | 2259.17 | Single Family | FALSE | FALSE |  |  |  | 0 | 0 | Single Family_FALSE | Single Family_FALSE | Single Family_ | Single Family_ | Single Family_ | unknown | unknownSingle Family_ | unknownSingle Family_FALSE
Water_00004509 | SITE_01198 | Room_00017069 | Bathroom_1 | Bathroom | Shower / Bathtub combo with diverter valve | 2.5 |  | 2.5 | 2.5 |  | Primary | Daily / Almost Daily | N/A | Unknown |  | N/A |  | N/A | WA | Single Family | Shower | 1713 | 2259.17 | Single Family | TRUE | TRUE | TRUE | FALSE | FALSE | 5647.925 | 0 | Single Family_TRUE | Single Family_TRUE | Single Family_TRUE | Single Family_FALSE | Single Family_FALSE | unknown | unknownSingle Family_FALSE | unknownSingle Family_TRUE
Water_00004510 | SITE_00146 | Room_00007759 | Living Room_1 | Living Room | Kitchen Faucet | unknown |  |  | 3 |  | N/A | N/A | N/A | Unknown |  | N/A |  | N/A | WA | Single Family | Kitchen Faucet | 668 | 2259.17 | Single Family | FALSE | FALSE |  |  |  | 0 | 0 | Single Family_FALSE | Single Family_FALSE | Single Family_ | Single Family_ | Single Family_ | unknown | unknownSingle Family_ | unknownSingle Family_FALSE
Water_00004511 | SITE_00146 | Room_00007761 | Bathroom_1 | Bathroom | Bathroom Faucet | unknown |  |  | 1.7 |  | N/A | N/A | N/A | Unknown |  | N/A |  | N/A | WA | Single Family | Bathroom Faucet | 668 | 2259.17 | Single Family | FALSE | FALSE |  |  |  | 0 | 0 | Single Family_FALSE | Single Family_FALSE | Single Family_ | Single Family_ | Single Family_ | unknown | unknownSingle Family_ | unknownSingle Family_FALSE
Water_00004512 | SITE_00146 | Room_00007763 | Living Room_2 | Living Room | Kitchen Faucet | unknown |  |  | 3.2 |  | N/A | N/A | N/A | Unknown |  | N/A |  | N/A | WA | Single Family | Kitchen Faucet | 668 | 2259.17 | Single Family | FALSE | FALSE |  |  |  | 0 | 0 | Single Family_FALSE | Single Family_FALSE | Single Family_ | Single Family_ | Single Family_ | unknown | unknownSingle Family_ | unknownSingle Family_FALSE
Water_00004513 | SITE_01178 | Room_00016843 | Bathroom_6 | Bathroom | Shower / Bathtub combo with diverter valve | 2.8311 | 2.8311 |  | 3 |  | Primary | Daily / Almost Daily | N/A | Bag | 0.8492 |  | 2.548 |  | WA | Multifamily Residence | Shower | 1693 | 2383.66 | Multifamily Residence | TRUE | TRUE | TRUE | TRUE | TRUE | 6748.4063 | 6073.5657 | Multifamily Residence_TRUE | Multifamily Residence_TRUE | Multifamily Residence_TRUE | Multifamily Residence_TRUE | Multifamily Residence_TRUE | gt2.5gpm | gt2.5gpmMultifamily Residence_TRUE | gt2.5gpmMultifamily Residence_TRUE
Water_00004514 | SITE_01178 | Room_00016843 | Bathroom_6 | Bathroom | Bathroom Faucet | 2.2 | 2.2111 | 2.2 | 2.5 |  | N/A | N/A | N/A | Bag | 0.796 |  | 1.99 |  | WA | Multifamily Residence | Bathroom Faucet | 1693 | 2383.66 | Multifamily Residence | FALSE | FALSE |  |  |  | 5244.052 | 4743.4834 | Multifamily Residence_FALSE | Multifamily Residence_FALSE | Multifamily Residence_ | Multifamily Residence_ | Multifamily Residence_ | unknown | unknownMultifamily Residence_ | unknownMultifamily Residence_FALSE
Water_00004515 | SITE_01114 | Room_00016256 | Bathroom_6 | Bathroom | Bathroom Faucet | 2.75 | 3.0956 | 2.75 | 3.5 |  | N/A | N/A | N/A | Bag | 0.796 |  | 2.786 |  | WA | Multifamily Residence | Bathroom Faucet | 1629 | 2383.66 | Multifamily Residence | FALSE | FALSE |  |  |  | 6555.065 | 6640.8768 | Multifamily Residence_FALSE | Multifamily Residence_FALSE | Multifamily Residence_ | Multifamily Residence_ | Multifamily Residence_ | unknown | unknownMultifamily Residence_ | unknownMultifamily Residence_FALSE
Water_00004516 | SITE_01114 | Room_00016256 | Bathroom_6 | Bathroom | Shower / Bathtub combo with diverter valve | 2.3589 | 2.3589 |  | 2.5 |  | Primary | A few times per week | N/A | Bag | 0.8492 |  | 2.123 |  | WA | Multifamily Residence | Shower | 1629 | 2383.66 | Multifamily Residence | TRUE | TRUE | TRUE | TRUE | TRUE | 5622.7891 | 5060.5102 | Multifamily Residence_TRUE | Multifamily Residence_TRUE | Multifamily Residence_TRUE | Multifamily Residence_TRUE | Multifamily Residence_TRUE | 2.5gpm | 2.5gpmMultifamily Residence_TRUE | 2.5gpmMultifamily Residence_TRUE
Water_00004517 | SITE_01105 | Room_00016169 | Bathroom_6 | Bathroom | Bathroom Faucet | 2.6533 | 2.6533 |  | 3 |  | N/A | N/A | N/A | Bag | 0.796 |  | 2.388 |  | WA | Multifamily Residence | Bathroom Faucet | 1621 | 2383.66 | Multifamily Residence | FALSE | FALSE |  |  |  | 6324.6445 | 5692.1801 | Multifamily Residence_FALSE | Multifamily Residence_FALSE | Multifamily Residence_ | Multifamily Residence_ | Multifamily Residence_ | unknown | unknownMultifamily Residence_ | unknownMultifamily Residence_FALSE
Water_00004518 | SITE_01105 | Room_00016169 | Bathroom_6 | Bathroom | Bathroom Faucet | 2.6533 | 2.6533 |  | 3 |  | N/A | N/A | N/A | Bag | 0.796 |  | 2.388 |  | WA | Multifamily Residence | Bathroom Faucet | 1621 | 2383.66 | Multifamily Residence | FALSE | FALSE |  |  |  | 6324.6445 | 5692.1801 | Multifamily Residence_FALSE | Multifamily Residence_FALSE | Multifamily Residence_ | Multifamily Residence_ | Multifamily Residence_ | unknown | unknownMultifamily Residence_ | unknownMultifamily Residence_FALSE
Water_00004519 | SITE_01105 | Room_00016169 | Bathroom_6 | Bathroom | Shower / Bathtub combo with diverter valve | 3.9633 | 3.9633 |  | 4.2 |  | Primary | Daily / Almost Daily | N/A | Bag | 0.8492 |  | 3.567 |  | WA | Multifamily Residence | Shower | 1621 | 2383.66 | Multifamily Residence | TRUE | TRUE | TRUE | TRUE | TRUE | 9447.2391 | 8502.5152 | Multifamily Residence_TRUE | Multifamily Residence_TRUE | Multifamily Residence_TRUE | Multifamily Residence_TRUE | Multifamily Residence_TRUE | gt2.5gpm | gt2.5gpmMultifamily Residence_TRUE | gt2.5gpmMultifamily Residence_TRUE
Water_00004520 | SITE_01122 | Room_00016328 | Kitchen_1 | Kitchen | Kitchen Faucet | 2.2111 | 2.2111 |  | 2.5 |  | N/A | N/A | N/A | Bag | 0.796 |  | 1.99 |  | WA | Multifamily Residence | Kitchen Faucet | 1637 | 2383.66 | Multifamily Residence | FALSE | FALSE |  |  |  | 5270.5371 | 4743.4834 | Multifamily Residence_FALSE | Multifamily Residence_FALSE | Multifamily Residence_ | Multifamily Residence_ | Multifamily Residence_ | unknown | unknownMultifamily Residence_ | unknownMultifamily Residence_FALSE
Water_00004521 | SITE_01122 | Room_00016331 | Bathroom_1 | Bathroom | Bathroom Faucet | 2 | 2.2111 | 2 | 2.5 |  | N/A | N/A | N/A | Bag | 0.796 |  | 1.99 |  | WA | Multifamily Residence | Bathroom Faucet | 1637 | 2383.66 | Multifamily Residence | FALSE | FALSE |  |  |  | 4767.32 | 4743.4834 | Multifamily Residence_FALSE | Multifamily Residence_FALSE | Multifamily Residence_ | Multifamily Residence_ | Multifamily Residence_ | unknown | unknownMultifamily Residence_ | unknownMultifamily Residence_FALSE
Water_00004522 | SITE_01122 | Room_00016331 | Bathroom_1 | Bathroom | Shower / Bathtub combo with diverter valve | 1.8867 | 1.8867 |  | 2 |  | Primary | Daily / Almost Daily | N/A | Bag | 0.8492 |  | 1.698 |  | WA | Multifamily Residence | Shower | 1637 | 2383.66 | Multifamily Residence | TRUE | TRUE | TRUE | TRUE | TRUE | 4497.1719 | 4047.4547 | Multifamily Residence_TRUE | Multifamily Residence_TRUE | Multifamily Residence_TRUE | Multifamily Residence_TRUE | Multifamily Residence_TRUE | 2.0gpm | 2.0gpmMultifamily Residence_TRUE | 2.0gpmMultifamily Residence_TRUE
Water_00004523 | SITE_01177 | Room_00016838 | Kitchen_1 | Kitchen | Kitchen Faucet | 2 | 2.2111 | 2 | 2.5 |  | N/A | N/A | N/A | Bag | 0.796 |  | 1.99 |  | WA | Single Family | Kitchen Faucet | 1692 | 12576.67 | Single Family | FALSE | FALSE |  |  |  | 25153.34 | 25027.5733 | Single Family_FALSE | Single Family_FALSE | Single Family_ | Single Family_ | Single Family_ | unknown | unknownSingle Family_ | unknownSingle Family_FALSE
Water_00004524 | SITE_01111 | Room_00016230 | Kitchen_1 | Kitchen | Bathroom Faucet | 2 | 2.2111 | 2 | 2.5 |  | N/A | N/A | N/A | Bag | 0.796 |  | 1.99 |  | WA | Multifamily Residence | Bathroom Faucet | 1626 | 2383.66 | Multifamily Residence | FALSE | FALSE |  |  |  | 4767.32 | 4743.4834 | Multifamily Residence_FALSE | Multifamily Residence_FALSE | Multifamily Residence_ | Multifamily Residence_ | Multifamily Residence_ | unknown | unknownMultifamily Residence_ | unknownMultifamily Residence_FALSE
Water_00004525 | SITE_01111 | Room_00016232 | Bathroom_1 | Bathroom | Bathroom Faucet | 1 | 1.3267 | 1 | 1.5 |  | N/A | N/A | N/A | Bag | 0.796 |  | 1.194 |  | WA | Multifamily Residence | Bathroom Faucet | 1626 | 2383.66 | Multifamily Residence | FALSE | FALSE |  |  |  | 2383.66 | 2846.09 | Multifamily Residence_FALSE | Multifamily Residence_FALSE | Multifamily Residence_ | Multifamily Residence_ | Multifamily Residence_ | unknown | unknownMultifamily Residence_ | unknownMultifamily Residence_FALSE
Water_00004526 | SITE_01111 | Room_00016232 | Bathroom_1 | Bathroom | Shower / Bathtub combo with diverter valve | 2.3589 | 2.3589 |  | 2.5 |  | Primary | Daily / Almost Daily | N/A | Bag | 0.8492 |  | 2.123 |  | WA | Multifamily Residence | Shower | 1626 | 2383.66 | Multifamily Residence | TRUE | TRUE | TRUE | TRUE | TRUE | 5622.7891 | 5060.5102 | Multifamily Residence_TRUE | Multifamily Residence_TRUE | Multifamily Residence_TRUE | Multifamily Residence_TRUE | Multifamily Residence_TRUE | 2.5gpm | 2.5gpmMultifamily Residence_TRUE | 2.5gpmMultifamily Residence_TRUE
Water_00004527 | SITE_00170 | Room_00008077 | Bathroom_1 | Bathroom | Bathroom Faucet | 1.5 | 0.88444 | 1.5 | 1 |  | N/A | N/A | N/A | Bag | 0.796 |  | 0.796 |  | WA | Single Family | Bathroom Faucet | 691 | 3801.52 | Single Family | FALSE | FALSE |  |  |  | 5702.28 | 3026.0099 | Single Family_FALSE | Single Family_FALSE | Single Family_ | Single Family_ | Single Family_ | unknown | unknownSingle Family_ | unknownSingle Family_FALSE
Water_00004528 | SITE_00170 | Room_00008074 | Kitchen_1 | Kitchen | Kitchen Faucet | 2.6533 | 2.6533 |  | 3 |  | N/A | N/A | N/A | Bag | 0.796 |  | 2.388 |  | WA | Single Family | Kitchen Faucet | 691 | 3801.52 | Single Family | FALSE | FALSE |  |  |  | 10086.6997 | 9078.0298 | Single Family_FALSE | Single Family_FALSE | Single Family_ | Single Family_ | Single Family_ | unknown | unknownSingle Family_ | unknownSingle Family_FALSE
Water_00004529 | SITE_00170 | Room_00008081 | Bathroom_2 | Bathroom | Bathroom Faucet | 1.7689 | 1.7689 |  | 2 |  | N/A | N/A | N/A | Bag | 0.796 |  | 1.592 |  | WA | Single Family | Bathroom Faucet | 691 | 3801.52 | Single Family | FALSE | FALSE |  |  |  | 6724.4665 | 6052.0198 | Single Family_FALSE | Single Family_FALSE | Single Family_ | Single Family_ | Single Family_ | unknown | unknownSingle Family_ | unknownSingle Family_FALSE
Water_00004530 | SITE_00170 | Room_00008081 | Bathroom_2 | Bathroom | Shower / Bathtub combo with diverter valve | 2.3589 | 2.3589 |  | 2.5 |  | Primary | A few times per week | N/A | Bag | 0.8492 |  | 2.123 |  | WA | Single Family | Shower | 691 | 3801.52 | Single Family | TRUE | TRUE | TRUE | TRUE | TRUE | 8967.3633 | 8070.627 | Single Family_TRUE | Single Family_TRUE | Single Family_TRUE | Single Family_TRUE | Single Family_TRUE | 2.5gpm | 2.5gpmSingle Family_TRUE | 2.5gpmSingle Family_TRUE
Water_00004531 | SITE_00170 | Room_00008083 | Bathroom_3 | Bathroom | Shower | 2.8311 | 2.8311 |  | 3 |  | Secondary | A few times per week | N/A | Bag | 0.8492 |  | 2.548 |  | WA | Single Family | Shower | 691 | 3801.52 | Single Family | TRUE | FALSE | TRUE | TRUE | TRUE | 10762.5255 | 9686.273 | Single Family_TRUE | Single Family_FALSE | Single Family_TRUE | Single Family_TRUE | Single Family_TRUE | gt2.5gpm | gt2.5gpmSingle Family_TRUE | gt2.5gpmSingle Family_TRUE
Water_00004532 | SITE_00170 | Room_00008083 | Bathroom_3 | Bathroom | Bathroom Faucet | 1.3267 | 1.3267 |  | 1.5 |  | N/A | N/A | N/A | Bag | 0.796 |  | 1.194 |  | WA | Single Family | Bathroom Faucet | 691 | 3801.52 | Single Family | FALSE | FALSE |  |  |  | 5043.3499 | 4539.0149 | Single Family_FALSE | Single Family_FALSE | Single Family_ | Single Family_ | Single Family_ | unknown | unknownSingle Family_ | unknownSingle Family_FALSE
Water_00004533 | SITE_01112 | Room_00016239 | Bathroom_1 | Bathroom | Bathroom Faucet | 2 | 2.6533 | 2 | 3 |  | N/A | N/A | N/A | Bag | 0.796 |  | 2.388 |  | WA | Multifamily Residence | Bathroom Faucet | 1627 | 2383.66 | Multifamily Residence | FALSE | FALSE |  |  |  | 4767.32 | 5692.1801 | Multifamily Residence_FALSE | Multifamily Residence_FALSE | Multifamily Residence_ | Multifamily Residence_ | Multifamily Residence_ | unknown | unknownMultifamily Residence_ | unknownMultifamily Residence_FALSE
Water_00004534 | SITE_01112 | Room_00016239 | Bathroom_1 | Bathroom | Shower | 2.5 | 3.3022 | 2.5 | 3.5 |  | Primary | Daily / Almost Daily | N/A | Bag | 0.8492 |  | 2.972 |  | WA | Multifamily Residence | Shower | 1627 | 2383.66 | Multifamily Residence | TRUE | FALSE | TRUE | TRUE | TRUE | 5959.15 | 7084.2375 | Multifamily Residence_TRUE | Multifamily Residence_FALSE | Multifamily Residence_TRUE | Multifamily Residence_TRUE | Multifamily Residence_TRUE | 2.5gpm | 2.5gpmMultifamily Residence_TRUE | 2.5gpmMultifamily Residence_TRUE
Water_00004535 | SITE_01112 | Room_00016240 | Bathroom_2 | Bathroom | Bathroom Faucet | 2 | 2.2111 | 2 | 2.5 |  | N/A | N/A | N/A | Bag | 0.796 |  | 1.99 |  | WA | Multifamily Residence | Bathroom Faucet | 1627 | 2383.66 | Multifamily Residence | FALSE | FALSE |  |  |  | 4767.32 | 4743.4834 | Multifamily Residence_FALSE | Multifamily Residence_FALSE | Multifamily Residence_ | Multifamily Residence_ | Multifamily Residence_ | unknown | unknownMultifamily Residence_ | unknownMultifamily Residence_FALSE
Water_00004536 | SITE_01112 | Room_00016240 | Bathroom_2 | Bathroom | Shower / Bathtub combo with diverter valve | 1.5 | 1.8867 | 1.5 | 2 |  | Secondary | A few times per week | There are two settings on shower 1.0 & 1.5, each testeg .5 gpm higher than rating | Bag | 0.8492 |  | 1.698 |  | WA | Multifamily Residence | Shower | 1627 | 2383.66 | Multifamily Residence | TRUE | TRUE | TRUE | TRUE | TRUE | 3575.49 | 4047.4547 | Multifamily Residence_TRUE | Multifamily Residence_TRUE | Multifamily Residence_TRUE | Multifamily Residence_TRUE | Multifamily Residence_TRUE | 1.5gpm | 1.5gpmMultifamily Residence_TRUE | 1.5gpmMultifamily Residence_TRUE
Water_00004537 | SITE_01112 | Room_00016242 | Kitchen_1 | Kitchen | Kitchen Faucet | 2 | 2.2111 | 2 | 2.5 |  | N/A | N/A | N/A | Bag | 0.796 |  | 1.99 |  | WA | Multifamily Residence | Kitchen Faucet | 1627 | 2383.66 | Multifamily Residence | FALSE | FALSE |  |  |  | 4767.32 | 4743.4834 | Multifamily Residence_FALSE | Multifamily Residence_FALSE | Multifamily Residence_ | Multifamily Residence_ | Multifamily Residence_ | unknown | unknownMultifamily Residence_ | unknownMultifamily Residence_FALSE
Water_00004538 | SITE_01178 | Room_00016846 | Kitchen_1 | Kitchen | Kitchen Faucet | 2.2 | 2.1222 | 2.2 | 2.4 |  | N/A | N/A | N/A | Bag | 0.796 |  | 1.91 |  | WA | Multifamily Residence | Kitchen Faucet | 1693 | 2383.66 | Multifamily Residence | FALSE | FALSE |  |  |  | 5244.052 | 4552.7906 | Multifamily Residence_FALSE | Multifamily Residence_FALSE | Multifamily Residence_ | Multifamily Residence_ | Multifamily Residence_ | unknown | unknownMultifamily Residence_ | unknownMultifamily Residence_FALSE
Water_00004539 | SITE_01114 | Room_00016260 | Kitchen_1 | Kitchen | Kitchen Faucet | 2.75 | 2.6533 | 2.75 | 3 |  | N/A | N/A | N/A | Bag | 0.796 |  | 2.388 |  | WA | Multifamily Residence | Kitchen Faucet | 1629 | 2383.66 | Multifamily Residence | FALSE | FALSE |  |  |  | 6555.065 | 5692.1801 | Multifamily Residence_FALSE | Multifamily Residence_FALSE | Multifamily Residence_ | Multifamily Residence_ | Multifamily Residence_ | unknown | unknownMultifamily Residence_ | unknownMultifamily Residence_FALSE
Water_00004540 | SITE_01105 | Room_00016174 | Bathroom_3 | Bathroom | Bathroom Faucet | 5.7489 | 5.7489 |  | 6.5 |  | N/A | N/A | N/A | Bag | 0.796 |  | 5.174 |  | WA | Multifamily Residence | Bathroom Faucet | 1621 | 2383.66 | Multifamily Residence | FALSE | FALSE |  |  |  | 13703.3965 | 12333.0568 | Multifamily Residence_FALSE | Multifamily Residence_FALSE | Multifamily Residence_ | Multifamily Residence_ | Multifamily Residence_ | unknown | unknownMultifamily Residence_ | unknownMultifamily Residence_FALSE
Water_00004541 | SITE_01105 | Room_00016176 | Bathroom_2 | Bathroom | Bathroom Faucet | 4.4222 | 4.4222 |  | 5 |  | N/A | N/A | N/A | Bag | 0.796 |  | 3.98 |  | WA | Multifamily Residence | Bathroom Faucet | 1621 | 2383.66 | Multifamily Residence | FALSE | FALSE |  |  |  | 10541.0742 | 9486.9668 | Multifamily Residence_FALSE | Multifamily Residence_FALSE | Multifamily Residence_ | Multifamily Residence_ | Multifamily Residence_ | unknown | unknownMultifamily Residence_ | unknownMultifamily Residence_FALSE
Water_00004542 | SITE_01105 | Room_00016180 | Kitchen_1 | Kitchen | Kitchen Faucet | 2 | 2.2111 | 2 | 2.5 |  | N/A | N/A | N/A | Bag | 0.796 |  | 1.99 |  | WA | Multifamily Residence | Kitchen Faucet | 1621 | 2383.66 | Multifamily Residence | FALSE | FALSE |  |  |  | 4767.32 | 4743.4834 | Multifamily Residence_FALSE | Multifamily Residence_FALSE | Multifamily Residence_ | Multifamily Residence_ | Multifamily Residence_ | unknown | unknownMultifamily Residence_ | unknownMultifamily Residence_FALSE
Water_00004543 | SITE_01177 | Room_00016841 | Bathroom_6 | Bathroom | Bathroom Faucet | 2 | 0.88444 | 2 | 1 |  | N/A | N/A | N/A | Bag | 0.796 |  | 0.796 |  | WA | Single Family | Bathroom Faucet | 1692 | 12576.67 | Single Family | FALSE | FALSE |  |  |  | 25153.34 | 10011.0293 | Single Family_FALSE | Single Family_FALSE | Single Family_ | Single Family_ | Single Family_ | unknown | unknownSingle Family_ | unknownSingle Family_FALSE
Water_00004544 | SITE_01177 | Room_00016841 | Bathroom_6 | Bathroom | Shower | 2.5 | 1.4156 | 2.5 | 1.5 |  | Primary | Daily / Almost Daily | N/A | Bag | 0.8492 |  | 1.274 |  | WA | Single Family | Shower | 1692 | 12576.67 | Single Family | TRUE | FALSE | TRUE | TRUE | TRUE | 31441.675 | 16022.6776 | Single Family_TRUE | Single Family_FALSE | Single Family_TRUE | Single Family_TRUE | Single Family_TRUE | 2.5gpm | 2.5gpmSingle Family_TRUE | 2.5gpmSingle Family_TRUE
Water_00004545 | SITE_00172 | Room_00008112 | Bathroom_1 | Bathroom | Bathroom Faucet | 1.5 | 1.7689 | 1.5 | 2 |  | N/A | N/A | N/A | Bag | 0.796 |  | 1.592 |  | WA | Single Family | Bathroom Faucet | 693 | 3801.52 | Single Family | FALSE | FALSE |  |  |  | 5702.28 | 6052.0198 | Single Family_FALSE | Single Family_FALSE | Single Family_ | Single Family_ | Single Family_ | unknown | unknownSingle Family_ | unknownSingle Family_FALSE
Water_00004546 | SITE_00172 | Room_00008112 | Bathroom_1 | Bathroom | Shower / Bathtub combo with diverter valve | 2.5 | 2.4533 | 2.5 | 2.6 |  | Secondary | A few times per month | N/A | Bag | 0.8492 |  | 2.208 |  | WA | Single Family | Shower | 693 | 3801.52 | Single Family | TRUE | TRUE | TRUE | TRUE | TRUE | 9503.8 | 8393.7562 | Single Family_TRUE | Single Family_TRUE | Single Family_TRUE | Single Family_TRUE | Single Family_TRUE | 2.5gpm | 2.5gpmSingle Family_TRUE | 2.5gpmSingle Family_TRUE
Water_00004547 | SITE_00172 | Room_00008113 | Laundry_1 | Laundry | Bathroom Faucet | 2.2 | 2.2111 | 2.2 | 2.5 |  | N/A | N/A | N/A | Bag | 0.796 |  | 1.99 |  | WA | Single Family | Bathroom Faucet | 693 | 3801.52 | Single Family | FALSE | FALSE |  |  |  | 8363.344 | 7565.0248 | Single Family_FALSE | Single Family_FALSE | Single Family_ | Single Family_ | Single Family_ | unknown | unknownSingle Family_ | unknownSingle Family_FALSE
Water_00004548 | SITE_00172 | Room_00008118 | Bathroom_3 | Bathroom | Bathroom Faucet | 0.88444 | 0.88444 |  | 1 |  | N/A | N/A | N/A | Bag | 0.796 |  | 0.796 |  | WA | Single Family | Bathroom Faucet | 693 | 3801.52 | Single Family | FALSE | FALSE |  |  |  | 3362.2332 | 3026.0099 | Single Family_FALSE | Single Family_FALSE | Single Family_ | Single Family_ | Single Family_ | unknown | unknownSingle Family_ | unknownSingle Family_FALSE
Water_00004549 | SITE_00172 | Room_00008116 | Bathroom_2 | Bathroom | Bathroom Faucet | 1.7689 | 1.7689 |  | 2 |  | N/A | N/A | N/A | Bag | 0.796 |  | 1.592 |  | WA | Single Family | Bathroom Faucet | 693 | 3801.52 | Single Family | FALSE | FALSE |  |  |  | 6724.4665 | 6052.0198 | Single Family_FALSE | Single Family_FALSE | Single Family_ | Single Family_ | Single Family_ | unknown | unknownSingle Family_ | unknownSingle Family_FALSE
Water_00004550 | SITE_00172 | Room_00008116 | Bathroom_2 | Bathroom | Bathroom Faucet | 1.7689 | 1.7689 |  | 2 |  | N/A | N/A | N/A | Bag | 0.796 |  | 1.592 |  | WA | Single Family | Bathroom Faucet | 693 | 3801.52 | Single Family | FALSE | FALSE |  |  |  | 6724.4665 | 6052.0198 | Single Family_FALSE | Single Family_FALSE | Single Family_ | Single Family_ | Single Family_ | unknown | unknownSingle Family_ | unknownSingle Family_FALSE
Water_00004551 | SITE_00172 | Room_00008116 | Bathroom_2 | Bathroom | Shower | 2.5 | 2.8311 | 2.5 | 3 |  | Primary | Daily / Almost Daily | N/A | Bag | 0.8492 |  | 2.548 |  | WA | Single Family | Shower | 693 | 3801.52 | Single Family | TRUE | FALSE | TRUE | TRUE | TRUE | 9503.8 | 9686.273 | Single Family_TRUE | Single Family_FALSE | Single Family_TRUE | Single Family_TRUE | Single Family_TRUE | 2.5gpm | 2.5gpmSingle Family_TRUE | 2.5gpmSingle Family_TRUE
Water_00004552 | SITE_00172 | Room_00008124 | Kitchen_1 | Kitchen | Kitchen Faucet | 1.5 | 1.3267 | 1.5 | 1.5 |  | N/A | N/A | N/A | Bag | 0.796 |  | 1.194 |  | WA | Single Family | Kitchen Faucet | 693 | 3801.52 | Single Family | FALSE | FALSE |  |  |  | 5702.28 | 4539.0149 | Single Family_FALSE | Single Family_FALSE | Single Family_ | Single Family_ | Single Family_ | unknown | unknownSingle Family_ | unknownSingle Family_FALSE
Water_00004553 | SITE_00172 | Room_00008124 | Kitchen_1 | Kitchen | Kitchen Faucet | 1.5 | 1.3267 | 1.5 | 1.5 |  | N/A | N/A | N/A | Bag | 0.796 |  | 1.194 |  | WA | Single Family | Kitchen Faucet | 693 | 3801.52 | Single Family | FALSE | FALSE |  |  |  | 5702.28 | 4539.0149 | Single Family_FALSE | Single Family_FALSE | Single Family_ | Single Family_ | Single Family_ | unknown | unknownSingle Family_ | unknownSingle Family_FALSE
Water_00004554 | SITE_00049 | Room_00006889 | Bathroom_1 | Bathroom | Bathroom Faucet | 2 |  | 2 | 2.5 |  | N/A | N/A | N/A | Unknown |  | N/A |  | N/A | WA | Single Family | Bathroom Faucet | 572 | 2259.17 | Single Family | FALSE | FALSE |  |  |  | 4518.34 | 0 | Single Family_FALSE | Single Family_FALSE | Single Family_ | Single Family_ | Single Family_ | unknown | unknownSingle Family_ | unknownSingle Family_FALSE
Water_00004555 | SITE_00049 | Room_00006889 | Bathroom_1 | Bathroom | Shower / Bathtub combo with diverter valve | unknown |  |  | 1.5 |  | Secondary | A few times per week | N/A | Unknown |  | N/A |  | N/A | WA | Single Family | Shower | 572 | 2259.17 | Single Family | TRUE | TRUE | FALSE | FALSE | FALSE | 0 | 0 | Single Family_TRUE | Single Family_TRUE | Single Family_FALSE | Single Family_FALSE | Single Family_FALSE | unknown | unknownSingle Family_FALSE | unknownSingle Family_TRUE
Water_00004556 | SITE_00049 | Room_00006895 | Bathroom_2 | Bathroom | Shower / Bathtub combo with diverter valve | 2.5 |  | 2.5 | 2.5 |  | Primary | Daily / Almost Daily | N/A | Unknown |  | N/A |  | N/A | WA | Single Family | Shower | 572 | 2259.17 | Single Family | TRUE | TRUE | TRUE | FALSE | FALSE | 5647.925 | 0 | Single Family_TRUE | Single Family_TRUE | Single Family_TRUE | Single Family_FALSE | Single Family_FALSE | unknown | unknownSingle Family_FALSE | unknownSingle Family_TRUE
Water_00004557 | SITE_00049 | Room_00006895 | Bathroom_2 | Bathroom | Bathroom Faucet | unknown |  |  | 3 |  | N/A | N/A | N/A | Unknown |  | N/A |  | N/A | WA | Single Family | Bathroom Faucet | 572 | 2259.17 | Single Family | FALSE | FALSE |  |  |  | 0 | 0 | Single Family_FALSE | Single Family_FALSE | Single Family_ | Single Family_ | Single Family_ | unknown | unknownSingle Family_ | unknownSingle Family_FALSE
Water_00004558 | SITE_00049 | Room_00006896 | Kitchen_1 | Kitchen | Kitchen Faucet | 1.5 | 1.3267 | 1.5 | 1.5 |  | N/A | N/A | N/A | Bag | 0.796 |  | 1.194 |  | WA | Single Family | Kitchen Faucet | 572 | 2259.17 | Single Family | FALSE | FALSE |  |  |  | 3388.755 | 2697.449 | Single Family_FALSE | Single Family_FALSE | Single Family_ | Single Family_ | Single Family_ | unknown | unknownSingle Family_ | unknownSingle Family_FALSE
Water_00004559 | SITE_00800 | Room_00014410 | Kitchen_1 | Kitchen | Bathroom Faucet | 2.1222 | 2.1222 |  | 2.4 |  | N/A | N/A | N/A | Bag | 0.796 |  | 1.91 |  | WA | Multifamily Residence | Bathroom Faucet | 1319 | 2000.27 | Multifamily Residence | FALSE | FALSE |  |  |  | 4245.0174 | 3820.5157 | Multifamily Residence_FALSE | Multifamily Residence_FALSE | Multifamily Residence_ | Multifamily Residence_ | Multifamily Residence_ | unknown | unknownMultifamily Residence_ | unknownMultifamily Residence_FALSE
Water_00004560 | SITE_00800 | Room_00014414 | Bathroom_2 | Bathroom | Bathroom Faucet | 2.0344 | 2.0344 |  | 2.3 |  | N/A | N/A | N/A | Bag | 0.796 |  | 1.831 |  | WA | Multifamily Residence | Bathroom Faucet | 1319 | 2000.27 | Multifamily Residence | FALSE | FALSE |  |  |  | 4069.4382 | 3662.4944 | Multifamily Residence_FALSE | Multifamily Residence_FALSE | Multifamily Residence_ | Multifamily Residence_ | Multifamily Residence_ | unknown | unknownMultifamily Residence_ | unknownMultifamily Residence_FALSE
Water_00004561 | SITE_00800 | Room_00014414 | Bathroom_2 | Bathroom | Shower / Bathtub combo with diverter valve | 1.5 | 2.2644 | 1.5 | 2.4 |  | Primary | Daily / Almost Daily | N/A | Bag | 0.8492 |  | 2.038 |  | WA | Multifamily Residence | Shower | 1319 | 2000.27 | Multifamily Residence | TRUE | TRUE | TRUE | TRUE | TRUE | 3000.405 | 4076.5503 | Multifamily Residence_TRUE | Multifamily Residence_TRUE | Multifamily Residence_TRUE | Multifamily Residence_TRUE | Multifamily Residence_TRUE | 1.5gpm | 1.5gpmMultifamily Residence_TRUE | 1.5gpmMultifamily Residence_TRUE
Water_00004562 | SITE_00800 | Room_00014417 | Bathroom_1 | Bathroom | Bathroom Faucet | 1.5 | 1.9456 | 1.5 | 2.2 |  | N/A | N/A | N/A | Bag | 0.796 |  | 1.751 |  | WA | Multifamily Residence | Bathroom Faucet | 1319 | 2000.27 | Multifamily Residence | FALSE | FALSE |  |  |  | 3000.405 | 3502.4728 | Multifamily Residence_FALSE | Multifamily Residence_FALSE | Multifamily Residence_ | Multifamily Residence_ | Multifamily Residence_ | unknown | unknownMultifamily Residence_ | unknownMultifamily Residence_FALSE
Water_00004563 | SITE_00800 | Room_00014417 | Bathroom_1 | Bathroom | Shower / Bathtub combo with diverter valve | 2.0756 | 2.0756 |  | 2.2 |  | Primary | Unknown | N/A | Bag | 0.8492 |  | 1.868 |  | WA | Multifamily Residence | Shower | 1319 | 2000.27 | Multifamily Residence | TRUE | TRUE | TRUE | TRUE | TRUE | 4151.6715 | 3736.5044 | Multifamily Residence_TRUE | Multifamily Residence_TRUE | Multifamily Residence_TRUE | Multifamily Residence_TRUE | Multifamily Residence_TRUE | 2.5gpm | 2.5gpmMultifamily Residence_TRUE | 2.5gpmMultifamily Residence_TRUE
Water_00004564 | SITE_01130 | Room_00016420 | Kitchen_1 | Kitchen | Kitchen Faucet | 2 | 2.6533 | 2 | 3 |  | N/A | N/A | N/A | Bag | 0.796 |  | 2.388 |  | WA | Multifamily Residence | Kitchen Faucet | 1645 | 2000.27 | Multifamily Residence | FALSE | FALSE |  |  |  | 4000.54 | 4776.6448 | Multifamily Residence_FALSE | Multifamily Residence_FALSE | Multifamily Residence_ | Multifamily Residence_ | Multifamily Residence_ | unknown | unknownMultifamily Residence_ | unknownMultifamily Residence_FALSE
Water_00004565 | SITE_01130 | Room_00016422 | Bathroom_2 | Bathroom | Bathroom Faucet | 2.6533 | 2.6533 |  | 3 |  | N/A | N/A | N/A | Bag | 0.796 |  | 2.388 |  | WA | Multifamily Residence | Bathroom Faucet | 1645 | 2000.27 | Multifamily Residence | FALSE | FALSE |  |  |  | 5307.3831 | 4776.6448 | Multifamily Residence_FALSE | Multifamily Residence_FALSE | Multifamily Residence_ | Multifamily Residence_ | Multifamily Residence_ | unknown | unknownMultifamily Residence_ | unknownMultifamily Residence_FALSE
Water_00004566 | SITE_01130 | Room_00016422 | Bathroom_2 | Bathroom | Shower / Bathtub combo with diverter valve | 2.5944 | 2.5944 |  | 2.75 |  | Primary | Daily / Almost Daily | N/A | Bag | 0.8492 |  | 2.335 |  | WA | Multifamily Residence | Shower | 1645 | 2000.27 | Multifamily Residence | TRUE | TRUE | TRUE | TRUE | TRUE | 5189.5894 | 4670.6304 | Multifamily Residence_TRUE | Multifamily Residence_TRUE | Multifamily Residence_TRUE | Multifamily Residence_TRUE | Multifamily Residence_TRUE | gt2.5gpm | gt2.5gpmMultifamily Residence_TRUE | gt2.5gpmMultifamily Residence_TRUE
Water_00004567 | SITE_01216 | Room_00017352 | Kitchen_1 | Kitchen | Kitchen Faucet | 1.7689 | 1.7689 |  | 2 |  | N/A | N/A | N/A | Bag | 0.796 |  | 1.592 |  | WA | Single Family | Kitchen Faucet | 1731 | 12576.67 | Single Family | FALSE | FALSE |  |  |  | 22246.7318 | 20022.0586 | Single Family_FALSE | Single Family_FALSE | Single Family_ | Single Family_ | Single Family_ | unknown | unknownSingle Family_ | unknownSingle Family_FALSE
Water_00004568 | SITE_01216 | Room_00017356 | Bathroom_3 | Bathroom | Bathroom Faucet | unknown |  |  |  | Unknown | N/A | N/A | Can't measure flow | Bag | 0.796 |  |  | Unknown | WA | Single Family | Bathroom Faucet | 1731 | 12576.67 | Single Family | FALSE | FALSE |  |  |  | 0 | 0 | Single Family_FALSE | Single Family_FALSE | Single Family_ | Single Family_ | Single Family_ | unknown | unknownSingle Family_ | unknownSingle Family_FALSE
Water_00004569 | SITE_01216 | Room_00017360 | Bathroom_1 | Bathroom | Bathroom Faucet | 1.5 | 0.88444 | 1.5 | 1 |  | N/A | N/A | N/A | Bag | 0.796 |  | 0.796 |  | WA | Single Family | Bathroom Faucet | 1731 | 12576.67 | Single Family | FALSE | FALSE |  |  |  | 18865.005 | 10011.0293 | Single Family_FALSE | Single Family_FALSE | Single Family_ | Single Family_ | Single Family_ | unknown | unknownSingle Family_ | unknownSingle Family_FALSE
Water_00004570 | SITE_01216 | Room_00017360 | Bathroom_1 | Bathroom | Shower / Bathtub combo with diverter valve | 2.5 | 2.8311 | 2.5 | 3 |  | Primary | Daily / Almost Daily | N/A | Bag | 0.8492 |  | 2.548 |  | WA | Single Family | Shower | 1731 | 12576.67 | Single Family | TRUE | TRUE | TRUE | TRUE | TRUE | 31441.675 | 32045.3552 | Single Family_TRUE | Single Family_TRUE | Single Family_TRUE | Single Family_TRUE | Single Family_TRUE | 2.5gpm | 2.5gpmSingle Family_TRUE | 2.5gpmSingle Family_TRUE
Water_00004571 | SITE_01216 | Room_00017364 | Bathroom_2 | Bathroom | Bathroom Faucet | 1.5 | 1.0611 | 1.5 | 1.2 |  | N/A | N/A | N/A | Bag | 0.796 |  | 0.955 |  | WA | Single Family | Bathroom Faucet | 1731 | 12576.67 | Single Family | FALSE | FALSE |  |  |  | 18865.005 | 12010.7198 | Single Family_FALSE | Single Family_FALSE | Single Family_ | Single Family_ | Single Family_ | unknown | unknownSingle Family_ | unknownSingle Family_FALSE
Water_00004572 | SITE_01216 | Room_00017364 | Bathroom_2 | Bathroom | Bathroom Faucet | 1.5 | 1.2378 | 1.5 | 1.4 |  | N/A | N/A | N/A | Bag | 0.796 |  | 1.114 |  | WA | Single Family | Bathroom Faucet | 1731 | 12576.67 | Single Family | FALSE | FALSE |  |  |  | 18865.005 | 14010.4104 | Single Family_FALSE | Single Family_FALSE | Single Family_ | Single Family_ | Single Family_ | unknown | unknownSingle Family_ | unknownSingle Family_FALSE
Water_00004573 | SITE_01216 | Room_00017364 | Bathroom_2 | Bathroom | Bathtub | unknown |  |  |  | N/A | N/A | N/A | N/A | Unknown |  | N/A |  | N/A | WA | Single Family | Bathtub | 1731 | 12576.67 | Single Family | FALSE | FALSE |  |  |  | 0 | 0 | Single Family_FALSE | Single Family_FALSE | Single Family_ | Single Family_ | Single Family_ | unknown | unknownSingle Family_ | unknownSingle Family_FALSE
Water_00004574 | SITE_01216 | Room_00017364 | Bathroom_2 | Bathroom | Shower | 2.5 | 2.3589 | 2.5 | 2.5 |  | Secondary | Daily / Almost Daily | N/A | Bag | 0.8492 |  | 2.123 |  | WA | Single Family | Shower | 1731 | 12576.67 | Single Family | TRUE | FALSE | TRUE | TRUE | TRUE | 31441.675 | 26700.2704 | Single Family_TRUE | Single Family_FALSE | Single Family_TRUE | Single Family_TRUE | Single Family_TRUE | 2.5gpm | 2.5gpmSingle Family_TRUE | 2.5gpmSingle Family_TRUE
Water_00004575 | SITE_00792 | Room_00014328 | Bathroom_2 | Bathroom | Bathroom Faucet | 1.5 | 1.7689 | 1.5 | 2 |  | N/A | N/A | N/A | Bag | 0.796 |  | 1.592 |  | WA | Multifamily Residence | Bathroom Faucet | 1311 | 2000.27 | Multifamily Residence | FALSE | FALSE |  |  |  | 3000.405 | 3184.4298 | Multifamily Residence_FALSE | Multifamily Residence_FALSE | Multifamily Residence_ | Multifamily Residence_ | Multifamily Residence_ | unknown | unknownMultifamily Residence_ | unknownMultifamily Residence_FALSE
Water_00004576 | SITE_00792 | Room_00014328 | Bathroom_2 | Bathroom | Shower / Bathtub combo with diverter valve | 1.5 | 1.4156 | 1.5 | 1.5 |  | Primary | Daily / Almost Daily | N/A | Bag | 0.8492 |  | 1.274 |  | WA | Multifamily Residence | Shower | 1311 | 2000.27 | Multifamily Residence | TRUE | TRUE | TRUE | TRUE | TRUE | 3000.405 | 2548.344 | Multifamily Residence_TRUE | Multifamily Residence_TRUE | Multifamily Residence_TRUE | Multifamily Residence_TRUE | Multifamily Residence_TRUE | 1.5gpm | 1.5gpmMultifamily Residence_TRUE | 1.5gpmMultifamily Residence_TRUE
Water_00004577 | SITE_00792 | Room_00014332 | Bathroom_1 | Bathroom | Bathroom Faucet | 1.5 | 1.9456 | 1.5 | 2.2 |  | N/A | N/A | N/A | Bag | 0.796 |  | 1.751 |  | WA | Multifamily Residence | Bathroom Faucet | 1311 | 2000.27 | Multifamily Residence | FALSE | FALSE |  |  |  | 3000.405 | 3502.4728 | Multifamily Residence_FALSE | Multifamily Residence_FALSE | Multifamily Residence_ | Multifamily Residence_ | Multifamily Residence_ | unknown | unknownMultifamily Residence_ | unknownMultifamily Residence_FALSE
Water_00004578 | SITE_00792 | Room_00014332 | Bathroom_1 | Bathroom | Shower | 1.6511 | 1.6511 |  | 1.75 |  | Secondary | Daily / Almost Daily | N/A | Bag | 0.8492 |  | 1.486 |  | WA | Multifamily Residence | Shower | 1311 | 2000.27 | Multifamily Residence | TRUE | FALSE | TRUE | TRUE | TRUE | 3302.668 | 2972.4012 | Multifamily Residence_TRUE | Multifamily Residence_FALSE | Multifamily Residence_TRUE | Multifamily Residence_TRUE | Multifamily Residence_TRUE | 1.8gpm | 1.8gpmMultifamily Residence_TRUE | 1.8gpmMultifamily Residence_TRUE
Water_00004579 | SITE_00792 | Room_00014333 | Kitchen_1 | Kitchen | Kitchen Faucet | 1.5 | 2.2111 | 1.5 | 2.5 |  | N/A | N/A | N/A | Bag | 0.796 |  | 1.99 |  | WA | Multifamily Residence | Kitchen Faucet | 1311 | 2000.27 | Multifamily Residence | FALSE | FALSE |  |  |  | 3000.405 | 3980.5373 | Multifamily Residence_FALSE | Multifamily Residence_FALSE | Multifamily Residence_ | Multifamily Residence_ | Multifamily Residence_ | unknown | unknownMultifamily Residence_ | unknownMultifamily Residence_FALSE
Water_00004580 | SITE_01161 | Room_00016720 | Bathroom_6 | Bathroom | Bathroom Faucet | 2 | 1.99 | 2 | 2.25 |  | N/A | N/A | N/A | Bag | 0.796 |  | 1.791 |  | WA | Multifamily Residence | Bathroom Faucet | 1676 | 2002.39 | Multifamily Residence | FALSE | FALSE |  |  |  | 4004.78 | 3586.2805 | Multifamily Residence_FALSE | Multifamily Residence_FALSE | Multifamily Residence_ | Multifamily Residence_ | Multifamily Residence_ | unknown | unknownMultifamily Residence_ | unknownMultifamily Residence_FALSE
Water_00004581 | SITE_01161 | Room_00016720 | Bathroom_6 | Bathroom | Shower / Bathtub combo with diverter valve | 2.5944 | 2.5944 |  | 2.75 |  | Primary | Daily / Almost Daily | N/A | Bag | 0.8492 |  | 2.335 |  | WA | Multifamily Residence | Shower | 1676 | 2002.39 | Multifamily Residence | TRUE | TRUE | TRUE | TRUE | TRUE | 5195.0896 | 4675.5806 | Multifamily Residence_TRUE | Multifamily Residence_TRUE | Multifamily Residence_TRUE | Multifamily Residence_TRUE | Multifamily Residence_TRUE | gt2.5gpm | gt2.5gpmMultifamily Residence_TRUE | gt2.5gpmMultifamily Residence_TRUE
Water_00004582 | SITE_01214 | Room_00017325 | Bathroom_2 | Bathroom | Bathroom Faucet | 1.0611 | 1.0611 |  | 1.2 |  | N/A | N/A | N/A | Bag | 0.796 |  | 0.955 |  | WA | Single Family | Bathroom Faucet | 1729 | 2259.17 | Single Family | FALSE | FALSE |  |  |  | 2397.2304 | 2157.5073 | Single Family_FALSE | Single Family_FALSE | Single Family_ | Single Family_ | Single Family_ | unknown | unknownSingle Family_ | unknownSingle Family_FALSE
Water_00004583 | SITE_01214 | Room_00017325 | Bathroom_2 | Bathroom | Shower | 2 | 1.51 | 2 | 1.6 |  | Secondary | Daily / Almost Daily | N/A | Bag | 0.8492 |  | 1.359 |  | WA | Single Family | Shower | 1729 | 2259.17 | Single Family | TRUE | FALSE | TRUE | TRUE | TRUE | 4518.34 | 3070.212 | Single Family_TRUE | Single Family_FALSE | Single Family_TRUE | Single Family_TRUE | Single Family_TRUE | 2.0gpm | 2.0gpmSingle Family_TRUE | 2.0gpmSingle Family_TRUE
Water_00004584 | SITE_01214 | Room_00017327 | Bathroom_1 | Bathroom | Bathroom Faucet | 2 | 1.5478 | 2 | 1.75 |  | N/A | N/A | N/A | Bag | 0.796 |  | 1.393 |  | WA | Single Family | Bathroom Faucet | 1729 | 2259.17 | Single Family | FALSE | FALSE |  |  |  | 4518.34 | 3147.0238 | Single Family_FALSE | Single Family_FALSE | Single Family_ | Single Family_ | Single Family_ | unknown | unknownSingle Family_ | unknownSingle Family_FALSE
Water_00004585 | SITE_01214 | Room_00017327 | Bathroom_1 | Bathroom | Shower / Bathtub combo with diverter valve | 2 | 1.51 | 2 | 1.6 |  | Primary | Daily / Almost Daily | N/A | Bag | 0.8492 |  | 1.359 |  | WA | Single Family | Shower | 1729 | 2259.17 | Single Family | TRUE | TRUE | TRUE | TRUE | TRUE | 4518.34 | 3070.212 | Single Family_TRUE | Single Family_TRUE | Single Family_TRUE | Single Family_TRUE | Single Family_TRUE | 2.0gpm | 2.0gpmSingle Family_TRUE | 2.0gpmSingle Family_TRUE
Water_00004586 | SITE_01214 | Room_00017330 | Kitchen_1 | Kitchen | Kitchen Faucet | 1.0611 | 1.0611 |  | 1.2 |  | N/A | N/A | N/A | Bag | 0.796 |  | 0.955 |  | WA | Single Family | Kitchen Faucet | 1729 | 2259.17 | Single Family | FALSE | FALSE |  |  |  | 2397.2304 | 2157.5073 | Single Family_FALSE | Single Family_FALSE | Single Family_ | Single Family_ | Single Family_ | unknown | unknownSingle Family_ | unknownSingle Family_FALSE
Water_00004587 | SITE_01211 | Room_00017263 | Bathroom_1 | Bathroom | Bathroom Faucet | 2.2 |  | 2.2 |  | Unknown | N/A | N/A | N/A | Bag | 0.796 |  |  | Unknown | WA | Single Family | Bathroom Faucet | 1726 | 2259.17 | Single Family | FALSE | FALSE |  |  |  | 4970.174 | 0 | Single Family_FALSE | Single Family_FALSE | Single Family_ | Single Family_ | Single Family_ | unknown | unknownSingle Family_ | unknownSingle Family_FALSE
Water_00004588 | SITE_01211 | Room_00017263 | Bathroom_1 | Bathroom | Shower | 2.5 |  | 2.5 |  | Unknown | Never / rarely used | A few times per year | N/A | Bag | 0.8492 |  |  | Unknown | WA | Single Family | Shower | 1726 | 2259.17 | Single Family | TRUE | FALSE | TRUE | FALSE | FALSE | 5647.925 | 0 | Single Family_TRUE | Single Family_FALSE | Single Family_TRUE | Single Family_FALSE | Single Family_FALSE | unknown | unknownSingle Family_FALSE | unknownSingle Family_TRUE
Water_00004589 | SITE_01211 | Room_00017269 | Bathroom_2 | Bathroom | Shower / Bathtub combo with diverter valve | 2.5 |  | 2.5 |  | Unknown | Secondary | A few times per year | N/A | Bag | 0.8492 |  |  | Unknown | WA | Single Family | Shower | 1726 | 2259.17 | Single Family | TRUE | TRUE | TRUE | FALSE | FALSE | 5647.925 | 0 | Single Family_TRUE | Single Family_TRUE | Single Family_TRUE | Single Family_FALSE | Single Family_FALSE | unknown | unknownSingle Family_FALSE | unknownSingle Family_TRUE
Water_00004590 | SITE_01211 | Room_00017269 | Bathroom_2 | Bathroom | Bathroom Faucet | unknown |  |  |  | Unknown | N/A | N/A | N/A | Bag | 0.796 |  |  | Unknown | WA | Single Family | Bathroom Faucet | 1726 | 2259.17 | Single Family | FALSE | FALSE |  |  |  | 0 | 0 | Single Family_FALSE | Single Family_FALSE | Single Family_ | Single Family_ | Single Family_ | unknown | unknownSingle Family_ | unknownSingle Family_FALSE
Water_00004591 | SITE_01211 | Room_00017272 | Bathroom_3 | Bathroom | Bathroom Faucet | 2 |  | 2 |  | Unknown | N/A | N/A | N/A | Bag | 0.796 |  |  | Unknown | WA | Single Family | Bathroom Faucet | 1726 | 2259.17 | Single Family | FALSE | FALSE |  |  |  | 4518.34 | 0 | Single Family_FALSE | Single Family_FALSE | Single Family_ | Single Family_ | Single Family_ | unknown | unknownSingle Family_ | unknownSingle Family_FALSE
Water_00004592 | SITE_01211 | Room_00017272 | Bathroom_3 | Bathroom | Bathroom Faucet | 2 |  | 2 |  | Unknown | N/A | N/A | N/A | Bag | 0.796 |  |  | Unknown | WA | Single Family | Bathroom Faucet | 1726 | 2259.17 | Single Family | FALSE | FALSE |  |  |  | 4518.34 | 0 | Single Family_FALSE | Single Family_FALSE | Single Family_ | Single Family_ | Single Family_ | unknown | unknownSingle Family_ | unknownSingle Family_FALSE
Water_00004593 | SITE_01211 | Room_00017272 | Bathroom_3 | Bathroom | Bathtub | unknown |  |  |  | N/A | N/A | N/A | N/A | Unknown |  | N/A |  | N/A | WA | Single Family | Bathtub | 1726 | 2259.17 | Single Family | FALSE | FALSE |  |  |  | 0 | 0 | Single Family_FALSE | Single Family_FALSE | Single Family_ | Single Family_ | Single Family_ | unknown | unknownSingle Family_ | unknownSingle Family_FALSE
Water_00004594 | SITE_01211 | Room_00017272 | Bathroom_3 | Bathroom | Shower | 2.5 |  | 2.5 |  | Unknown | Primary | Daily / Almost Daily | 1of 2 shower heads | Bag | 0.8492 |  |  | Unknown | WA | Single Family | Shower | 1726 | 2259.17 | Single Family | TRUE | FALSE | TRUE | FALSE | FALSE | 5647.925 | 0 | Single Family_TRUE | Single Family_FALSE | Single Family_TRUE | Single Family_FALSE | Single Family_FALSE | unknown | unknownSingle Family_FALSE | unknownSingle Family_TRUE
Water_00004595 | SITE_01211 | Room_00017272 | Bathroom_3 | Bathroom | Shower | 2.5 |  | 2.5 |  | Unknown | Primary | Daily / Almost Daily | 1of 2 showerheads | Bag | 0.8492 |  |  | Unknown | WA | Single Family | Shower | 1726 | 2259.17 | Single Family | TRUE | FALSE | TRUE | FALSE | FALSE | 5647.925 | 0 | Single Family_TRUE | Single Family_FALSE | Single Family_TRUE | Single Family_FALSE | Single Family_FALSE | unknown | unknownSingle Family_FALSE | unknownSingle Family_TRUE
Water_00004596 | SITE_01211 | Room_00017276 | Bathroom_4 | Bathroom | Bathroom Faucet | unknown |  |  |  | Unknown | N/A | N/A | N/A | Bag | 0.796 |  |  | Unknown | WA | Single Family | Bathroom Faucet | 1726 | 2259.17 | Single Family | FALSE | FALSE |  |  |  | 0 | 0 | Single Family_FALSE | Single Family_FALSE | Single Family_ | Single Family_ | Single Family_ | unknown | unknownSingle Family_ | unknownSingle Family_FALSE
Water_00004597 | SITE_01211 | Room_00017275 | Kitchen_1 | Kitchen | Kitchen Faucet | 2.2 |  | 2.2 |  | Unknown | N/A | N/A | N/A | Bag | 0.796 |  |  | Unknown | WA | Single Family | Kitchen Faucet | 1726 | 2259.17 | Single Family | FALSE | FALSE |  |  |  | 4970.174 | 0 | Single Family_FALSE | Single Family_FALSE | Single Family_ | Single Family_ | Single Family_ | unknown | unknownSingle Family_ | unknownSingle Family_FALSE
Water_00004598 | SITE_01174 | Room_00016818 | Dining Room_1 | Dining Room | Kitchen Faucet | 2.2 |  | 2.2 | 1.7 |  | N/A | N/A | N/A | Unknown |  | N/A |  | N/A | WA | Multifamily Residence | Kitchen Faucet | 1689 | 2383.66 | Multifamily Residence | FALSE | FALSE |  |  |  | 5244.052 | 0 | Multifamily Residence_FALSE | Multifamily Residence_FALSE | Multifamily Residence_ | Multifamily Residence_ | Multifamily Residence_ | unknown | unknownMultifamily Residence_ | unknownMultifamily Residence_FALSE
Water_00004599 | SITE_01174 | Room_00016820 | Bathroom_1 | Bathroom | Bathroom Faucet | unknown |  |  | 1.5 |  | N/A | N/A | N/A | Unknown |  | N/A |  | N/A | WA | Multifamily Residence | Bathroom Faucet | 1689 | 2383.66 | Multifamily Residence | FALSE | FALSE |  |  |  | 0 | 0 | Multifamily Residence_FALSE | Multifamily Residence_FALSE | Multifamily Residence_ | Multifamily Residence_ | Multifamily Residence_ | unknown | unknownMultifamily Residence_ | unknownMultifamily Residence_FALSE
Water_00004600 | SITE_01174 | Room_00016820 | Bathroom_1 | Bathroom | Shower / Bathtub combo with diverter valve | 2 |  | 2 |  | Unknown | All used about the same | Daily / Almost Daily | N/A | Unknown |  | N/A |  | N/A | WA | Multifamily Residence | Shower | 1689 | 2383.66 | Multifamily Residence | TRUE | TRUE | TRUE | FALSE | FALSE | 4767.32 | 0 | Multifamily Residence_TRUE | Multifamily Residence_TRUE | Multifamily Residence_TRUE | Multifamily Residence_FALSE | Multifamily Residence_FALSE | unknown | unknownMultifamily Residence_FALSE | unknownMultifamily Residence_TRUE
Water_00004601 | SITE_01116 | Room_00016278 | Kitchen_1 | Kitchen | Kitchen Faucet | 2.2 |  | 2.2 | 2 |  | N/A | N/A | N/A | Unknown |  | N/A |  | N/A | WA | Multifamily Residence | Kitchen Faucet | 1631 | 2383.66 | Multifamily Residence | FALSE | FALSE |  |  |  | 5244.052 | 0 | Multifamily Residence_FALSE | Multifamily Residence_FALSE | Multifamily Residence_ | Multifamily Residence_ | Multifamily Residence_ | unknown | unknownMultifamily Residence_ | unknownMultifamily Residence_FALSE
Water_00004602 | SITE_01116 | Room_00016281 | Bathroom_1 | Bathroom | Shower / Bathtub combo with diverter valve | 2 |  | 2 | 2 |  | Primary | Daily / Almost Daily | N/A | Unknown |  | N/A |  | N/A | WA | Multifamily Residence | Shower | 1631 | 2383.66 | Multifamily Residence | TRUE | TRUE | TRUE | FALSE | FALSE | 4767.32 | 0 | Multifamily Residence_TRUE | Multifamily Residence_TRUE | Multifamily Residence_TRUE | Multifamily Residence_FALSE | Multifamily Residence_FALSE | unknown | unknownMultifamily Residence_FALSE | unknownMultifamily Residence_TRUE
Water_00004603 | SITE_01116 | Room_00016281 | Bathroom_1 | Bathroom | Bathroom Faucet | 2.2 |  | 2.2 | 2.2 |  | N/A | N/A | N/A | Unknown |  | N/A |  | N/A | WA | Multifamily Residence | Bathroom Faucet | 1631 | 2383.66 | Multifamily Residence | FALSE | FALSE |  |  |  | 5244.052 | 0 | Multifamily Residence_FALSE | Multifamily Residence_FALSE | Multifamily Residence_ | Multifamily Residence_ | Multifamily Residence_ | unknown | unknownMultifamily Residence_ | unknownMultifamily Residence_FALSE
Water_00004604 | SITE_01173 | Room_00016808 | Kitchen_1 | Kitchen | Kitchen Faucet | unknown |  |  | 1.5 |  | N/A | N/A | N/A | Unknown |  | N/A |  | N/A | WA | Multifamily Residence | Kitchen Faucet | 1688 | 2383.66 | Multifamily Residence | FALSE | FALSE |  |  |  | 0 | 0 | Multifamily Residence_FALSE | Multifamily Residence_FALSE | Multifamily Residence_ | Multifamily Residence_ | Multifamily Residence_ | unknown | unknownMultifamily Residence_ | unknownMultifamily Residence_FALSE
Water_00004605 | SITE_01173 | Room_00016810 | Bathroom_1 | Bathroom | Shower / Bathtub combo with diverter valve | 1.5 |  | 1.5 |  | Unknown | Primary | Daily / Almost Daily | N/A | Unknown |  | N/A |  | N/A | WA | Multifamily Residence | Shower | 1688 | 2383.66 | Multifamily Residence | TRUE | TRUE | TRUE | FALSE | FALSE | 3575.49 | 0 | Multifamily Residence_TRUE | Multifamily Residence_TRUE | Multifamily Residence_TRUE | Multifamily Residence_FALSE | Multifamily Residence_FALSE | unknown | unknownMultifamily Residence_FALSE | unknownMultifamily Residence_TRUE
Water_00004606 | SITE_01173 | Room_00016810 | Bathroom_1 | Bathroom | Bathroom Faucet | unknown |  |  | 2 |  | N/A | N/A | N/A | Unknown |  | N/A |  | N/A | WA | Multifamily Residence | Bathroom Faucet | 1688 | 2383.66 | Multifamily Residence | FALSE | FALSE |  |  |  | 0 | 0 | Multifamily Residence_FALSE | Multifamily Residence_FALSE | Multifamily Residence_ | Multifamily Residence_ | Multifamily Residence_ | unknown | unknownMultifamily Residence_ | unknownMultifamily Residence_FALSE
Water_00004607 | SITE_01176 | Room_00016832 | Kitchen_1 | Kitchen | Kitchen Faucet | unknown |  |  | 1.5 |  | N/A | N/A | N/A | Unknown |  | N/A |  | N/A | WA | Multifamily Residence | Kitchen Faucet | 1691 | 2383.66 | Multifamily Residence | FALSE | FALSE |  |  |  | 0 | 0 | Multifamily Residence_FALSE | Multifamily Residence_FALSE | Multifamily Residence_ | Multifamily Residence_ | Multifamily Residence_ | unknown | unknownMultifamily Residence_ | unknownMultifamily Residence_FALSE
Water_00004608 | SITE_01176 | Room_00016834 | Bathroom_1 | Bathroom | Bathroom Faucet | unknown |  |  | 1.5 |  | N/A | N/A | N/A | Unknown |  | N/A |  | N/A | WA | Multifamily Residence | Bathroom Faucet | 1691 | 2383.66 | Multifamily Residence | FALSE | FALSE |  |  |  | 0 | 0 | Multifamily Residence_FALSE | Multifamily Residence_FALSE | Multifamily Residence_ | Multifamily Residence_ | Multifamily Residence_ | unknown | unknownMultifamily Residence_ | unknownMultifamily Residence_FALSE
Water_00004609 | SITE_01176 | Room_00016834 | Bathroom_1 | Bathroom | Shower | unknown |  |  | 1 |  | Primary | Daily / Almost Daily | N/A | Unknown |  | N/A |  | N/A | WA | Multifamily Residence | Shower | 1691 | 2383.66 | Multifamily Residence | TRUE | FALSE | FALSE | FALSE | FALSE | 0 | 0 | Multifamily Residence_TRUE | Multifamily Residence_FALSE | Multifamily Residence_FALSE | Multifamily Residence_FALSE | Multifamily Residence_FALSE | unknown | unknownMultifamily Residence_FALSE | unknownMultifamily Residence_TRUE
Water_00004610 | SITE_01107 | Room_00016191 | Bathroom_6 | Bathroom | Shower | 1.5 |  | 1.5 | 1.5 |  | Primary | Daily / Almost Daily | N/A | Unknown |  | N/A |  | N/A | WA | Multifamily Residence | Shower | 1623 | 2383.66 | Multifamily Residence | TRUE | FALSE | TRUE | FALSE | FALSE | 3575.49 | 0 | Multifamily Residence_TRUE | Multifamily Residence_FALSE | Multifamily Residence_TRUE | Multifamily Residence_FALSE | Multifamily Residence_FALSE | unknown | unknownMultifamily Residence_FALSE | unknownMultifamily Residence_TRUE
Water_00004611 | SITE_01107 | Room_00016191 | Bathroom_6 | Bathroom | Bathroom Faucet | unknown |  |  | 1.5 |  | N/A | N/A | N/A | Unknown |  | N/A |  | N/A | WA | Multifamily Residence | Bathroom Faucet | 1623 | 2383.66 | Multifamily Residence | FALSE | FALSE |  |  |  | 0 | 0 | Multifamily Residence_FALSE | Multifamily Residence_FALSE | Multifamily Residence_ | Multifamily Residence_ | Multifamily Residence_ | unknown | unknownMultifamily Residence_ | unknownMultifamily Residence_FALSE
Water_00004612 | SITE_01204 | Room_00017141 | Kitchen_1 | Kitchen | Kitchen Faucet | unknown |  |  | 1.5 |  | N/A | N/A | N/A | Unknown |  | N/A |  | N/A | WA | Single Family | Kitchen Faucet | 1719 | 12576.67 | Single Family | FALSE | FALSE |  |  |  | 0 | 0 | Single Family_FALSE | Single Family_FALSE | Single Family_ | Single Family_ | Single Family_ | unknown | unknownSingle Family_ | unknownSingle Family_FALSE
Water_00004613 | SITE_01204 | Room_00017146 | Bathroom_1 | Bathroom | Shower | 2 |  | 2 | 2 |  | Primary | Daily / Almost Daily | N/A | Unknown |  | N/A |  | N/A | WA | Single Family | Shower | 1719 | 12576.67 | Single Family | TRUE | FALSE | TRUE | FALSE | FALSE | 25153.34 | 0 | Single Family_TRUE | Single Family_FALSE | Single Family_TRUE | Single Family_FALSE | Single Family_FALSE | unknown | unknownSingle Family_FALSE | unknownSingle Family_TRUE
Water_00004614 | SITE_01204 | Room_00017146 | Bathroom_1 | Bathroom | Bathroom Faucet | unknown |  |  | 2.5 |  | N/A | N/A | N/A | Unknown |  | N/A |  | N/A | WA | Single Family | Bathroom Faucet | 1719 | 12576.67 | Single Family | FALSE | FALSE |  |  |  | 0 | 0 | Single Family_FALSE | Single Family_FALSE | Single Family_ | Single Family_ | Single Family_ | unknown | unknownSingle Family_ | unknownSingle Family_FALSE
Water_00004615 | SITE_01204 | Room_00017149 | Bathroom_2 | Bathroom | Shower / Bathtub combo with diverter valve | 2.5 |  | 2.5 |  | Unknown | Secondary | A few times per year | Will be primary when it is fixed | Unknown |  | N/A |  | N/A | WA | Single Family | Shower | 1719 | 12576.67 | Single Family | TRUE | TRUE | TRUE | FALSE | FALSE | 31441.675 | 0 | Single Family_TRUE | Single Family_TRUE | Single Family_TRUE | Single Family_FALSE | Single Family_FALSE | unknown | unknownSingle Family_FALSE | unknownSingle Family_TRUE
Water_00004616 | SITE_01204 | Room_00017149 | Bathroom_2 | Bathroom | Bathroom Faucet | unknown |  |  | 2.5 |  | N/A | N/A | N/A | Unknown |  | N/A |  | N/A | WA | Single Family | Bathroom Faucet | 1719 | 12576.67 | Single Family | FALSE | FALSE |  |  |  | 0 | 0 | Single Family_FALSE | Single Family_FALSE | Single Family_ | Single Family_ | Single Family_ | unknown | unknownSingle Family_ | unknownSingle Family_FALSE
Water_00004617 | SITE_01126 | Room_00016378 | Kitchen_1 | Kitchen | Kitchen Faucet | unknown |  |  | 2 |  | N/A | N/A | N/A | Unknown |  | N/A |  | N/A | WA | Multifamily Residence | Kitchen Faucet | 1641 | 2383.66 | Multifamily Residence | FALSE | FALSE |  |  |  | 0 | 0 | Multifamily Residence_FALSE | Multifamily Residence_FALSE | Multifamily Residence_ | Multifamily Residence_ | Multifamily Residence_ | unknown | unknownMultifamily Residence_ | unknownMultifamily Residence_FALSE
Water_00004618 | SITE_01126 | Room_00016380 | Bathroom_1 | Bathroom | Shower / Bathtub combo with diverter valve | unknown |  |  | 3 |  | Primary | Daily / Almost Daily | N/A | Unknown |  | N/A |  | N/A | WA | Multifamily Residence | Shower | 1641 | 2383.66 | Multifamily Residence | TRUE | TRUE | FALSE | FALSE | FALSE | 0 | 0 | Multifamily Residence_TRUE | Multifamily Residence_TRUE | Multifamily Residence_FALSE | Multifamily Residence_FALSE | Multifamily Residence_FALSE | unknown | unknownMultifamily Residence_FALSE | unknownMultifamily Residence_TRUE
Water_00004619 | SITE_01126 | Room_00016380 | Bathroom_1 | Bathroom | Bathroom Faucet | unknown |  |  | 2.5 |  | N/A | N/A | N/A | Unknown |  | N/A |  | N/A | WA | Multifamily Residence | Bathroom Faucet | 1641 | 2383.66 | Multifamily Residence | FALSE | FALSE |  |  |  | 0 | 0 | Multifamily Residence_FALSE | Multifamily Residence_FALSE | Multifamily Residence_ | Multifamily Residence_ | Multifamily Residence_ | unknown | unknownMultifamily Residence_ | unknownMultifamily Residence_FALSE
Water_00004620 | SITE_01194 | Room_00017008 | Bathroom_1 | Bathroom | Shower / Bathtub combo with diverter valve | unknown |  |  | 2 |  | Secondary | Daily / Almost Daily | N/A | Unknown |  | N/A |  | N/A | WA | Single Family | Shower | 1709 | 12576.67 | Single Family | TRUE | TRUE | FALSE | FALSE | FALSE | 0 | 0 | Single Family_TRUE | Single Family_TRUE | Single Family_FALSE | Single Family_FALSE | Single Family_FALSE | unknown | unknownSingle Family_FALSE | unknownSingle Family_TRUE
Water_00004621 | SITE_01194 | Room_00017008 | Bathroom_1 | Bathroom | Bathroom Faucet | unknown |  |  | 2 |  | N/A | N/A | N/A | Unknown |  | N/A |  | N/A | WA | Single Family | Bathroom Faucet | 1709 | 12576.67 | Single Family | FALSE | FALSE |  |  |  | 0 | 0 | Single Family_FALSE | Single Family_FALSE | Single Family_ | Single Family_ | Single Family_ | unknown | unknownSingle Family_ | unknownSingle Family_FALSE
Water_00004622 | SITE_01194 | Room_00017006 | Kitchen_1 | Kitchen | Kitchen Faucet | 2.2 |  | 2.2 | 1.5 |  | N/A | N/A | N/A | Unknown |  | N/A |  | N/A | WA | Single Family | Kitchen Faucet | 1709 | 12576.67 | Single Family | FALSE | FALSE |  |  |  | 27668.674 | 0 | Single Family_FALSE | Single Family_FALSE | Single Family_ | Single Family_ | Single Family_ | unknown | unknownSingle Family_ | unknownSingle Family_FALSE
Water_00004623 | SITE_01213 | Room_00017304 | Kitchen_1 | Kitchen | Kitchen Faucet | 2.8744 | 2.8744 |  | 3.25 |  | N/A | N/A | N/A | Bag | 0.796 |  | 2.587 |  | WA | Single Family | Kitchen Faucet | 1728 | 3801.52 | Single Family | FALSE | FALSE |  |  |  | 10927.258 | 9834.5322 | Single Family_FALSE | Single Family_FALSE | Single Family_ | Single Family_ | Single Family_ | unknown | unknownSingle Family_ | unknownSingle Family_FALSE
Water_00004624 | SITE_01213 | Room_00017308 | Bathroom_1 | Bathroom | Shower | 2 | 2.3589 | 2 | 2.5 |  | Primary | Daily / Almost Daily | N/A | Bag | 0.8492 |  | 2.123 |  | WA | Single Family | Shower | 1728 | 3801.52 | Single Family | TRUE | FALSE | TRUE | TRUE | TRUE | 7603.04 | 8070.627 | Single Family_TRUE | Single Family_FALSE | Single Family_TRUE | Single Family_TRUE | Single Family_TRUE | 2.0gpm | 2.0gpmSingle Family_TRUE | 2.0gpmSingle Family_TRUE
Water_00004625 | SITE_01213 | Room_00017308 | Bathroom_1 | Bathroom | Bathroom Faucet | 2.2 | 2.4322 | 2.2 | 2.75 |  | N/A | N/A | N/A | Bag | 0.796 |  | 2.189 |  | WA | Single Family | Bathroom Faucet | 1728 | 3801.52 | Single Family | FALSE | FALSE |  |  |  | 8363.344 | 8321.5273 | Single Family_FALSE | Single Family_FALSE | Single Family_ | Single Family_ | Single Family_ | unknown | unknownSingle Family_ | unknownSingle Family_FALSE
Water_00004626 | SITE_01213 | Room_00017308 | Bathroom_1 | Bathroom | Bathroom Faucet | 2.2 | 2.4322 | 2.2 | 2.75 |  | N/A | N/A | N/A | Bag | 0.796 |  | 2.189 |  | WA | Single Family | Bathroom Faucet | 1728 | 3801.52 | Single Family | FALSE | FALSE |  |  |  | 8363.344 | 8321.5273 | Single Family_FALSE | Single Family_FALSE | Single Family_ | Single Family_ | Single Family_ | unknown | unknownSingle Family_ | unknownSingle Family_FALSE
Water_00004627 | SITE_01213 | Room_00017314 | Bathroom_2 | Bathroom | Bathroom Faucet | 2.2111 | 2.2111 |  | 2.5 |  | N/A | N/A | N/A | Bag | 0.796 |  | 1.99 |  | WA | Single Family | Bathroom Faucet | 1728 | 3801.52 | Single Family | FALSE | FALSE |  |  |  | 8405.5831 | 7565.0248 | Single Family_FALSE | Single Family_FALSE | Single Family_ | Single Family_ | Single Family_ | unknown | unknownSingle Family_ | unknownSingle Family_FALSE
Water_00004628 | SITE_01213 | Room_00017314 | Bathroom_2 | Bathroom | Shower / Bathtub combo with diverter valve | 2.5 | 3.0667 | 2.5 | 3.25 |  | Secondary | Daily / Almost Daily | N/A | Bag | 0.8492 |  | 2.76 |  | WA | Single Family | Shower | 1728 | 3801.52 | Single Family | TRUE | TRUE | TRUE | TRUE | TRUE | 9503.8 | 10492.1952 | Single Family_TRUE | Single Family_TRUE | Single Family_TRUE | Single Family_TRUE | Single Family_TRUE | 2.5gpm | 2.5gpmSingle Family_TRUE | 2.5gpmSingle Family_TRUE
Water_00004629 | SITE_00159 | Room_00007941 | Bathroom_1 | Bathroom | Bathroom Faucet | 2 | 1.3267 | 2 | 1.5 |  | N/A | N/A | N/A | Bag | 0.796 |  | 1.194 |  | WA | Single Family | Bathroom Faucet | 680 | 3801.52 | Single Family | FALSE | FALSE |  |  |  | 7603.04 | 4539.0149 | Single Family_FALSE | Single Family_FALSE | Single Family_ | Single Family_ | Single Family_ | unknown | unknownSingle Family_ | unknownSingle Family_FALSE
Water_00004630 | SITE_00159 | Room_00007941 | Bathroom_1 | Bathroom | Shower / Bathtub combo with diverter valve | 1.4156 | 1.4156 |  | 1.5 |  | Primary | A few times per week | N/A | Bag | 0.8492 |  | 1.274 |  | WA | Single Family | Shower | 680 | 3801.52 | Single Family | TRUE | TRUE | TRUE | TRUE | TRUE | 5381.2628 | 4843.1365 | Single Family_TRUE | Single Family_TRUE | Single Family_TRUE | Single Family_TRUE | Single Family_TRUE | <1.5gpm | <1.5gpmSingle Family_TRUE | <1.5gpmSingle Family_TRUE
Water_00004631 | SITE_00159 | Room_00007942 | Bathroom_2 | Bathroom | Bathroom Faucet | 2 | 1.5478 | 2 | 1.75 |  | N/A | N/A | N/A | Bag | 0.796 |  | 1.393 |  | WA | Single Family | Bathroom Faucet | 680 | 3801.52 | Single Family | FALSE | FALSE |  |  |  | 7603.04 | 5295.5174 | Single Family_FALSE | Single Family_FALSE | Single Family_ | Single Family_ | Single Family_ | unknown | unknownSingle Family_ | unknownSingle Family_FALSE
Water_00004632 | SITE_00159 | Room_00007942 | Bathroom_2 | Bathroom | Shower | 2.5 | 2.8311 | 2.5 | 3 |  | Secondary | A few times per year | N/A | Bag | 0.8492 |  | 2.548 |  | WA | Single Family | Shower | 680 | 3801.52 | Single Family | TRUE | FALSE | TRUE | TRUE | TRUE | 9503.8 | 9686.273 | Single Family_TRUE | Single Family_FALSE | Single Family_TRUE | Single Family_TRUE | Single Family_TRUE | 2.5gpm | 2.5gpmSingle Family_TRUE | 2.5gpmSingle Family_TRUE
Water_00004633 | SITE_00159 | Room_00007946 | Bathroom_3 | Bathroom | Bathroom Faucet | 2 | 1.3267 | 2 | 1.5 |  | N/A | N/A | N/A | Bag | 0.796 |  | 1.194 |  | WA | Single Family | Bathroom Faucet | 680 | 3801.52 | Single Family | FALSE | FALSE |  |  |  | 7603.04 | 4539.0149 | Single Family_FALSE | Single Family_FALSE | Single Family_ | Single Family_ | Single Family_ | unknown | unknownSingle Family_ | unknownSingle Family_FALSE
Water_00004634 | SITE_00159 | Room_00007946 | Bathroom_3 | Bathroom | Shower | 2.5 | 2.8311 | 2.5 | 3 |  | Secondary | A few times per year | N/A | Bag | 0.8492 |  | 2.548 |  | WA | Single Family | Shower | 680 | 3801.52 | Single Family | TRUE | FALSE | TRUE | TRUE | TRUE | 9503.8 | 9686.273 | Single Family_TRUE | Single Family_FALSE | Single Family_TRUE | Single Family_TRUE | Single Family_TRUE | 2.5gpm | 2.5gpmSingle Family_TRUE | 2.5gpmSingle Family_TRUE
Water_00004635 | SITE_00072 | Room_00007094 | Bathroom_1 | Bathroom | Bathroom Faucet | 2 | 2.2111 | 2 | 2.5 |  | N/A | N/A | N/A | Bag | 0.796 |  | 1.99 |  | WA | Multifamily Residence | Bathroom Faucet | 595 | 2002.11 | Multifamily Residence | FALSE | FALSE |  |  |  | 4004.22 | 3984.1989 | Multifamily Residence_FALSE | Multifamily Residence_FALSE | Multifamily Residence_ | Multifamily Residence_ | Multifamily Residence_ | unknown | unknownMultifamily Residence_ | unknownMultifamily Residence_FALSE
Water_00004636 | SITE_00072 | Room_00007094 | Bathroom_1 | Bathroom | Shower / Bathtub combo with diverter valve | 2.5 | 2.3589 | 2.5 | 2.5 |  | Primary | A few times per week | N/A | Bag | 0.8492 |  | 2.123 |  | WA | Multifamily Residence | Shower | 595 | 2002.11 | Multifamily Residence | TRUE | TRUE | TRUE | TRUE | TRUE | 5005.275 | 4250.4795 | Multifamily Residence_TRUE | Multifamily Residence_TRUE | Multifamily Residence_TRUE | Multifamily Residence_TRUE | Multifamily Residence_TRUE | 2.5gpm | 2.5gpmMultifamily Residence_TRUE | 2.5gpmMultifamily Residence_TRUE
Water_00004637 | SITE_00072 | Room_00007095 | Living Room_1 | Living Room | Kitchen Faucet | 2 | 1.99 | 2 | 2.25 |  | N/A | N/A | N/A | Bag | 0.796 |  | 1.791 |  | WA | Multifamily Residence | Kitchen Faucet | 595 | 2002.11 | Multifamily Residence | FALSE | FALSE |  |  |  | 4004.22 | 3585.779 | Multifamily Residence_FALSE | Multifamily Residence_FALSE | Multifamily Residence_ | Multifamily Residence_ | Multifamily Residence_ | unknown | unknownMultifamily Residence_ | unknownMultifamily Residence_FALSE
Water_00004638 | SITE_01174 | Room_00016823 | Bathroom_6 | Bathroom | Bathroom Faucet | 1.3267 | 1.3267 |  | 1.5 |  | N/A | N/A | N/A | Bag | 0.796 |  | 1.194 |  | WA | Multifamily Residence | Bathroom Faucet | 1689 | 2383.66 | Multifamily Residence | FALSE | FALSE |  |  |  | 3162.3223 | 2846.09 | Multifamily Residence_FALSE | Multifamily Residence_FALSE | Multifamily Residence_ | Multifamily Residence_ | Multifamily Residence_ | unknown | unknownMultifamily Residence_ | unknownMultifamily Residence_FALSE
Water_00004639 | SITE_01174 | Room_00016823 | Bathroom_6 | Bathroom | Shower / Bathtub combo with diverter valve | 1.5 | 1.8867 | 1.5 | 2 |  | Primary | Daily / Almost Daily | N/A | Bag | 0.8492 |  | 1.698 |  | WA | Multifamily Residence | Shower | 1689 | 2383.66 | Multifamily Residence | TRUE | TRUE | TRUE | TRUE | TRUE | 3575.49 | 4047.4547 | Multifamily Residence_TRUE | Multifamily Residence_TRUE | Multifamily Residence_TRUE | Multifamily Residence_TRUE | Multifamily Residence_TRUE | 1.5gpm | 1.5gpmMultifamily Residence_TRUE | 1.5gpmMultifamily Residence_TRUE
Water_00004640 | SITE_01107 | Room_00016193 | Kitchen_1 | Kitchen | Kitchen Faucet | 1.5 | 1.1056 | 1.5 | 1.25 |  | N/A | N/A | N/A | Bag | 0.796 |  | 0.995 |  | WA | Multifamily Residence | Kitchen Faucet | 1623 | 2383.66 | Multifamily Residence | FALSE | FALSE |  |  |  | 3575.49 | 2371.7417 | Multifamily Residence_FALSE | Multifamily Residence_FALSE | Multifamily Residence_ | Multifamily Residence_ | Multifamily Residence_ | unknown | unknownMultifamily Residence_ | unknownMultifamily Residence_FALSE
Water_00004641 | SITE_01107 | Room_00016200 | Bathroom_1 | Bathroom | Bathroom Faucet | 1.5478 | 1.5478 |  | 1.75 |  | N/A | N/A | N/A | Bag | 0.796 |  | 1.393 |  | WA | Multifamily Residence | Bathroom Faucet | 1623 | 2383.66 | Multifamily Residence | FALSE | FALSE |  |  |  | 3689.376 | 3320.4384 | Multifamily Residence_FALSE | Multifamily Residence_FALSE | Multifamily Residence_ | Multifamily Residence_ | Multifamily Residence_ | unknown | unknownMultifamily Residence_ | unknownMultifamily Residence_FALSE
Water_00004642 | SITE_01107 | Room_00016200 | Bathroom_1 | Bathroom | Shower / Bathtub combo with diverter valve | 2 |  | 2 |  | Unknown | Secondary | A few times per year | Unable to measure. Used as litter box for cats | Bag | 0.8492 |  |  | Unknown | WA | Multifamily Residence | Shower | 1623 | 2383.66 | Multifamily Residence | TRUE | TRUE | TRUE | FALSE | FALSE | 4767.32 | 0 | Multifamily Residence_TRUE | Multifamily Residence_TRUE | Multifamily Residence_TRUE | Multifamily Residence_FALSE | Multifamily Residence_FALSE | unknown | unknownMultifamily Residence_FALSE | unknownMultifamily Residence_TRUE
Water_00004643 | SITE_01118 | Room_00016295 | Bathroom_1 | Bathroom | Bathroom Faucet | 2 | 1.7689 | 2 | 2 |  | N/A | N/A | N/A | Bag | 0.796 |  | 1.592 |  | WA | Multifamily Residence | Bathroom Faucet | 1633 | 2383.66 | Multifamily Residence | FALSE | FALSE |  |  |  | 4767.32 | 3794.7867 | Multifamily Residence_FALSE | Multifamily Residence_FALSE | Multifamily Residence_ | Multifamily Residence_ | Multifamily Residence_ | unknown | unknownMultifamily Residence_ | unknownMultifamily Residence_FALSE
Water_00004644 | SITE_01118 | Room_00016295 | Bathroom_1 | Bathroom | Shower / Bathtub combo with diverter valve | 2.5 | 2.5944 | 2.5 | 2.75 |  | Primary | A few times per week | N/A | Bag | 0.8492 |  | 2.335 |  | WA | Multifamily Residence | Shower | 1633 | 2383.66 | Multifamily Residence | TRUE | TRUE | TRUE | TRUE | TRUE | 5959.15 | 5565.8461 | Multifamily Residence_TRUE | Multifamily Residence_TRUE | Multifamily Residence_TRUE | Multifamily Residence_TRUE | Multifamily Residence_TRUE | 2.5gpm | 2.5gpmMultifamily Residence_TRUE | 2.5gpmMultifamily Residence_TRUE
Water_00004645 | SITE_01118 | Room_00016297 | Kitchen_1 | Kitchen | Kitchen Faucet | 2 | 1.99 | 2 | 2.25 |  | N/A | N/A | N/A | Bag | 0.796 |  | 1.791 |  | WA | Multifamily Residence | Kitchen Faucet | 1633 | 2383.66 | Multifamily Residence | FALSE | FALSE |  |  |  | 4767.32 | 4269.1351 | Multifamily Residence_FALSE | Multifamily Residence_FALSE | Multifamily Residence_ | Multifamily Residence_ | Multifamily Residence_ | unknown | unknownMultifamily Residence_ | unknownMultifamily Residence_FALSE
Water_00004646 | SITE_01194 | Room_00017018 | Bathroom_6 | Bathroom | Bathroom Faucet | 1.5 | 1.3267 | 1.5 | 1.5 |  | N/A | N/A | N/A | Bag | 0.796 |  | 1.194 |  | WA | Single Family | Bathroom Faucet | 1709 | 12576.67 | Single Family | FALSE | FALSE |  |  |  | 18865.005 | 15016.544 | Single Family_FALSE | Single Family_FALSE | Single Family_ | Single Family_ | Single Family_ | unknown | unknownSingle Family_ | unknownSingle Family_FALSE
Water_00004647 | SITE_01194 | Room_00017018 | Bathroom_6 | Bathroom | Shower / Bathtub combo with diverter valve | 2.5 | 2.3589 | 2.5 | 2.5 |  | Primary | Daily / Almost Daily | N/A | Bag | 0.8492 |  | 2.123 |  | WA | Single Family | Shower | 1709 | 12576.67 | Single Family | TRUE | TRUE | TRUE | TRUE | TRUE | 31441.675 | 26700.2704 | Single Family_TRUE | Single Family_TRUE | Single Family_TRUE | Single Family_TRUE | Single Family_TRUE | 2.5gpm | 2.5gpmSingle Family_TRUE | 2.5gpmSingle Family_TRUE
Water_00004648 | SITE_00005 | Room_00006424 | Kitchen_1 | Kitchen | Kitchen Faucet | 2 | 1.7689 | 2 | 2 |  | N/A | N/A | N/A | Bag | 0.796 |  | 1.592 |  | WA | Manufactured | Kitchen Faucet | 528 | 997.59 | Manufactured | FALSE | FALSE |  |  |  | 1995.18 | 1588.1633 | Manufactured_FALSE | Manufactured_FALSE | Manufactured_ | Manufactured_ | Manufactured_ | unknown | unknownManufactured_ | unknownManufactured_FALSE
Water_00004649 | SITE_00005 | Room_00006432 | Bathroom_1 | Bathroom | Shower / Bathtub combo with diverter valve | 2.5 | 2.8311 | 2.5 | 3 |  | Secondary | A few times per year | N/A | Bag | 0.8492 |  | 2.548 |  | WA | Manufactured | Shower | 528 | 997.59 | Manufactured | TRUE | TRUE | TRUE | TRUE | TRUE | 2493.975 | 2541.8593 | Manufactured_TRUE | Manufactured_TRUE | Manufactured_TRUE | Manufactured_TRUE | Manufactured_TRUE | 2.5gpm | 2.5gpmManufactured_TRUE | 2.5gpmManufactured_TRUE
Water_00004650 | SITE_00005 | Room_00006432 | Bathroom_1 | Bathroom | Bathroom Faucet | 1 | 0.88444 | 1 | 1 |  | N/A | N/A | N/A | Bag | 0.796 |  | 0.796 |  | WA | Manufactured | Bathroom Faucet | 528 | 997.59 | Manufactured | FALSE | FALSE |  |  |  | 997.59 | 794.0816 | Manufactured_FALSE | Manufactured_FALSE | Manufactured_ | Manufactured_ | Manufactured_ | unknown | unknownManufactured_ | unknownManufactured_FALSE
Water_00004651 | SITE_01181 | Room_00016874 | Kitchen_1 | Kitchen | Kitchen Faucet | 1.8 |  | 1.8 | 1.8 |  | N/A | N/A | N/A | Unknown |  | N/A |  | N/A | WA | Multifamily Residence | Kitchen Faucet | 1696 | 2383.66 | Multifamily Residence | FALSE | FALSE |  |  |  | 4290.588 | 0 | Multifamily Residence_FALSE | Multifamily Residence_FALSE | Multifamily Residence_ | Multifamily Residence_ | Multifamily Residence_ | unknown | unknownMultifamily Residence_ | unknownMultifamily Residence_FALSE
Water_00004652 | SITE_01157 | Room_00016693 | Bathroom_1 | Bathroom | Bathroom Faucet | 2 |  | 2 |  | Unknown | N/A | N/A | N/A | Bag | 0.796 |  |  | Unknown | WA | Multifamily Residence | Bathroom Faucet | 1672 | 2002.39 | Multifamily Residence | FALSE | FALSE |  |  |  | 4004.78 | 0 | Multifamily Residence_FALSE | Multifamily Residence_FALSE | Multifamily Residence_ | Multifamily Residence_ | Multifamily Residence_ | unknown | unknownMultifamily Residence_ | unknownMultifamily Residence_FALSE
Water_00004653 | SITE_01157 | Room_00016693 | Bathroom_1 | Bathroom | Shower / Bathtub combo with diverter valve | 2.5 |  | 2.5 |  | Unknown | Primary | Daily / Almost Daily | N/A | Weir | 0.932 |  |  | Unknown | WA | Multifamily Residence | Shower | 1672 | 2002.39 | Multifamily Residence | TRUE | TRUE | TRUE | FALSE | FALSE | 5005.975 | 0 | Multifamily Residence_TRUE | Multifamily Residence_TRUE | Multifamily Residence_TRUE | Multifamily Residence_FALSE | Multifamily Residence_FALSE | unknown | unknownMultifamily Residence_FALSE | unknownMultifamily Residence_TRUE
Water_00004654 | SITE_01157 | Room_00016694 | Kitchen_1 | Kitchen | Kitchen Faucet | 1.5 |  | 1.5 |  | Unknown | N/A | N/A | N/A | Unknown |  | N/A |  | N/A | WA | Multifamily Residence | Kitchen Faucet | 1672 | 2002.39 | Multifamily Residence | FALSE | FALSE |  |  |  | 3003.585 | 0 | Multifamily Residence_FALSE | Multifamily Residence_FALSE | Multifamily Residence_ | Multifamily Residence_ | Multifamily Residence_ | unknown | unknownMultifamily Residence_ | unknownMultifamily Residence_FALSE
Water_00004655 | SITE_01201 | Room_00017104 | Bathroom_1 | Bathroom | Bathroom Faucet | 2.2 | 2.6533 | 2.2 | 3 |  | N/A | N/A | N/A | Bag | 0.796 |  | 2.388 |  | WA | Single Family | Bathroom Faucet | 1716 | 2259.17 | Single Family | FALSE | FALSE |  |  |  | 4970.174 | 5394.898 | Single Family_FALSE | Single Family_FALSE | Single Family_ | Single Family_ | Single Family_ | unknown | unknownSingle Family_ | unknownSingle Family_FALSE
Water_00004656 | SITE_01201 | Room_00017104 | Bathroom_1 | Bathroom | Shower | 2.2778 | 2.2778 |  | 2.2 |  | Primary | Daily / Almost Daily | N/A | Weir | 0.932 |  | 2.05 |  | WA | Single Family | Shower | 1716 | 2259.17 | Single Family | TRUE | FALSE | TRUE | TRUE | TRUE | 5145.8872 | 4631.2985 | Single Family_TRUE | Single Family_FALSE | Single Family_TRUE | Single Family_TRUE | Single Family_TRUE | 2.5gpm | 2.5gpmSingle Family_TRUE | 2.5gpmSingle Family_TRUE
Water_00004657 | SITE_01201 | Room_00017106 | Bathroom_2 | Bathroom | Bathroom Faucet | 1.5 | 1.7689 | 1.5 | 2 |  | N/A | N/A | N/A | Bag | 0.796 |  | 1.592 |  | WA | Single Family | Bathroom Faucet | 1716 | 2259.17 | Single Family | FALSE | FALSE |  |  |  | 3388.755 | 3596.5986 | Single Family_FALSE | Single Family_FALSE | Single Family_ | Single Family_ | Single Family_ | unknown | unknownSingle Family_ | unknownSingle Family_FALSE
Water_00004658 | SITE_01201 | Room_00017106 | Bathroom_2 | Bathroom | Shower / Bathtub combo with diverter valve | 2.5 | 1.8644 | 2.5 | 1.8 |  | Secondary | A few times per year | N/A | Weir | 0.932 |  | 1.678 |  | WA | Single Family | Shower | 1716 | 2259.17 | Single Family | TRUE | TRUE | TRUE | TRUE | TRUE | 5647.925 | 3790.8873 | Single Family_TRUE | Single Family_TRUE | Single Family_TRUE | Single Family_TRUE | Single Family_TRUE | 2.5gpm | 2.5gpmSingle Family_TRUE | 2.5gpmSingle Family_TRUE
Water_00004659 | SITE_01201 | Room_00017109 | Kitchen_1 | Kitchen | Kitchen Faucet | 1.8 |  | 1.8 | 2.5 |  | N/A | N/A | N/A | Unknown |  | N/A |  | N/A | WA | Single Family | Kitchen Faucet | 1716 | 2259.17 | Single Family | FALSE | FALSE |  |  |  | 4066.506 | 0 | Single Family_FALSE | Single Family_FALSE | Single Family_ | Single Family_ | Single Family_ | unknown | unknownSingle Family_ | unknownSingle Family_FALSE
Water_00004660 | SITE_01181 | Room_00016880 | Bathroom_6 | Bathroom | Shower / Bathtub combo with diverter valve | 1.5533 | 1.5533 |  | 1.5 |  | Secondary | A few times per year | N/A | Weir | 0.932 |  | 1.398 |  | WA | Multifamily Residence | Shower | 1696 | 2383.66 | Multifamily Residence | TRUE | TRUE | TRUE | TRUE | TRUE | 3702.6185 | 3332.3567 | Multifamily Residence_TRUE | Multifamily Residence_TRUE | Multifamily Residence_TRUE | Multifamily Residence_TRUE | Multifamily Residence_TRUE | 1.8gpm | 1.8gpmMultifamily Residence_TRUE | 1.8gpmMultifamily Residence_TRUE
Water_00004661 | SITE_01181 | Room_00016880 | Bathroom_6 | Bathroom | Bathroom Faucet | 1.9456 | 1.9456 |  | 2.2 |  | N/A | N/A | N/A | Bag | 0.796 |  | 1.751 |  | WA | Multifamily Residence | Bathroom Faucet | 1696 | 2383.66 | Multifamily Residence | FALSE | FALSE |  |  |  | 4637.543 | 4173.7887 | Multifamily Residence_FALSE | Multifamily Residence_FALSE | Multifamily Residence_ | Multifamily Residence_ | Multifamily Residence_ | unknown | unknownMultifamily Residence_ | unknownMultifamily Residence_FALSE
Water_00004662 | SITE_00058 | Room_00006974 | Kitchen_1 | Kitchen | Kitchen Faucet | unknown |  |  | 2 |  | N/A | N/A | N/A | Unknown |  | N/A |  | N/A | WA | Multifamily Residence | Kitchen Faucet | 581 | 2002.39 | Multifamily Residence | FALSE | FALSE |  |  |  | 0 | 0 | Multifamily Residence_FALSE | Multifamily Residence_FALSE | Multifamily Residence_ | Multifamily Residence_ | Multifamily Residence_ | unknown | unknownMultifamily Residence_ | unknownMultifamily Residence_FALSE
Water_00004663 | SITE_00058 | Room_00006976 | Bathroom_1 | Bathroom | Bathroom Faucet | 1.3267 | 1.3267 |  | 1.5 |  | N/A | N/A | N/A | Bag | 0.796 |  | 1.194 |  | WA | Multifamily Residence | Bathroom Faucet | 581 | 2002.39 | Multifamily Residence | FALSE | FALSE |  |  |  | 2656.5041 | 2390.8537 | Multifamily Residence_FALSE | Multifamily Residence_FALSE | Multifamily Residence_ | Multifamily Residence_ | Multifamily Residence_ | unknown | unknownMultifamily Residence_ | unknownMultifamily Residence_FALSE
Water_00004664 | SITE_00058 | Room_00006976 | Bathroom_1 | Bathroom | Shower / Bathtub combo with diverter valve | 2 | 1.5533 | 2 | 1.5 |  | Primary | Daily / Almost Daily | N/A | Weir | 0.932 |  | 1.398 |  | WA | Multifamily Residence | Shower | 581 | 2002.39 | Multifamily Residence | TRUE | TRUE | TRUE | TRUE | TRUE | 4004.78 | 2799.3412 | Multifamily Residence_TRUE | Multifamily Residence_TRUE | Multifamily Residence_TRUE | Multifamily Residence_TRUE | Multifamily Residence_TRUE | 2.0gpm | 2.0gpmMultifamily Residence_TRUE | 2.0gpmMultifamily Residence_TRUE
Water_00004665 | SITE_00062 | Room_00007008 | Bathroom_1 | Bathroom | Bathroom Faucet | 1.7689 | 1.7689 |  | 2 |  | N/A | N/A | N/A | Bag | 0.796 |  | 1.592 |  | WA | Single Family | Bathroom Faucet | 585 | 597.38 | Single Family | FALSE | FALSE |  |  |  | 1056.6988 | 951.029 | Single Family_FALSE | Single Family_FALSE | Single Family_ | Single Family_ | Single Family_ | unknown | unknownSingle Family_ | unknownSingle Family_FALSE
Water_00004666 | SITE_00062 | Room_00007008 | Bathroom_1 | Bathroom | Shower / Bathtub combo with diverter valve | 1.2422 | 1.2422 |  | 1.2 |  | Primary | Daily / Almost Daily | N/A | Weir | 0.932 |  | 1.118 |  | WA | Single Family | Shower | 585 | 597.38 | Single Family | TRUE | TRUE | TRUE | TRUE | TRUE | 742.0787 | 667.8708 | Single Family_TRUE | Single Family_TRUE | Single Family_TRUE | Single Family_TRUE | Single Family_TRUE | <1.5gpm | <1.5gpmSingle Family_TRUE | <1.5gpmSingle Family_TRUE
Water_00004667 | SITE_00062 | Room_00007012 | Kitchen_1 | Kitchen | Kitchen Faucet | unknown |  |  | 1.5 |  | N/A | N/A | N/A | Unknown |  | N/A |  | N/A | WA | Single Family | Kitchen Faucet | 585 | 597.38 | Single Family | FALSE | FALSE |  |  |  | 0 | 0 | Single Family_FALSE | Single Family_FALSE | Single Family_ | Single Family_ | Single Family_ | unknown | unknownSingle Family_ | unknownSingle Family_FALSE
Water_00004668 | SITE_00062 | Room_00007014 | Bathroom_2 | Bathroom | Bathroom Faucet | 2.2111 | 2.2111 |  | 2.5 |  | N/A | N/A | N/A | Bag | 0.796 |  | 1.99 |  | WA | Single Family | Bathroom Faucet | 585 | 597.38 | Single Family | FALSE | FALSE |  |  |  | 1320.8736 | 1188.7862 | Single Family_FALSE | Single Family_FALSE | Single Family_ | Single Family_ | Single Family_ | unknown | unknownSingle Family_ | unknownSingle Family_FALSE
Water_00004669 | SITE_00062 | Room_00007014 | Bathroom_2 | Bathroom | Bathroom Faucet | 2.2111 | 2.2111 |  | 2.5 |  | N/A | N/A | N/A | Bag | 0.796 |  | 1.99 |  | WA | Single Family | Bathroom Faucet | 585 | 597.38 | Single Family | FALSE | FALSE |  |  |  | 1320.8736 | 1188.7862 | Single Family_FALSE | Single Family_FALSE | Single Family_ | Single Family_ | Single Family_ | unknown | unknownSingle Family_ | unknownSingle Family_FALSE
Water_00004670 | SITE_00062 | Room_00007014 | Bathroom_2 | Bathroom | Shower | 1.5533 | 1.5533 |  | 1.5 |  | Primary | Daily / Almost Daily | N/A | Weir | 0.932 |  | 1.398 |  | WA | Single Family | Shower | 585 | 597.38 | Single Family | TRUE | FALSE | TRUE | TRUE | TRUE | 927.9303 | 835.1372 | Single Family_TRUE | Single Family_FALSE | Single Family_TRUE | Single Family_TRUE | Single Family_TRUE | 1.8gpm | 1.8gpmSingle Family_TRUE | 1.8gpmSingle Family_TRUE
Water_00004671 | SITE_00053 | Room_00006934 | Bathroom_1 | Bathroom | Shower | 2.0711 | 2.0711 |  | 2 |  | All used about the same | Unknown | N/A | Weir | 0.932 |  | 1.864 |  | WA | Multifamily Residence | Shower | 576 | 2002.39 | Multifamily Residence | TRUE | FALSE | TRUE | TRUE | TRUE | 4147.1722 | 3732.455 | Multifamily Residence_TRUE | Multifamily Residence_FALSE | Multifamily Residence_TRUE | Multifamily Residence_TRUE | Multifamily Residence_TRUE | 2.5gpm | 2.5gpmMultifamily Residence_TRUE | 2.5gpmMultifamily Residence_TRUE
Water_00004672 | SITE_00053 | Room_00006934 | Bathroom_1 | Bathroom | Bathroom Faucet | 2.2111 | 2.2111 |  | 2.5 |  | N/A | N/A | N/A | Bag | 0.796 |  | 1.99 |  | WA | Multifamily Residence | Bathroom Faucet | 576 | 2002.39 | Multifamily Residence | FALSE | FALSE |  |  |  | 4427.5068 | 3984.7561 | Multifamily Residence_FALSE | Multifamily Residence_FALSE | Multifamily Residence_ | Multifamily Residence_ | Multifamily Residence_ | unknown | unknownMultifamily Residence_ | unknownMultifamily Residence_FALSE
Water_00004673 | SITE_00053 | Room_00006937 | Bathroom_2 | Bathroom | Bathroom Faucet | 2.2111 | 2.2111 |  | 2.5 |  | N/A | N/A | N/A | Bag | 0.796 |  | 1.99 |  | WA | Multifamily Residence | Bathroom Faucet | 576 | 2002.39 | Multifamily Residence | FALSE | FALSE |  |  |  | 4427.5068 | 3984.7561 | Multifamily Residence_FALSE | Multifamily Residence_FALSE | Multifamily Residence_ | Multifamily Residence_ | Multifamily Residence_ | unknown | unknownMultifamily Residence_ | unknownMultifamily Residence_FALSE
Water_00004674 | SITE_00053 | Room_00006937 | Bathroom_2 | Bathroom | Shower / Bathtub combo with diverter valve | 3.1067 | 3.1067 |  | 3 |  | All used about the same | Daily / Almost Daily | N/A | Weir | 0.932 |  | 2.796 |  | WA | Multifamily Residence | Shower | 576 | 2002.39 | Multifamily Residence | TRUE | TRUE | TRUE | TRUE | TRUE | 6220.7583 | 5598.6824 | Multifamily Residence_TRUE | Multifamily Residence_TRUE | Multifamily Residence_TRUE | Multifamily Residence_TRUE | Multifamily Residence_TRUE | gt2.5gpm | gt2.5gpmMultifamily Residence_TRUE | gt2.5gpmMultifamily Residence_TRUE
Water_00004675 | SITE_00053 | Room_00006941 | Kitchen_1 | Kitchen | Kitchen Faucet | unknown |  |  | 3 |  | N/A | N/A | N/A | Unknown |  | N/A |  | N/A | WA | Multifamily Residence | Kitchen Faucet | 576 | 2002.39 | Multifamily Residence | FALSE | FALSE |  |  |  | 0 | 0 | Multifamily Residence_FALSE | Multifamily Residence_FALSE | Multifamily Residence_ | Multifamily Residence_ | Multifamily Residence_ | unknown | unknownMultifamily Residence_ | unknownMultifamily Residence_FALSE
Water_00004676 | SITE_01169 | Room_00016781 | Bathroom_6 | Bathroom | Bathroom Faucet | 2 | 2.6533 | 2 | 3 |  | N/A | N/A | N/A | Bag | 0.796 |  | 2.388 |  | WA | Multifamily Residence | Bathroom Faucet | 1684 | 2002.39 | Multifamily Residence | FALSE | FALSE |  |  |  | 4004.78 | 4781.7073 | Multifamily Residence_FALSE | Multifamily Residence_FALSE | Multifamily Residence_ | Multifamily Residence_ | Multifamily Residence_ | unknown | unknownMultifamily Residence_ | unknownMultifamily Residence_FALSE
Water_00004677 | SITE_01169 | Room_00016781 | Bathroom_6 | Bathroom | Shower / Bathtub combo with diverter valve | 2.5 |  | 2.5 |  | Unknown | Primary | Daily / Almost Daily | Cant record, showerhead is too big | Weir | 0.932 |  |  | Unknown | WA | Multifamily Residence | Shower | 1684 | 2002.39 | Multifamily Residence | TRUE | TRUE | TRUE | FALSE | FALSE | 5005.975 | 0 | Multifamily Residence_TRUE | Multifamily Residence_TRUE | Multifamily Residence_TRUE | Multifamily Residence_FALSE | Multifamily Residence_FALSE | unknown | unknownMultifamily Residence_FALSE | unknownMultifamily Residence_TRUE
Water_00004678 | SITE_00063 | Room_00007021 | Kitchen_3 | Kitchen | Bathroom Faucet | 2 |  | 2 |  | Unknown | N/A | N/A | N/A | Bag | 0.796 |  |  | Unknown | WA | Multifamily Residence | Bathroom Faucet | 586 | 2002.39 | Multifamily Residence | FALSE | FALSE |  |  |  | 4004.78 | 0 | Multifamily Residence_FALSE | Multifamily Residence_FALSE | Multifamily Residence_ | Multifamily Residence_ | Multifamily Residence_ | unknown | unknownMultifamily Residence_ | unknownMultifamily Residence_FALSE
Water_00004679 | SITE_00063 | Room_00007022 | Bathroom_1 | Bathroom | Shower / Bathtub combo with diverter valve | 2.5 |  | 2.5 |  | Unknown | Primary | Daily / Almost Daily | N/A | Bag | 0.8492 |  |  | Unknown | WA | Multifamily Residence | Shower | 586 | 2002.39 | Multifamily Residence | TRUE | TRUE | TRUE | FALSE | FALSE | 5005.975 | 0 | Multifamily Residence_TRUE | Multifamily Residence_TRUE | Multifamily Residence_TRUE | Multifamily Residence_FALSE | Multifamily Residence_FALSE | unknown | unknownMultifamily Residence_FALSE | unknownMultifamily Residence_TRUE
Water_00004680 | SITE_00063 | Room_00007022 | Bathroom_1 | Bathroom | Bathroom Faucet | 2.2 |  | 2.2 |  | Unknown | N/A | N/A | N/A | Bag | 0.796 |  |  | Unknown | WA | Multifamily Residence | Bathroom Faucet | 586 | 2002.39 | Multifamily Residence | FALSE | FALSE |  |  |  | 4405.258 | 0 | Multifamily Residence_FALSE | Multifamily Residence_FALSE | Multifamily Residence_ | Multifamily Residence_ | Multifamily Residence_ | unknown | unknownMultifamily Residence_ | unknownMultifamily Residence_FALSE
Water_00004681 | SITE_00047 | Room_00006871 | Kitchen_1 | Kitchen | Kitchen Faucet | 2.2 | 1.3267 | 2.2 | 1.5 |  | N/A | N/A | N/A | Bag | 0.796 |  | 1.194 |  | WA | Multifamily Residence | Kitchen Faucet | 570 | 2002.39 | Multifamily Residence | FALSE | FALSE |  |  |  | 4405.258 | 2390.8537 | Multifamily Residence_FALSE | Multifamily Residence_FALSE | Multifamily Residence_ | Multifamily Residence_ | Multifamily Residence_ | unknown | unknownMultifamily Residence_ | unknownMultifamily Residence_FALSE
Water_00004682 | SITE_00047 | Room_00006875 | Bathroom_1 | Bathroom | Bathroom Faucet | 1.4156 | 1.4156 |  | 1.6 |  | N/A | N/A | N/A | Bag | 0.796 |  | 1.274 |  | WA | Multifamily Residence | Bathroom Faucet | 570 | 2002.39 | Multifamily Residence | FALSE | FALSE |  |  |  | 2834.4943 | 2551.0449 | Multifamily Residence_FALSE | Multifamily Residence_FALSE | Multifamily Residence_ | Multifamily Residence_ | Multifamily Residence_ | unknown | unknownMultifamily Residence_ | unknownMultifamily Residence_FALSE
Water_00004683 | SITE_00047 | Room_00006875 | Bathroom_1 | Bathroom | Shower | 2.5 | 2.3589 | 2.5 | 2.5 |  | Primary | Daily / Almost Daily | N/A | Bag | 0.8492 |  | 2.123 |  | WA | Multifamily Residence | Shower | 570 | 2002.39 | Multifamily Residence | TRUE | FALSE | TRUE | TRUE | TRUE | 5005.975 | 4251.074 | Multifamily Residence_TRUE | Multifamily Residence_FALSE | Multifamily Residence_TRUE | Multifamily Residence_TRUE | Multifamily Residence_TRUE | 2.5gpm | 2.5gpmMultifamily Residence_TRUE | 2.5gpmMultifamily Residence_TRUE
Water_00004684 | SITE_00050 | Room_00006900 | Kitchen_1 | Kitchen | Kitchen Faucet | 2.2 | 1.4156 | 2.2 | 1.6 |  | N/A | N/A | N/A | Bag | 0.796 |  | 1.274 |  | WA | Multifamily Residence | Kitchen Faucet | 573 | 2002.39 | Multifamily Residence | FALSE | FALSE |  |  |  | 4405.258 | 2551.0449 | Multifamily Residence_FALSE | Multifamily Residence_FALSE | Multifamily Residence_ | Multifamily Residence_ | Multifamily Residence_ | unknown | unknownMultifamily Residence_ | unknownMultifamily Residence_FALSE
Water_00004685 | SITE_00050 | Room_00006905 | Bathroom_1 | Bathroom | Bathroom Faucet | unknown |  |  |  | Unknown | N/A | N/A | Dual handle hot/cold | Bag | 0.796 |  |  | Unknown | WA | Multifamily Residence | Bathroom Faucet | 573 | 2002.39 | Multifamily Residence | FALSE | FALSE |  |  |  | 0 | 0 | Multifamily Residence_FALSE | Multifamily Residence_FALSE | Multifamily Residence_ | Multifamily Residence_ | Multifamily Residence_ | unknown | unknownMultifamily Residence_ | unknownMultifamily Residence_FALSE
Water_00004686 | SITE_00050 | Room_00006905 | Bathroom_1 | Bathroom | Shower / Bathtub combo with diverter valve | 2.0756 | 2.0756 |  | 2.2 |  | Primary | Daily / Almost Daily | N/A | Bag | 0.8492 |  | 1.868 |  | WA | Multifamily Residence | Shower | 573 | 2002.39 | Multifamily Residence | TRUE | TRUE | TRUE | TRUE | TRUE | 4156.0717 | 3740.4645 | Multifamily Residence_TRUE | Multifamily Residence_TRUE | Multifamily Residence_TRUE | Multifamily Residence_TRUE | Multifamily Residence_TRUE | 2.5gpm | 2.5gpmMultifamily Residence_TRUE | 2.5gpmMultifamily Residence_TRUE
Water_00004687 | SITE_00047 | Room_00006879 | Bathroom_6 | Bathroom | Bathroom Faucet | 1.3267 | 1.3267 |  | 1.5 |  | N/A | N/A | N/A | Bag | 0.796 |  | 1.194 |  | WA | Multifamily Residence | Bathroom Faucet | 570 | 2002.39 | Multifamily Residence | FALSE | FALSE |  |  |  | 2656.5041 | 2390.8537 | Multifamily Residence_FALSE | Multifamily Residence_FALSE | Multifamily Residence_ | Multifamily Residence_ | Multifamily Residence_ | unknown | unknownMultifamily Residence_ | unknownMultifamily Residence_FALSE
Water_00004688 | SITE_00047 | Room_00006879 | Bathroom_6 | Bathroom | Shower / Bathtub combo with diverter valve | 2 | 1.8867 | 2 | 2 |  | Secondary | Daily / Almost Daily | N/A | Bag | 0.8492 |  | 1.698 |  | WA | Multifamily Residence | Shower | 570 | 2002.39 | Multifamily Residence | TRUE | TRUE | TRUE | TRUE | TRUE | 4004.78 | 3400.0582 | Multifamily Residence_TRUE | Multifamily Residence_TRUE | Multifamily Residence_TRUE | Multifamily Residence_TRUE | Multifamily Residence_TRUE | 2.0gpm | 2.0gpmMultifamily Residence_TRUE | 2.0gpmMultifamily Residence_TRUE
Water_00004689 | SITE_00151 | Room_00007830 | Living Room_1 | Living Room | Kitchen Faucet | 2.83 | 2.83 |  | 3.2 |  | N/A | N/A | N/A | Bag | 0.796 |  | 2.547 |  | WA | Single Family | Kitchen Faucet | 673 | 72.88 | Single Family | FALSE | FALSE |  |  |  | 206.2504 | 185.6254 | Single Family_FALSE | Single Family_FALSE | Single Family_ | Single Family_ | Single Family_ | unknown | unknownSingle Family_ | unknownSingle Family_FALSE
Water_00004690 | SITE_00151 | Room_00007832 | Bathroom_1 | Bathroom | Bathroom Faucet | 1.5 | 1.7689 | 1.5 | 2 |  | N/A | N/A | N/A | Bag | 0.796 |  | 1.592 |  | WA | Single Family | Bathroom Faucet | 673 | 72.88 | Single Family | FALSE | FALSE |  |  |  | 109.32 | 116.025 | Single Family_FALSE | Single Family_FALSE | Single Family_ | Single Family_ | Single Family_ | unknown | unknownSingle Family_ | unknownSingle Family_FALSE
Water_00004691 | SITE_00151 | Room_00007834 | Bathroom_2 | Bathroom | Bathroom Faucet | 1.5 | 2.1222 | 1.5 | 2.4 |  | N/A | N/A | N/A | Bag | 0.796 |  | 1.91 |  | WA | Single Family | Bathroom Faucet | 673 | 72.88 | Single Family | FALSE | FALSE |  |  |  | 109.32 | 139.2008 | Single Family_FALSE | Single Family_FALSE | Single Family_ | Single Family_ | Single Family_ | unknown | unknownSingle Family_ | unknownSingle Family_FALSE
Water_00004692 | SITE_00151 | Room_00007834 | Bathroom_2 | Bathroom | Shower / Bathtub combo with diverter valve | 3.2078 | 3.2078 |  | 3.4 |  | Primary | Daily / Almost Daily | N/A | Bag | 0.8492 |  | 2.887 |  | WA | Single Family | Shower | 673 | 72.88 | Single Family | TRUE | TRUE | TRUE | TRUE | TRUE | 233.7828 | 210.4046 | Single Family_TRUE | Single Family_TRUE | Single Family_TRUE | Single Family_TRUE | Single Family_TRUE | gt2.5gpm | gt2.5gpmSingle Family_TRUE | gt2.5gpmSingle Family_TRUE
Water_00004693 | SITE_00061 | Room_00007001 | Kitchen_1 | Kitchen | Kitchen Faucet | 2.2 | 2.6533 | 2.2 | 3 |  | N/A | N/A | N/A | Bag | 0.796 |  | 2.388 |  | WA | Single Family | Kitchen Faucet | 584 | 597.38 | Single Family | FALSE | FALSE |  |  |  | 1314.236 | 1426.5434 | Single Family_FALSE | Single Family_FALSE | Single Family_ | Single Family_ | Single Family_ | unknown | unknownSingle Family_ | unknownSingle Family_FALSE
Water_00004694 | SITE_00061 | Room_00007003 | Bathroom_1 | Bathroom | Shower / Bathtub combo with diverter valve | 1.8 | 2.5944 | 1.8 | 2.75 |  | Primary | Daily / Almost Daily | N/A | Bag | 0.8492 |  | 2.335 |  | WA | Single Family | Shower | 584 | 597.38 | Single Family | TRUE | TRUE | TRUE | TRUE | TRUE | 1075.284 | 1394.8823 | Single Family_TRUE | Single Family_TRUE | Single Family_TRUE | Single Family_TRUE | Single Family_TRUE | 1.8gpm | 1.8gpmSingle Family_TRUE | 1.8gpmSingle Family_TRUE
Water_00004695 | SITE_00061 | Room_00007003 | Bathroom_1 | Bathroom | Bathroom Faucet | 2.6533 | 2.6533 |  | 3 |  | N/A | N/A | N/A | Bag | 0.796 |  | 2.388 |  | WA | Single Family | Bathroom Faucet | 584 | 597.38 | Single Family | FALSE | FALSE |  |  |  | 1585.0483 | 1426.5434 | Single Family_FALSE | Single Family_FALSE | Single Family_ | Single Family_ | Single Family_ | unknown | unknownSingle Family_ | unknownSingle Family_FALSE
Water_00004696 | SITE_00067 | Room_00007048 | Bathroom_1 | Bathroom | Bathroom Faucet | 1.7689 | 1.7689 |  | 2 |  | N/A | N/A | N/A | Bag | 0.796 |  | 1.592 |  | WA | Single Family | Bathroom Faucet | 590 | 597.38 | Single Family | FALSE | FALSE |  |  |  | 1056.6988 | 951.029 | Single Family_FALSE | Single Family_FALSE | Single Family_ | Single Family_ | Single Family_ | unknown | unknownSingle Family_ | unknownSingle Family_FALSE
Water_00004697 | SITE_00067 | Room_00007049 | Kitchen_1 | Kitchen | Kitchen Faucet | 3.98 | 3.98 |  | 4.5 |  | N/A | N/A | N/A | Bag | 0.796 |  | 3.582 |  | WA | Single Family | Kitchen Faucet | 590 | 597.38 | Single Family | FALSE | FALSE |  |  |  | 2377.5724 | 2139.8152 | Single Family_FALSE | Single Family_FALSE | Single Family_ | Single Family_ | Single Family_ | unknown | unknownSingle Family_ | unknownSingle Family_FALSE
Water_00004698 | SITE_00067 | Room_00007051 | Bathroom_2 | Bathroom | Bathroom Faucet | 2.2 | 2.4322 | 2.2 | 2.75 |  | N/A | N/A | N/A | Bag | 0.796 |  | 2.189 |  | WA | Single Family | Bathroom Faucet | 590 | 597.38 | Single Family | FALSE | FALSE |  |  |  | 1314.236 | 1307.6648 | Single Family_FALSE | Single Family_FALSE | Single Family_ | Single Family_ | Single Family_ | unknown | unknownSingle Family_ | unknownSingle Family_FALSE
Water_00004699 | SITE_00067 | Room_00007051 | Bathroom_2 | Bathroom | Shower / Bathtub combo with diverter valve | 2 | 1.8867 | 2 | 2 |  | Primary | Daily / Almost Daily | N/A | Bag | 0.8492 |  | 1.698 |  | WA | Single Family | Shower | 590 | 597.38 | Single Family | TRUE | TRUE | TRUE | TRUE | TRUE | 1194.76 | 1014.3512 | Single Family_TRUE | Single Family_TRUE | Single Family_TRUE | Single Family_TRUE | Single Family_TRUE | 2.0gpm | 2.0gpmSingle Family_TRUE | 2.0gpmSingle Family_TRUE
Water_00004700 | SITE_00066 | Room_00007037 | Kitchen_1 | Kitchen | Kitchen Faucet | 1.8 | 1.7689 | 1.8 | 2 |  | N/A | N/A | N/A | Bag | 0.796 |  | 1.592 |  | WA | Multifamily Residence | Kitchen Faucet | 589 | 2002.11 | Multifamily Residence | FALSE | FALSE |  |  |  | 3603.798 | 3187.3591 | Multifamily Residence_FALSE | Multifamily Residence_FALSE | Multifamily Residence_ | Multifamily Residence_ | Multifamily Residence_ | unknown | unknownMultifamily Residence_ | unknownMultifamily Residence_FALSE
Water_00004701 | SITE_00066 | Room_00007037 | Kitchen_1 | Kitchen | Kitchen Faucet | 1.7689 | 1.7689 |  | 2 |  | N/A | N/A | Connected to same sink but different spicket | Bag | 0.796 |  | 1.592 |  | WA | Multifamily Residence | Kitchen Faucet | 589 | 2002.11 | Multifamily Residence | FALSE | FALSE |  |  |  | 3541.5101 | 3187.3591 | Multifamily Residence_FALSE | Multifamily Residence_FALSE | Multifamily Residence_ | Multifamily Residence_ | Multifamily Residence_ | unknown | unknownMultifamily Residence_ | unknownMultifamily Residence_FALSE
Water_00004702 | SITE_00066 | Room_00007042 | Bathroom_1 | Bathroom | Bathroom Faucet | 2 | 2.2111 | 2 | 2.5 |  | N/A | N/A | N/A | Bag | 0.796 |  | 1.99 |  | WA | Multifamily Residence | Bathroom Faucet | 589 | 2002.11 | Multifamily Residence | FALSE | FALSE |  |  |  | 4004.22 | 3984.1989 | Multifamily Residence_FALSE | Multifamily Residence_FALSE | Multifamily Residence_ | Multifamily Residence_ | Multifamily Residence_ | unknown | unknownMultifamily Residence_ | unknownMultifamily Residence_FALSE
Water_00004703 | SITE_00066 | Room_00007042 | Bathroom_1 | Bathroom | Shower / Bathtub combo with diverter valve | unknown |  |  |  | Unknown | Primary | Daily / Almost Daily | Unable to capture entire flow | Bag | 0.8492 |  |  | Unknown | WA | Multifamily Residence | Shower | 589 | 2002.11 | Multifamily Residence | TRUE | TRUE | FALSE | FALSE | FALSE | 0 | 0 | Multifamily Residence_TRUE | Multifamily Residence_TRUE | Multifamily Residence_FALSE | Multifamily Residence_FALSE | Multifamily Residence_FALSE | unknown | unknownMultifamily Residence_FALSE | unknownMultifamily Residence_TRUE
Water_00004704 | SITE_00066 | Room_00007043 | Bedroom_1 | Bedroom | Bathroom Faucet | 1.99 | 1.99 |  | 2.25 |  | N/A | N/A | N/A | Bag | 0.796 |  | 1.791 |  | WA | Multifamily Residence | Bathroom Faucet | 589 | 2002.11 | Multifamily Residence | FALSE | FALSE |  |  |  | 3984.1989 | 3585.779 | Multifamily Residence_FALSE | Multifamily Residence_FALSE | Multifamily Residence_ | Multifamily Residence_ | Multifamily Residence_ | unknown | unknownMultifamily Residence_ | unknownMultifamily Residence_FALSE
Water_00004705 | SITE_01132 | Room_00016441 | Kitchen_1 | Kitchen | Kitchen Faucet | 1.7689 | 1.7689 |  | 2 |  | N/A | N/A | N/A | Bag | 0.796 |  | 1.592 |  | WA | Multifamily Residence | Kitchen Faucet | 1647 | 2000.27 | Multifamily Residence | FALSE | FALSE |  |  |  | 3538.2554 | 3184.4298 | Multifamily Residence_FALSE | Multifamily Residence_FALSE | Multifamily Residence_ | Multifamily Residence_ | Multifamily Residence_ | unknown | unknownMultifamily Residence_ | unknownMultifamily Residence_FALSE
Water_00004706 | SITE_01132 | Room_00016445 | Bathroom_6 | Bathroom | Bathroom Faucet | 1.5 |  | 1.5 | 1.5 |  | N/A | N/A | N/A | Unknown |  | N/A |  | N/A | WA | Multifamily Residence | Bathroom Faucet | 1647 | 2000.27 | Multifamily Residence | FALSE | FALSE |  |  |  | 3000.405 | 0 | Multifamily Residence_FALSE | Multifamily Residence_FALSE | Multifamily Residence_ | Multifamily Residence_ | Multifamily Residence_ | unknown | unknownMultifamily Residence_ | unknownMultifamily Residence_FALSE
Water_00004707 | SITE_01132 | Room_00016445 | Bathroom_6 | Bathroom | Shower / Bathtub combo with diverter valve | 2.5 |  | 2.5 | 2.5 |  | Primary | A few times per week | N/A | Unknown |  | N/A |  | N/A | WA | Multifamily Residence | Shower | 1647 | 2000.27 | Multifamily Residence | TRUE | TRUE | TRUE | FALSE | FALSE | 5000.675 | 0 | Multifamily Residence_TRUE | Multifamily Residence_TRUE | Multifamily Residence_TRUE | Multifamily Residence_FALSE | Multifamily Residence_FALSE | unknown | unknownMultifamily Residence_FALSE | unknownMultifamily Residence_TRUE
Water_00004708 | SITE_00057 | Room_00006966 | Bathroom_1 | Bathroom | Bathroom Faucet | unknown |  |  | 1.5 |  | N/A | N/A | N/A | Unknown |  | N/A |  | N/A | WA | Multifamily Residence | Bathroom Faucet | 580 | 2000.27 | Multifamily Residence | FALSE | FALSE |  |  |  | 0 | 0 | Multifamily Residence_FALSE | Multifamily Residence_FALSE | Multifamily Residence_ | Multifamily Residence_ | Multifamily Residence_ | unknown | unknownMultifamily Residence_ | unknownMultifamily Residence_FALSE
Water_00004709 | SITE_00057 | Room_00006966 | Bathroom_1 | Bathroom | Shower | 1.5 |  | 1.5 | 1.5 |  | Primary | A few times per week | N/A | Unknown |  | N/A |  | N/A | WA | Multifamily Residence | Shower | 580 | 2000.27 | Multifamily Residence | TRUE | FALSE | TRUE | FALSE | FALSE | 3000.405 | 0 | Multifamily Residence_TRUE | Multifamily Residence_FALSE | Multifamily Residence_TRUE | Multifamily Residence_FALSE | Multifamily Residence_FALSE | unknown | unknownMultifamily Residence_FALSE | unknownMultifamily Residence_TRUE
Water_00004710 | SITE_00057 | Room_00006968 | Kitchen_1 | Kitchen | Kitchen Faucet | 1.7689 | 1.7689 |  | 2 |  | N/A | N/A | N/A | Bag | 0.796 |  | 1.592 |  | WA | Multifamily Residence | Kitchen Faucet | 580 | 2000.27 | Multifamily Residence | FALSE | FALSE |  |  |  | 3538.2554 | 3184.4298 | Multifamily Residence_FALSE | Multifamily Residence_FALSE | Multifamily Residence_ | Multifamily Residence_ | Multifamily Residence_ | unknown | unknownMultifamily Residence_ | unknownMultifamily Residence_FALSE
Water_00004711 | SITE_01106 | Room_00016182 | Kitchen_1 | Kitchen | Bathroom Faucet | unknown |  |  | 3 |  | N/A | N/A | N/A | Unknown |  | N/A |  | N/A | WA | Multifamily Residence | Bathroom Faucet | 1622 | 2002.11 | Multifamily Residence | FALSE | FALSE |  |  |  | 0 | 0 | Multifamily Residence_FALSE | Multifamily Residence_FALSE | Multifamily Residence_ | Multifamily Residence_ | Multifamily Residence_ | unknown | unknownMultifamily Residence_ | unknownMultifamily Residence_FALSE
Water_00004712 | SITE_01106 | Room_00016185 | Bathroom_1 | Bathroom | Shower / Bathtub combo with diverter valve | 1.6 |  | 1.6 | 2.5 |  | Primary | Daily / Almost Daily | N/A | Unknown |  | N/A |  | N/A | WA | Multifamily Residence | Shower | 1622 | 2002.11 | Multifamily Residence | TRUE | TRUE | TRUE | FALSE | FALSE | 3203.376 | 0 | Multifamily Residence_TRUE | Multifamily Residence_TRUE | Multifamily Residence_TRUE | Multifamily Residence_FALSE | Multifamily Residence_FALSE | unknown | unknownMultifamily Residence_FALSE | unknownMultifamily Residence_TRUE
Water_00004713 | SITE_01106 | Room_00016185 | Bathroom_1 | Bathroom | Bathroom Faucet | unknown |  |  | 2 |  | N/A | N/A | N/A | Unknown |  | N/A |  | N/A | WA | Multifamily Residence | Bathroom Faucet | 1622 | 2002.11 | Multifamily Residence | FALSE | FALSE |  |  |  | 0 | 0 | Multifamily Residence_FALSE | Multifamily Residence_FALSE | Multifamily Residence_ | Multifamily Residence_ | Multifamily Residence_ | unknown | unknownMultifamily Residence_ | unknownMultifamily Residence_FALSE
Water_00004714 | SITE_00806 | Room_00014467 | Kitchen_1 | Kitchen | Kitchen Faucet | 1.8 | 1.9456 | 1.8 | 2.2 |  | N/A | N/A | N/A | Bag | 0.796 |  | 1.751 |  | WA | Single Family | Kitchen Faucet | 1325 | 12576.67 | Single Family | FALSE | FALSE |  |  |  | 22638.006 | 22021.7492 | Single Family_FALSE | Single Family_FALSE | Single Family_ | Single Family_ | Single Family_ | unknown | unknownSingle Family_ | unknownSingle Family_FALSE
Water_00004715 | SITE_00806 | Room_00014471 | Bathroom_1 | Bathroom | Bathroom Faucet | 1.5922 | 1.5922 |  | 1.8 |  | N/A | N/A | N/A | Bag | 0.796 |  | 1.433 |  | WA | Single Family | Bathroom Faucet | 1325 | 12576.67 | Single Family | FALSE | FALSE |  |  |  | 20024.8535 | 18022.3681 | Single Family_FALSE | Single Family_FALSE | Single Family_ | Single Family_ | Single Family_ | unknown | unknownSingle Family_ | unknownSingle Family_FALSE
Water_00004716 | SITE_00806 | Room_00014471 | Bathroom_1 | Bathroom | Shower / Bathtub combo with diverter valve | 2.5944 | 2.5944 |  | 2.75 |  | Unknown | Daily / Almost Daily | N/A | Bag | 0.8492 |  | 2.335 |  | WA | Single Family | Shower | 1325 | 12576.67 | Single Family | TRUE | TRUE | TRUE | TRUE | TRUE | 32629.4716 | 29366.5245 | Single Family_TRUE | Single Family_TRUE | Single Family_TRUE | Single Family_TRUE | Single Family_TRUE | gt2.5gpm | gt2.5gpmSingle Family_TRUE | gt2.5gpmSingle Family_TRUE
Water_00004717 | SITE_00076 | Room_00007132 | Kitchen_1 | Kitchen | Kitchen Faucet | 2.2 | 2.6533 | 2.2 | 3 |  | N/A | N/A | N/A | Bag | 0.796 |  | 2.388 |  | WA | Multifamily Residence | Kitchen Faucet | 599 | 2804.94 | Multifamily Residence | FALSE | FALSE |  |  |  | 6170.868 | 6698.1967 | Multifamily Residence_FALSE | Multifamily Residence_FALSE | Multifamily Residence_ | Multifamily Residence_ | Multifamily Residence_ | unknown | unknownMultifamily Residence_ | unknownMultifamily Residence_FALSE
Water_00004718 | SITE_00076 | Room_00007134 | Bathroom_1 | Bathroom | Bathroom Faucet | 1.5 | 1.4156 | 1.5 | 1.6 |  | N/A | N/A | N/A | Bag | 0.796 |  | 1.274 |  | WA | Multifamily Residence | Bathroom Faucet | 599 | 2804.94 | Multifamily Residence | FALSE | FALSE |  |  |  | 4207.41 | 3573.4936 | Multifamily Residence_FALSE | Multifamily Residence_FALSE | Multifamily Residence_ | Multifamily Residence_ | Multifamily Residence_ | unknown | unknownMultifamily Residence_ | unknownMultifamily Residence_FALSE
Water_00004719 | SITE_00076 | Room_00007134 | Bathroom_1 | Bathroom | Shower / Bathtub combo with diverter valve | 2.5 | 2.8311 | 2.5 | 3 |  | Primary | Daily / Almost Daily | N/A | Bag | 0.8492 |  | 2.548 |  | WA | Multifamily Residence | Shower | 599 | 2804.94 | Multifamily Residence | TRUE | TRUE | TRUE | TRUE | TRUE | 7012.35 | 7146.9871 | Multifamily Residence_TRUE | Multifamily Residence_TRUE | Multifamily Residence_TRUE | Multifamily Residence_TRUE | Multifamily Residence_TRUE | 2.5gpm | 2.5gpmMultifamily Residence_TRUE | 2.5gpmMultifamily Residence_TRUE
Water_00004720 | SITE_00079 | Room_00007159 | Kitchen_1 | Kitchen | Kitchen Faucet | 1.7689 | 1.7689 |  | 2 |  | N/A | N/A | N/A | Bag | 0.796 |  | 1.592 |  | WA | Multifamily Residence | Kitchen Faucet | 602 | 2804.94 | Multifamily Residence | FALSE | FALSE |  |  |  | 4961.6272 | 4465.4645 | Multifamily Residence_FALSE | Multifamily Residence_FALSE | Multifamily Residence_ | Multifamily Residence_ | Multifamily Residence_ | unknown | unknownMultifamily Residence_ | unknownMultifamily Residence_FALSE
Water_00004721 | SITE_00079 | Room_00007162 | Bathroom_1 | Bathroom | Bathroom Faucet | 1.5 | 2.5644 | 1.5 | 2.9 |  | N/A | N/A | N/A | Bag | 0.796 |  | 2.308 |  | WA | Multifamily Residence | Bathroom Faucet | 602 | 2804.94 | Multifamily Residence | FALSE | FALSE |  |  |  | 4207.41 | 6473.8015 | Multifamily Residence_FALSE | Multifamily Residence_FALSE | Multifamily Residence_ | Multifamily Residence_ | Multifamily Residence_ | unknown | unknownMultifamily Residence_ | unknownMultifamily Residence_FALSE
Water_00004722 | SITE_00079 | Room_00007162 | Bathroom_1 | Bathroom | Shower / Bathtub combo with diverter valve | 1.4156 | 1.4156 |  | 1.5 |  | Primary | Daily / Almost Daily | N/A | Bag | 0.8492 |  | 1.274 |  | WA | Multifamily Residence | Shower | 602 | 2804.94 | Multifamily Residence | TRUE | TRUE | TRUE | TRUE | TRUE | 3970.5484 | 3573.4936 | Multifamily Residence_TRUE | Multifamily Residence_TRUE | Multifamily Residence_TRUE | Multifamily Residence_TRUE | Multifamily Residence_TRUE | <1.5gpm | <1.5gpmMultifamily Residence_TRUE | <1.5gpmMultifamily Residence_TRUE
Water_00004723 | SITE_01108 | Room_00016205 | Kitchen_1 | Kitchen | Kitchen Faucet | 2 | 1.7689 | 2 | 2 |  | N/A | N/A | N/A | Bag | 0.796 |  | 1.592 |  | WA | Multifamily Residence | Kitchen Faucet | 1624 | 630.9 | Multifamily Residence | FALSE | FALSE |  |  |  | 1261.8 | 1004.3928 | Multifamily Residence_FALSE | Multifamily Residence_FALSE | Multifamily Residence_ | Multifamily Residence_ | Multifamily Residence_ | unknown | unknownMultifamily Residence_ | unknownMultifamily Residence_FALSE
Water_00004724 | SITE_01108 | Room_00016207 | Bathroom_1 | Bathroom | Shower / Bathtub combo with diverter valve | 2.8311 | 2.8311 |  | 3 |  | Primary | Daily / Almost Daily | N/A | Bag | 0.8492 |  | 2.548 |  | WA | Multifamily Residence | Shower | 1624 | 630.9 | Multifamily Residence | TRUE | TRUE | TRUE | TRUE | TRUE | 1786.148 | 1607.5332 | Multifamily Residence_TRUE | Multifamily Residence_TRUE | Multifamily Residence_TRUE | Multifamily Residence_TRUE | Multifamily Residence_TRUE | gt2.5gpm | gt2.5gpmMultifamily Residence_TRUE | gt2.5gpmMultifamily Residence_TRUE
Water_00004725 | SITE_01108 | Room_00016207 | Bathroom_1 | Bathroom | Bathroom Faucet | 1.5 | 1.7689 | 1.5 | 2 |  | N/A | N/A | N/A | Bag | 0.796 |  | 1.592 |  | WA | Multifamily Residence | Bathroom Faucet | 1624 | 630.9 | Multifamily Residence | FALSE | FALSE |  |  |  | 946.35 | 1004.3928 | Multifamily Residence_FALSE | Multifamily Residence_FALSE | Multifamily Residence_ | Multifamily Residence_ | Multifamily Residence_ | unknown | unknownMultifamily Residence_ | unknownMultifamily Residence_FALSE
Water_00004726 | SITE_00158 | Room_00007917 | Bathroom_3 | Bathroom | Bathroom Faucet | 1.7689 | 1.7689 |  | 2 |  | N/A | N/A | N/A | Bag | 0.796 |  | 1.592 |  | WA | Single Family | Bathroom Faucet | 679 | 10259.39 | Single Family | FALSE | FALSE |  |  |  | 18147.721 | 16332.9489 | Single Family_FALSE | Single Family_FALSE | Single Family_ | Single Family_ | Single Family_ | unknown | unknownSingle Family_ | unknownSingle Family_FALSE
Water_00004727 | SITE_00158 | Room_00007924 | Bathroom_2 | Bathroom | Bathroom Faucet | 1.5 | 1.68 | 1.5 | 1.9 |  | N/A | N/A | N/A | Bag | 0.796 |  | 1.512 |  | WA | Single Family | Bathroom Faucet | 679 | 10259.39 | Single Family | FALSE | FALSE |  |  |  | 15389.085 | 15512.1977 | Single Family_FALSE | Single Family_FALSE | Single Family_ | Single Family_ | Single Family_ | unknown | unknownSingle Family_ | unknownSingle Family_FALSE
Water_00004728 | SITE_00158 | Room_00007924 | Bathroom_2 | Bathroom | Shower | 1.4156 | 1.4156 |  | 1.5 |  | Primary | Daily / Almost Daily | N/A | Bag | 0.8492 |  | 1.274 |  | WA | Single Family | Shower | 679 | 10259.39 | Single Family | TRUE | FALSE | TRUE | TRUE | TRUE | 14522.7365 | 13070.4629 | Single Family_TRUE | Single Family_FALSE | Single Family_TRUE | Single Family_TRUE | Single Family_TRUE | <1.5gpm | <1.5gpmSingle Family_TRUE | <1.5gpmSingle Family_TRUE
Water_00004729 | SITE_00158 | Room_00007924 | Bathroom_2 | Bathroom | Bathroom Faucet | 1.5 | 1.7689 | 1.5 | 2 |  | N/A | N/A | N/A | Bag | 0.796 |  | 1.592 |  | WA | Single Family | Bathroom Faucet | 679 | 10259.39 | Single Family | FALSE | FALSE |  |  |  | 15389.085 | 16332.9489 | Single Family_FALSE | Single Family_FALSE | Single Family_ | Single Family_ | Single Family_ | unknown | unknownSingle Family_ | unknownSingle Family_FALSE
Water_00004730 | SITE_00158 | Room_00007924 | Bathroom_2 | Bathroom | Bathtub | unknown |  |  |  | N/A | N/A | N/A | N/A | Unknown |  | N/A |  | N/A | WA | Single Family | Bathtub | 679 | 10259.39 | Single Family | FALSE | FALSE |  |  |  | 0 | 0 | Single Family_FALSE | Single Family_FALSE | Single Family_ | Single Family_ | Single Family_ | unknown | unknownSingle Family_ | unknownSingle Family_FALSE
Water_00004731 | SITE_00158 | Room_00007927 | Bathroom_1 | Bathroom | Bathroom Faucet | 1.7689 | 1.7689 |  | 2 |  | N/A | N/A | N/A | Bag | 0.796 |  | 1.592 |  | WA | Single Family | Bathroom Faucet | 679 | 10259.39 | Single Family | FALSE | FALSE |  |  |  | 18147.721 | 16332.9489 | Single Family_FALSE | Single Family_FALSE | Single Family_ | Single Family_ | Single Family_ | unknown | unknownSingle Family_ | unknownSingle Family_FALSE
Water_00004732 | SITE_00158 | Room_00007927 | Bathroom_1 | Bathroom | Shower / Bathtub combo with diverter valve | 2.5 | 2.5944 | 2.5 | 2.75 |  | Secondary | Daily / Almost Daily | N/A | Bag | 0.8492 |  | 2.335 |  | WA | Single Family | Shower | 679 | 10259.39 | Single Family | TRUE | TRUE | TRUE | TRUE | TRUE | 25648.475 | 23955.6756 | Single Family_TRUE | Single Family_TRUE | Single Family_TRUE | Single Family_TRUE | Single Family_TRUE | 2.5gpm | 2.5gpmSingle Family_TRUE | 2.5gpmSingle Family_TRUE
Water_00004733 | SITE_00158 | Room_00007930 | Kitchen_1 | Kitchen | Kitchen Faucet | 1.3267 | 1.3267 |  | 1.5 |  | N/A | N/A | N/A | Bag | 0.796 |  | 1.194 |  | WA | Single Family | Kitchen Faucet | 679 | 10259.39 | Single Family | FALSE | FALSE |  |  |  | 13610.7907 | 12249.7117 | Single Family_FALSE | Single Family_FALSE | Single Family_ | Single Family_ | Single Family_ | unknown | unknownSingle Family_ | unknownSingle Family_FALSE
Water_00004734 | SITE_00156 | Room_00007903 | Bathroom_1 | Bathroom | Shower | 2.5 | 2.3589 | 2.5 | 2.5 |  | Secondary | A few times per year | N/A | Bag | 0.8492 |  | 2.123 |  | WA | Single Family | Shower | 678 | 10259.39 | Single Family | TRUE | FALSE | TRUE | TRUE | TRUE | 25648.475 | 21780.685 | Single Family_TRUE | Single Family_FALSE | Single Family_TRUE | Single Family_TRUE | Single Family_TRUE | 2.5gpm | 2.5gpmSingle Family_TRUE | 2.5gpmSingle Family_TRUE
Water_00004735 | SITE_00156 | Room_00007908 | Bathroom_2 | Bathroom | Bathroom Faucet | 2.6533 | 2.6533 |  | 3 |  | N/A | N/A | N/A | Bag | 0.796 |  | 2.388 |  | WA | Single Family | Bathroom Faucet | 678 | 10259.39 | Single Family | FALSE | FALSE |  |  |  | 27221.5815 | 24499.4233 | Single Family_FALSE | Single Family_FALSE | Single Family_ | Single Family_ | Single Family_ | unknown | unknownSingle Family_ | unknownSingle Family_FALSE
Water_00004736 | SITE_00156 | Room_00007908 | Bathroom_2 | Bathroom | Shower | 1.4156 | 1.4156 |  | 1.5 |  | Primary | Daily / Almost Daily | N/A | Bag | 0.8492 |  | 1.274 |  | WA | Single Family | Shower | 678 | 10259.39 | Single Family | TRUE | FALSE | TRUE | TRUE | TRUE | 14522.7365 | 13070.4629 | Single Family_TRUE | Single Family_FALSE | Single Family_TRUE | Single Family_TRUE | Single Family_TRUE | <1.5gpm | <1.5gpmSingle Family_TRUE | <1.5gpmSingle Family_TRUE
Water_00004737 | SITE_00156 | Room_00007907 | Kitchen_1 | Kitchen | Kitchen Faucet | 1.7689 | 1.7689 |  | 2 |  | N/A | N/A | N/A | Bag | 0.796 |  | 1.592 |  | WA | Single Family | Kitchen Faucet | 678 | 10259.39 | Single Family | FALSE | FALSE |  |  |  | 18147.721 | 16332.9489 | Single Family_FALSE | Single Family_FALSE | Single Family_ | Single Family_ | Single Family_ | unknown | unknownSingle Family_ | unknownSingle Family_FALSE
Water_00004738 | SITE_00156 | Room_00007903 | Bathroom_1 | Bathroom | Bathroom Faucet | 1 | 0.88444 | 1 | 1 |  | N/A | N/A | N/A | Bag | 0.796 |  | 0.796 |  | WA | Single Family | Bathroom Faucet | 678 | 10259.39 | Single Family | FALSE | FALSE |  |  |  | 10259.39 | 8166.4744 | Single Family_FALSE | Single Family_FALSE | Single Family_ | Single Family_ | Single Family_ | unknown | unknownSingle Family_ | unknownSingle Family_FALSE
Water_00004739 | SITE_00164 | Room_00008006 | Kitchen_1 | Kitchen | Kitchen Faucet | 0.88444 | 0.88444 |  | 1 |  | N/A | N/A | N/A | Bag | 0.796 |  | 0.796 |  | WA | Single Family | Kitchen Faucet | 685 | 10259.39 | Single Family | FALSE | FALSE |  |  |  | 9073.8605 | 8166.4744 | Single Family_FALSE | Single Family_FALSE | Single Family_ | Single Family_ | Single Family_ | unknown | unknownSingle Family_ | unknownSingle Family_FALSE
Water_00004740 | SITE_00164 | Room_00008010 | Bathroom_1 | Bathroom | Bathroom Faucet | 2.2 | 1.3267 | 2.2 | 1.5 |  | N/A | N/A | N/A | Bag | 0.796 |  | 1.194 |  | WA | Single Family | Bathroom Faucet | 685 | 10259.39 | Single Family | FALSE | FALSE |  |  |  | 22570.658 | 12249.7117 | Single Family_FALSE | Single Family_FALSE | Single Family_ | Single Family_ | Single Family_ | unknown | unknownSingle Family_ | unknownSingle Family_FALSE
Water_00004741 | SITE_00164 | Room_00008010 | Bathroom_1 | Bathroom | Shower / Bathtub combo with diverter valve | 2.5 | 1.4156 | 2.5 | 1.5 |  | All used about the same | Daily / Almost Daily | N/A | Bag | 0.8492 |  | 1.274 |  | WA | Single Family | Shower | 685 | 10259.39 | Single Family | TRUE | TRUE | TRUE | TRUE | TRUE | 25648.475 | 13070.4629 | Single Family_TRUE | Single Family_TRUE | Single Family_TRUE | Single Family_TRUE | Single Family_TRUE | 2.5gpm | 2.5gpmSingle Family_TRUE | 2.5gpmSingle Family_TRUE
Water_00004742 | SITE_00164 | Room_00008017 | Bathroom_2 | Bathroom | Bathroom Faucet | 1.3267 | 1.3267 |  | 1.5 |  | N/A | N/A | N/A | Bag | 0.796 |  | 1.194 |  | WA | Single Family | Bathroom Faucet | 685 | 10259.39 | Single Family | FALSE | FALSE |  |  |  | 13610.7907 | 12249.7117 | Single Family_FALSE | Single Family_FALSE | Single Family_ | Single Family_ | Single Family_ | unknown | unknownSingle Family_ | unknownSingle Family_FALSE
Water_00004743 | SITE_00164 | Room_00008017 | Bathroom_2 | Bathroom | Shower | 2.5 | 2.4533 | 2.5 | 2.6 |  | All used about the same | Daily / Almost Daily | N/A | Bag | 0.8492 |  | 2.208 |  | WA | Single Family | Shower | 685 | 10259.39 | Single Family | TRUE | FALSE | TRUE | TRUE | TRUE | 25648.475 | 22652.7331 | Single Family_TRUE | Single Family_FALSE | Single Family_TRUE | Single Family_TRUE | Single Family_TRUE | 2.5gpm | 2.5gpmSingle Family_TRUE | 2.5gpmSingle Family_TRUE
Water_00004744 | SITE_01183 | Room_00016896 | Living Room_1 | Living Room | Kitchen Faucet | 1.3267 | 1.3267 |  | 1.5 |  | N/A | N/A | N/A | Bag | 0.796 |  | 1.194 |  | WA | Multifamily Residence | Kitchen Faucet | 1698 | 2804.94 | Multifamily Residence | FALSE | FALSE |  |  |  | 3721.2204 | 3349.0984 | Multifamily Residence_FALSE | Multifamily Residence_FALSE | Multifamily Residence_ | Multifamily Residence_ | Multifamily Residence_ | unknown | unknownMultifamily Residence_ | unknownMultifamily Residence_FALSE
Water_00004745 | SITE_01183 | Room_00016899 | Bathroom_1 | Bathroom | Bathroom Faucet | 1.5922 | 1.5922 |  | 1.8 |  | N/A | N/A | N/A | Bag | 0.796 |  | 1.433 |  | WA | Multifamily Residence | Bathroom Faucet | 1698 | 2804.94 | Multifamily Residence | FALSE | FALSE |  |  |  | 4466.0878 | 4019.479 | Multifamily Residence_FALSE | Multifamily Residence_FALSE | Multifamily Residence_ | Multifamily Residence_ | Multifamily Residence_ | unknown | unknownMultifamily Residence_ | unknownMultifamily Residence_FALSE
Water_00004746 | SITE_01183 | Room_00016899 | Bathroom_1 | Bathroom | Shower / Bathtub combo with diverter valve | 2.5 | 1.8867 | 2.5 | 2 |  | Primary | Daily / Almost Daily | N/A | Bag | 0.8492 |  | 1.698 |  | WA | Multifamily Residence | Shower | 1698 | 2804.94 | Multifamily Residence | TRUE | TRUE | TRUE | TRUE | TRUE | 7012.35 | 4762.7881 | Multifamily Residence_TRUE | Multifamily Residence_TRUE | Multifamily Residence_TRUE | Multifamily Residence_TRUE | Multifamily Residence_TRUE | 2.5gpm | 2.5gpmMultifamily Residence_TRUE | 2.5gpmMultifamily Residence_TRUE
Water_00004747 | SITE_01197 | Room_00017051 | Kitchen_1 | Kitchen | Kitchen Faucet | 2.2 | 1.2378 | 2.2 | 1.4 |  | N/A | N/A | N/A | Bag | 0.796 |  | 1.114 |  | WA | Single Family | Kitchen Faucet | 1712 | 10259.39 | Single Family | FALSE | FALSE |  |  |  | 22570.658 | 11428.9605 | Single Family_FALSE | Single Family_FALSE | Single Family_ | Single Family_ | Single Family_ | unknown | unknownSingle Family_ | unknownSingle Family_FALSE
Water_00004748 | SITE_01197 | Room_00017054 | Bathroom_1 | Bathroom | Bathroom Faucet | 1.3267 | 1.3267 |  | 1.5 |  | N/A | N/A | N/A | Bag | 0.796 |  | 1.194 |  | WA | Single Family | Bathroom Faucet | 1712 | 10259.39 | Single Family | FALSE | FALSE |  |  |  | 13610.7907 | 12249.7117 | Single Family_FALSE | Single Family_FALSE | Single Family_ | Single Family_ | Single Family_ | unknown | unknownSingle Family_ | unknownSingle Family_FALSE
Water_00004749 | SITE_01197 | Room_00017054 | Bathroom_1 | Bathroom | Shower / Bathtub combo with diverter valve | 2.5 | 2.8311 | 2.5 | 3 |  | Secondary | A few times per year | N/A | Bag | 0.8492 |  | 2.548 |  | WA | Single Family | Shower | 1712 | 10259.39 | Single Family | TRUE | TRUE | TRUE | TRUE | TRUE | 25648.475 | 26140.9257 | Single Family_TRUE | Single Family_TRUE | Single Family_TRUE | Single Family_TRUE | Single Family_TRUE | 2.5gpm | 2.5gpmSingle Family_TRUE | 2.5gpmSingle Family_TRUE
Water_00004750 | SITE_01197 | Room_00017056 | Bathroom_2 | Bathroom | Bathroom Faucet | 1.15 | 1.15 |  | 1.3 |  | N/A | N/A | N/A | Bag | 0.796 |  | 1.035 |  | WA | Single Family | Bathroom Faucet | 1712 | 10259.39 | Single Family | FALSE | FALSE |  |  |  | 11798.2985 | 10618.4686 | Single Family_FALSE | Single Family_FALSE | Single Family_ | Single Family_ | Single Family_ | unknown | unknownSingle Family_ | unknownSingle Family_FALSE
Water_00004751 | SITE_01197 | Room_00017056 | Bathroom_2 | Bathroom | Shower | 2.5 | 2.2644 | 2.5 | 2.4 |  | Primary | Daily / Almost Daily | N/A | Bag | 0.8492 |  | 2.038 |  | WA | Single Family | Shower | 1712 | 10259.39 | Single Family | TRUE | FALSE | TRUE | TRUE | TRUE | 25648.475 | 20908.6368 | Single Family_TRUE | Single Family_FALSE | Single Family_TRUE | Single Family_TRUE | Single Family_TRUE | 2.5gpm | 2.5gpmSingle Family_TRUE | 2.5gpmSingle Family_TRUE
Water_00004752 | SITE_00071 | Room_00007089 | Kitchen_1 | Kitchen | Kitchen Faucet | 2.2 | 2.6533 | 2.2 | 3 |  | N/A | N/A | N/A | Bag | 0.796 |  | 2.388 |  | WA | Multifamily Residence | Kitchen Faucet | 594 | 2002.39 | Multifamily Residence | FALSE | FALSE |  |  |  | 4405.258 | 4781.7073 | Multifamily Residence_FALSE | Multifamily Residence_FALSE | Multifamily Residence_ | Multifamily Residence_ | Multifamily Residence_ | unknown | unknownMultifamily Residence_ | unknownMultifamily Residence_FALSE
Water_00004753 | SITE_00803 | Room_00014443 | Kitchen_1 | Kitchen | Kitchen Faucet | 2.2111 | 2.2111 |  | 2.5 |  | N/A | N/A | N/A | Bag | 0.796 |  | 1.99 |  | WA | Multifamily Residence | Kitchen Faucet | 1322 | 2000.27 | Multifamily Residence | FALSE | FALSE |  |  |  | 4422.8192 | 3980.5373 | Multifamily Residence_FALSE | Multifamily Residence_FALSE | Multifamily Residence_ | Multifamily Residence_ | Multifamily Residence_ | unknown | unknownMultifamily Residence_ | unknownMultifamily Residence_FALSE
Water_00004754 | SITE_01182 | Room_00016888 | Kitchen_1 | Kitchen | Kitchen Faucet | 3.7144 | 3.7144 |  | 4.2 |  | N/A | N/A | N/A | Bag | 0.796 |  | 3.343 |  | WA | Multifamily Residence | Kitchen Faucet | 1697 | 2804.94 | Multifamily Residence | FALSE | FALSE |  |  |  | 10418.7938 | 9376.9144 | Multifamily Residence_FALSE | Multifamily Residence_FALSE | Multifamily Residence_ | Multifamily Residence_ | Multifamily Residence_ | unknown | unknownMultifamily Residence_ | unknownMultifamily Residence_FALSE
Water_00004755 | SITE_01182 | Room_00016889 | Bathroom_1 | Bathroom | Bathroom Faucet | 2.2 | 1.15 | 2.2 | 1.3 |  | N/A | N/A | N/A | Bag | 0.796 |  | 1.035 |  | WA | Multifamily Residence | Bathroom Faucet | 1697 | 2804.94 | Multifamily Residence | FALSE | FALSE |  |  |  | 6170.868 | 2903.1129 | Multifamily Residence_FALSE | Multifamily Residence_FALSE | Multifamily Residence_ | Multifamily Residence_ | Multifamily Residence_ | unknown | unknownMultifamily Residence_ | unknownMultifamily Residence_FALSE
Water_00004756 | SITE_01182 | Room_00016889 | Bathroom_1 | Bathroom | Shower / Bathtub combo with diverter valve | 2.3589 | 2.3589 |  | 2.5 |  | Primary | Daily / Almost Daily | N/A | Bag | 0.8492 |  | 2.123 |  | WA | Multifamily Residence | Shower | 1697 | 2804.94 | Multifamily Residence | TRUE | TRUE | TRUE | TRUE | TRUE | 6616.5418 | 5954.8876 | Multifamily Residence_TRUE | Multifamily Residence_TRUE | Multifamily Residence_TRUE | Multifamily Residence_TRUE | Multifamily Residence_TRUE | 2.5gpm | 2.5gpmMultifamily Residence_TRUE | 2.5gpmMultifamily Residence_TRUE
Water_00004757 | SITE_01205 | Room_00017156 | Bathroom_1 | Bathroom | Bathroom Faucet | 1.5 | 2.1222 | 1.5 | 2.4 |  | N/A | N/A | N/A | Bag | 0.796 |  | 1.91 |  | WA | Single Family | Bathroom Faucet | 1720 | 12576.67 | Single Family | FALSE | FALSE |  |  |  | 18865.005 | 24021.4397 | Single Family_FALSE | Single Family_FALSE | Single Family_ | Single Family_ | Single Family_ | unknown | unknownSingle Family_ | unknownSingle Family_FALSE
Water_00004758 | SITE_01205 | Room_00017156 | Bathroom_1 | Bathroom | Shower | 2.5 |  | 2.5 |  | Unknown | Never / rarely used | A few times per year | Shower does not turn on | Bag | 0.8492 |  |  | Unknown | WA | Single Family | Shower | 1720 | 12576.67 | Single Family | TRUE | FALSE | TRUE | FALSE | FALSE | 31441.675 | 0 | Single Family_TRUE | Single Family_FALSE | Single Family_TRUE | Single Family_FALSE | Single Family_FALSE | unknown | unknownSingle Family_FALSE | unknownSingle Family_TRUE
Water_00004759 | SITE_01205 | Room_00017160 | Kitchen_1 | Kitchen | Kitchen Faucet | 1.8578 | 1.8578 |  | 2.1 |  | N/A | N/A | N/A | Bag | 0.796 |  | 1.672 |  | WA | Single Family | Kitchen Faucet | 1720 | 12576.67 | Single Family | FALSE | FALSE |  |  |  | 23364.658 | 21028.1922 | Single Family_FALSE | Single Family_FALSE | Single Family_ | Single Family_ | Single Family_ | unknown | unknownSingle Family_ | unknownSingle Family_FALSE
Water_00004760 | SITE_01203 | Room_00017133 | Kitchen_1 | Kitchen | Kitchen Faucet | 1.8 | 2.2111 | 1.8 | 2.5 |  | N/A | N/A | N/A | Bag | 0.796 |  | 1.99 |  | WA | Single Family | Kitchen Faucet | 1718 | 10259.39 | Single Family | FALSE | FALSE |  |  |  | 18466.902 | 20416.1861 | Single Family_FALSE | Single Family_FALSE | Single Family_ | Single Family_ | Single Family_ | unknown | unknownSingle Family_ | unknownSingle Family_FALSE
Water_00004761 | SITE_00147 | Room_00007769 | Bathroom_1 | Bathroom | Bathroom Faucet | 1.2378 | 1.2378 |  | 1.4 |  | N/A | N/A | N/A | Bag | 0.796 |  | 1.114 |  | WA | Single Family | Bathroom Faucet | 669 | 10259.39 | Single Family | FALSE | FALSE |  |  |  | 12698.845 | 11428.9605 | Single Family_FALSE | Single Family_FALSE | Single Family_ | Single Family_ | Single Family_ | unknown | unknownSingle Family_ | unknownSingle Family_FALSE
Water_00004762 | SITE_00147 | Room_00007771 | Bathroom_2 | Bathroom | Bathroom Faucet | 2 | 1.9456 | 2 | 2.2 |  | N/A | N/A | N/A | Bag | 0.796 |  | 1.751 |  | WA | Single Family | Bathroom Faucet | 669 | 10259.39 | Single Family | FALSE | FALSE |  |  |  | 20518.78 | 17964.1919 | Single Family_FALSE | Single Family_FALSE | Single Family_ | Single Family_ | Single Family_ | unknown | unknownSingle Family_ | unknownSingle Family_FALSE
Water_00004763 | SITE_00147 | Room_00007771 | Bathroom_2 | Bathroom | Bathroom Faucet | 2 | 1.7689 | 2 | 2 |  | N/A | N/A | N/A | Bag | 0.796 |  | 1.592 |  | WA | Single Family | Bathroom Faucet | 669 | 10259.39 | Single Family | FALSE | FALSE |  |  |  | 20518.78 | 16332.9489 | Single Family_FALSE | Single Family_FALSE | Single Family_ | Single Family_ | Single Family_ | unknown | unknownSingle Family_ | unknownSingle Family_FALSE
Water_00004764 | SITE_00147 | Room_00007771 | Bathroom_2 | Bathroom | Shower | 2.5 | 1.8867 | 2.5 | 2 |  | Primary | Daily / Almost Daily | Two showerheads | Bag | 0.8492 |  | 1.698 |  | WA | Single Family | Shower | 669 | 10259.39 | Single Family | TRUE | FALSE | TRUE | TRUE | TRUE | 25648.475 | 17420.4442 | Single Family_TRUE | Single Family_FALSE | Single Family_TRUE | Single Family_TRUE | Single Family_TRUE | 2.5gpm | 2.5gpmSingle Family_TRUE | 2.5gpmSingle Family_TRUE
Water_00004765 | SITE_00147 | Room_00007771 | Bathroom_2 | Bathroom | Shower | 1.6044 | 1.6044 |  | 1.7 |  | Primary | Daily / Almost Daily | Two showerheads | Bag | 0.8492 |  | 1.444 |  | WA | Single Family | Shower | 669 | 10259.39 | Single Family | TRUE | FALSE | TRUE | TRUE | TRUE | 16460.6213 | 14814.5592 | Single Family_TRUE | Single Family_FALSE | Single Family_TRUE | Single Family_TRUE | Single Family_TRUE | 1.8gpm | 1.8gpmSingle Family_TRUE | 1.8gpmSingle Family_TRUE
Water_00004766 | SITE_00147 | Room_00007775 | Kitchen_1 | Kitchen | Kitchen Faucet | 1.3267 | 1.3267 |  | 1.5 |  | N/A | N/A | N/A | Bag | 0.796 |  | 1.194 |  | WA | Single Family | Kitchen Faucet | 669 | 10259.39 | Single Family | FALSE | FALSE |  |  |  | 13610.7907 | 12249.7117 | Single Family_FALSE | Single Family_FALSE | Single Family_ | Single Family_ | Single Family_ | unknown | unknownSingle Family_ | unknownSingle Family_FALSE
Water_00004767 | SITE_00813 | Room_00014522 | Kitchen_1 | Kitchen | Kitchen Faucet | 3.0956 | 3.0956 |  | 3.5 |  | N/A | N/A | N/A | Bag | 0.796 |  | 2.786 |  | WA | Multifamily Residence | Kitchen Faucet | 1332 | 2000.27 | Multifamily Residence | FALSE | FALSE |  |  |  | 6191.9469 | 5572.7522 | Multifamily Residence_FALSE | Multifamily Residence_FALSE | Multifamily Residence_ | Multifamily Residence_ | Multifamily Residence_ | unknown | unknownMultifamily Residence_ | unknownMultifamily Residence_FALSE
Water_00004768 | SITE_00813 | Room_00014523 | Bathroom_1 | Bathroom | Bathroom Faucet | 1.5 | 1.9456 | 1.5 | 2.2 |  | N/A | N/A | N/A | Bag | 0.796 |  | 1.751 |  | WA | Multifamily Residence | Bathroom Faucet | 1332 | 2000.27 | Multifamily Residence | FALSE | FALSE |  |  |  | 3000.405 | 3502.4728 | Multifamily Residence_FALSE | Multifamily Residence_FALSE | Multifamily Residence_ | Multifamily Residence_ | Multifamily Residence_ | unknown | unknownMultifamily Residence_ | unknownMultifamily Residence_FALSE
Water_00004769 | SITE_00813 | Room_00014523 | Bathroom_1 | Bathroom | Shower / Bathtub combo with diverter valve | 2.8311 | 2.8311 |  | 3 |  | Primary | Daily / Almost Daily | N/A | Bag | 0.8492 |  | 2.548 |  | WA | Multifamily Residence | Shower | 1332 | 2000.27 | Multifamily Residence | TRUE | TRUE | TRUE | TRUE | TRUE | 5662.9866 | 5096.688 | Multifamily Residence_TRUE | Multifamily Residence_TRUE | Multifamily Residence_TRUE | Multifamily Residence_TRUE | Multifamily Residence_TRUE | gt2.5gpm | gt2.5gpmMultifamily Residence_TRUE | gt2.5gpmMultifamily Residence_TRUE
Water_00004770 | SITE_00815 | Room_00014537 | Kitchen_1 | Kitchen | Kitchen Faucet | 2 | 1.9456 | 2 | 2.2 |  | N/A | N/A | N/A | Bag | 0.796 |  | 1.751 |  | WA | Multifamily Residence | Kitchen Faucet | 1334 | 2000.27 | Multifamily Residence | FALSE | FALSE |  |  |  | 4000.54 | 3502.4728 | Multifamily Residence_FALSE | Multifamily Residence_FALSE | Multifamily Residence_ | Multifamily Residence_ | Multifamily Residence_ | unknown | unknownMultifamily Residence_ | unknownMultifamily Residence_FALSE
Water_00004771 | SITE_00802 | Room_00014430 | Kitchen_1 | Kitchen | Kitchen Faucet | 1.8 | 2.1222 | 1.8 | 2.4 |  | N/A | N/A | N/A | Bag | 0.796 |  | 1.91 |  | WA | Multifamily Residence | Kitchen Faucet | 1321 | 2000.27 | Multifamily Residence | FALSE | FALSE |  |  |  | 3600.486 | 3820.5157 | Multifamily Residence_FALSE | Multifamily Residence_FALSE | Multifamily Residence_ | Multifamily Residence_ | Multifamily Residence_ | unknown | unknownMultifamily Residence_ | unknownMultifamily Residence_FALSE
Water_00004772 | SITE_00802 | Room_00014433 | Bathroom_1 | Bathroom | Bathroom Faucet | 2 | 1.9456 | 2 | 2.2 |  | N/A | N/A | N/A | Bag | 0.796 |  | 1.751 |  | WA | Multifamily Residence | Bathroom Faucet | 1321 | 2000.27 | Multifamily Residence | FALSE | FALSE |  |  |  | 4000.54 | 3502.4728 | Multifamily Residence_FALSE | Multifamily Residence_FALSE | Multifamily Residence_ | Multifamily Residence_ | Multifamily Residence_ | unknown | unknownMultifamily Residence_ | unknownMultifamily Residence_FALSE
Water_00004773 | SITE_00802 | Room_00014433 | Bathroom_1 | Bathroom | Shower / Bathtub combo with diverter valve | 2.8311 | 2.8311 |  | 3 |  | All used about the same | Daily / Almost Daily | N/A | Bag | 0.8492 |  | 2.548 |  | WA | Multifamily Residence | Shower | 1321 | 2000.27 | Multifamily Residence | TRUE | TRUE | TRUE | TRUE | TRUE | 5662.9866 | 5096.688 | Multifamily Residence_TRUE | Multifamily Residence_TRUE | Multifamily Residence_TRUE | Multifamily Residence_TRUE | Multifamily Residence_TRUE | gt2.5gpm | gt2.5gpmMultifamily Residence_TRUE | gt2.5gpmMultifamily Residence_TRUE
Water_00004774 | SITE_00070 | Room_00007073 | Bathroom_1 | Bathroom | Bathroom Faucet | 2.2 | 1.9456 | 2.2 | 2.2 |  | N/A | N/A | N/A | Bag | 0.796 |  | 1.751 |  | WA | Single Family | Bathroom Faucet | 593 | 12576.67 | Single Family | FALSE | FALSE |  |  |  | 27668.674 | 22021.7492 | Single Family_FALSE | Single Family_FALSE | Single Family_ | Single Family_ | Single Family_ | unknown | unknownSingle Family_ | unknownSingle Family_FALSE
Water_00004775 | SITE_00070 | Room_00007073 | Bathroom_1 | Bathroom | Shower / Bathtub combo with diverter valve | 2.5 | 2.17 | 2.5 | 2.3 |  | Never / rarely used | Daily / Almost Daily | N/A | Bag | 0.8492 |  | 1.953 |  | WA | Single Family | Shower | 593 | 12576.67 | Single Family | TRUE | TRUE | TRUE | TRUE | TRUE | 31441.675 | 24562.2365 | Single Family_TRUE | Single Family_TRUE | Single Family_TRUE | Single Family_TRUE | Single Family_TRUE | 2.5gpm | 2.5gpmSingle Family_TRUE | 2.5gpmSingle Family_TRUE
Water_00004776 | SITE_00070 | Room_00007073 | Bathroom_1 | Bathroom | Bathroom Faucet | 1.5 | 1.7689 | 1.5 | 2 |  | N/A | N/A | N/A | Bag | 0.796 |  | 1.592 |  | WA | Single Family | Bathroom Faucet | 593 | 12576.67 | Single Family | FALSE | FALSE |  |  |  | 18865.005 | 20022.0586 | Single Family_FALSE | Single Family_FALSE | Single Family_ | Single Family_ | Single Family_ | unknown | unknownSingle Family_ | unknownSingle Family_FALSE
Water_00004777 | SITE_00070 | Room_00007077 | Kitchen_1 | Kitchen | Kitchen Faucet | 2.2 | 1.5922 | 2.2 | 1.8 |  | N/A | N/A | N/A | Bag | 0.796 |  | 1.433 |  | WA | Single Family | Kitchen Faucet | 593 | 12576.67 | Single Family | FALSE | FALSE |  |  |  | 27668.674 | 18022.3681 | Single Family_FALSE | Single Family_FALSE | Single Family_ | Single Family_ | Single Family_ | unknown | unknownSingle Family_ | unknownSingle Family_FALSE
Water_00004778 | SITE_00070 | Room_00007080 | Bathroom_2 | Bathroom | Bathroom Faucet | 1.5 | 1.5033 | 1.5 | 1.7 |  | N/A | N/A | N/A | Bag | 0.796 |  | 1.353 |  | WA | Single Family | Bathroom Faucet | 593 | 12576.67 | Single Family | FALSE | FALSE |  |  |  | 18865.005 | 17016.2345 | Single Family_FALSE | Single Family_FALSE | Single Family_ | Single Family_ | Single Family_ | unknown | unknownSingle Family_ | unknownSingle Family_FALSE
Water_00004779 | SITE_00070 | Room_00007080 | Bathroom_2 | Bathroom | Shower | 3.1133 | 3.1133 |  | 3.3 |  | Primary | Daily / Almost Daily | N/A | Bag | 0.8492 |  | 2.802 |  | WA | Single Family | Shower | 593 | 12576.67 | Single Family | TRUE | FALSE | TRUE | TRUE | TRUE | 39155.3659 | 35239.8293 | Single Family_TRUE | Single Family_FALSE | Single Family_TRUE | Single Family_TRUE | Single Family_TRUE | gt2.5gpm | gt2.5gpmSingle Family_TRUE | gt2.5gpmSingle Family_TRUE
Water_00004780 | SITE_00803 | Room_00014447 | Bathroom_6 | Bathroom | Bathroom Faucet | 1.5 | 1.3267 | 1.5 | 1.5 |  | N/A | N/A | N/A | Bag | 0.796 |  | 1.194 |  | WA | Multifamily Residence | Bathroom Faucet | 1322 | 2000.27 | Multifamily Residence | FALSE | FALSE |  |  |  | 3000.405 | 2388.3224 | Multifamily Residence_FALSE | Multifamily Residence_FALSE | Multifamily Residence_ | Multifamily Residence_ | Multifamily Residence_ | unknown | unknownMultifamily Residence_ | unknownMultifamily Residence_FALSE
Water_00004781 | SITE_00803 | Room_00014447 | Bathroom_6 | Bathroom | Shower / Bathtub combo with diverter valve | unknown |  |  |  | Unknown | Primary | Daily / Almost Daily | Couldnt access | Bag | 0.8492 |  |  | Unknown | WA | Multifamily Residence | Shower | 1322 | 2000.27 | Multifamily Residence | TRUE | TRUE | FALSE | FALSE | FALSE | 0 | 0 | Multifamily Residence_TRUE | Multifamily Residence_TRUE | Multifamily Residence_FALSE | Multifamily Residence_FALSE | Multifamily Residence_FALSE | unknown | unknownMultifamily Residence_FALSE | unknownMultifamily Residence_TRUE
Water_00004782 | SITE_00071 | Room_00007091 | Bathroom_6 | Bathroom | Shower / Bathtub combo with diverter valve | 2 | 1.8867 | 2 | 2 |  | Primary | Daily / Almost Daily | N/A | Bag | 0.8492 |  | 1.698 |  | WA | Multifamily Residence | Shower | 594 | 2002.39 | Multifamily Residence | TRUE | TRUE | TRUE | TRUE | TRUE | 4004.78 | 3400.0582 | Multifamily Residence_TRUE | Multifamily Residence_TRUE | Multifamily Residence_TRUE | Multifamily Residence_TRUE | Multifamily Residence_TRUE | 2.0gpm | 2.0gpmMultifamily Residence_TRUE | 2.0gpmMultifamily Residence_TRUE
Water_00004783 | SITE_00071 | Room_00007091 | Bathroom_6 | Bathroom | Bathroom Faucet | 1.5 | 1.3267 | 1.5 | 1.5 |  | N/A | N/A | N/A | Bag | 0.796 |  | 1.194 |  | WA | Multifamily Residence | Bathroom Faucet | 594 | 2002.39 | Multifamily Residence | FALSE | FALSE |  |  |  | 3003.585 | 2390.8537 | Multifamily Residence_FALSE | Multifamily Residence_FALSE | Multifamily Residence_ | Multifamily Residence_ | Multifamily Residence_ | unknown | unknownMultifamily Residence_ | unknownMultifamily Residence_FALSE
Water_00004784 | SITE_01168 | Room_00016778 | Bathroom_6 | Bathroom | Bathroom Faucet | 1.5 | 1.3267 | 1.5 | 1.5 |  | N/A | N/A | N/A | Bag | 0.796 |  | 1.194 |  | WA | Multifamily Residence | Bathroom Faucet | 1683 | 2002.39 | Multifamily Residence | FALSE | FALSE |  |  |  | 3003.585 | 2390.8537 | Multifamily Residence_FALSE | Multifamily Residence_FALSE | Multifamily Residence_ | Multifamily Residence_ | Multifamily Residence_ | unknown | unknownMultifamily Residence_ | unknownMultifamily Residence_FALSE
Water_00004785 | SITE_01168 | Room_00016778 | Bathroom_6 | Bathroom | Shower / Bathtub combo with diverter valve | 1.8867 | 1.8867 |  | 2 |  | Primary | Daily / Almost Daily | N/A | Bag | 0.8492 |  | 1.698 |  | WA | Multifamily Residence | Shower | 1683 | 2002.39 | Multifamily Residence | TRUE | TRUE | TRUE | TRUE | TRUE | 3777.8425 | 3400.0582 | Multifamily Residence_TRUE | Multifamily Residence_TRUE | Multifamily Residence_TRUE | Multifamily Residence_TRUE | Multifamily Residence_TRUE | 2.0gpm | 2.0gpmMultifamily Residence_TRUE | 2.0gpmMultifamily Residence_TRUE
Water_00004786 | SITE_01168 | Room_00016779 | Kitchen_2 | Kitchen | Kitchen Faucet | 2 | 1.7689 | 2 | 2 |  | N/A | N/A | N/A | Bag | 0.796 |  | 1.592 |  | WA | Multifamily Residence | Kitchen Faucet | 1683 | 2002.39 | Multifamily Residence | FALSE | FALSE |  |  |  | 4004.78 | 3187.8049 | Multifamily Residence_FALSE | Multifamily Residence_FALSE | Multifamily Residence_ | Multifamily Residence_ | Multifamily Residence_ | unknown | unknownMultifamily Residence_ | unknownMultifamily Residence_FALSE
Water_00004787 | SITE_01113 | Room_00016248 | Bathroom_1 | Bathroom | Bathroom Faucet | 0.5 | 0.44222 | 0.5 | 0.5 |  | N/A | N/A | N/A | Bag | 0.796 |  | 0.398 |  | WA | Multifamily Residence | Bathroom Faucet | 1628 | 2383.66 | Multifamily Residence | FALSE | FALSE |  |  |  | 1191.83 | 948.6967 | Multifamily Residence_FALSE | Multifamily Residence_FALSE | Multifamily Residence_ | Multifamily Residence_ | Multifamily Residence_ | unknown | unknownMultifamily Residence_ | unknownMultifamily Residence_FALSE
Water_00004788 | SITE_01113 | Room_00016248 | Bathroom_1 | Bathroom | Shower / Bathtub combo with diverter valve | 2.3589 | 2.3589 |  | 2.5 |  | Primary | Daily / Almost Daily | N/A | Bag | 0.8492 |  | 2.123 |  | WA | Multifamily Residence | Shower | 1628 | 2383.66 | Multifamily Residence | TRUE | TRUE | TRUE | TRUE | TRUE | 5622.7891 | 5060.5102 | Multifamily Residence_TRUE | Multifamily Residence_TRUE | Multifamily Residence_TRUE | Multifamily Residence_TRUE | Multifamily Residence_TRUE | 2.5gpm | 2.5gpmMultifamily Residence_TRUE | 2.5gpmMultifamily Residence_TRUE
Water_00004789 | SITE_01113 | Room_00016249 | Bathroom_2 | Bathroom | Bathroom Faucet | 0.5 | 0.44222 | 0.5 | 0.5 |  | N/A | N/A | N/A | Bag | 0.796 |  | 0.398 |  | WA | Multifamily Residence | Bathroom Faucet | 1628 | 2383.66 | Multifamily Residence | FALSE | FALSE |  |  |  | 1191.83 | 948.6967 | Multifamily Residence_FALSE | Multifamily Residence_FALSE | Multifamily Residence_ | Multifamily Residence_ | Multifamily Residence_ | unknown | unknownMultifamily Residence_ | unknownMultifamily Residence_FALSE
Water_00004790 | SITE_01113 | Room_00016249 | Bathroom_2 | Bathroom | Shower / Bathtub combo with diverter valve | 1.5 | 2.3589 | 1.5 | 2.5 |  | Secondary | A few times per month | N/A | Bag | 0.8492 |  | 2.123 |  | WA | Multifamily Residence | Shower | 1628 | 2383.66 | Multifamily Residence | TRUE | TRUE | TRUE | TRUE | TRUE | 3575.49 | 5060.5102 | Multifamily Residence_TRUE | Multifamily Residence_TRUE | Multifamily Residence_TRUE | Multifamily Residence_TRUE | Multifamily Residence_TRUE | 1.5gpm | 1.5gpmMultifamily Residence_TRUE | 1.5gpmMultifamily Residence_TRUE
Water_00004791 | SITE_01113 | Room_00016252 | Kitchen_1 | Kitchen | Kitchen Faucet | 2.2 | 2.2111 | 2.2 | 2.5 |  | N/A | N/A | N/A | Bag | 0.796 |  | 1.99 |  | WA | Multifamily Residence | Kitchen Faucet | 1628 | 2383.66 | Multifamily Residence | FALSE | FALSE |  |  |  | 5244.052 | 4743.4834 | Multifamily Residence_FALSE | Multifamily Residence_FALSE | Multifamily Residence_ | Multifamily Residence_ | Multifamily Residence_ | unknown | unknownMultifamily Residence_ | unknownMultifamily Residence_FALSE
Water_00004792 | SITE_01199 | Room_00017079 | Bathroom_1 | Bathroom | Bathroom Faucet | 1.3267 | 1.3267 |  | 1.5 |  | N/A | N/A | N/A | Bag | 0.796 |  | 1.194 |  | WA | Single Family | Bathroom Faucet | 1714 | 12576.67 | Single Family | FALSE | FALSE |  |  |  | 16685.0489 | 15016.544 | Single Family_FALSE | Single Family_FALSE | Single Family_ | Single Family_ | Single Family_ | unknown | unknownSingle Family_ | unknownSingle Family_FALSE
Water_00004793 | SITE_01199 | Room_00017079 | Bathroom_1 | Bathroom | Shower / Bathtub combo with diverter valve | 1.5 | 1.8867 | 1.5 | 2 |  | Primary | Daily / Almost Daily | N/A | Bag | 0.8492 |  | 1.698 |  | WA | Single Family | Shower | 1714 | 12576.67 | Single Family | TRUE | TRUE | TRUE | TRUE | TRUE | 18865.005 | 21355.1857 | Single Family_TRUE | Single Family_TRUE | Single Family_TRUE | Single Family_TRUE | Single Family_TRUE | 1.5gpm | 1.5gpmSingle Family_TRUE | 1.5gpmSingle Family_TRUE
Water_00004794 | SITE_01199 | Room_00017083 | Kitchen_1 | Kitchen | Kitchen Faucet | 1.5 | 1.3267 | 1.5 | 1.5 |  | N/A | N/A | N/A | Bag | 0.796 |  | 1.194 |  | WA | Single Family | Kitchen Faucet | 1714 | 12576.67 | Single Family | FALSE | FALSE |  |  |  | 18865.005 | 15016.544 | Single Family_FALSE | Single Family_FALSE | Single Family_ | Single Family_ | Single Family_ | unknown | unknownSingle Family_ | unknownSingle Family_FALSE
Water_00004795 | SITE_01200 | Room_00017089 | Bathroom_1 | Bathroom | Bathroom Faucet | 1.5 | 1.7689 | 1.5 | 2 |  | N/A | N/A | N/A | Bag | 0.796 |  | 1.592 |  | WA | Single Family | Bathroom Faucet | 1715 | 12576.67 | Single Family | FALSE | FALSE |  |  |  | 18865.005 | 20022.0586 | Single Family_FALSE | Single Family_FALSE | Single Family_ | Single Family_ | Single Family_ | unknown | unknownSingle Family_ | unknownSingle Family_FALSE
Water_00004796 | SITE_01200 | Room_00017089 | Bathroom_1 | Bathroom | Bathroom Faucet | 1.5 | 1.3267 | 1.5 | 1.5 |  | N/A | N/A | N/A | Bag | 0.796 |  | 1.194 |  | WA | Single Family | Bathroom Faucet | 1715 | 12576.67 | Single Family | FALSE | FALSE |  |  |  | 18865.005 | 15016.544 | Single Family_FALSE | Single Family_FALSE | Single Family_ | Single Family_ | Single Family_ | unknown | unknownSingle Family_ | unknownSingle Family_FALSE
Water_00004797 | SITE_01200 | Room_00017089 | Bathroom_1 | Bathroom | Shower | unknown |  |  |  | Unknown | Primary | Daily / Almost Daily | Shower head too large for flow bag | Bag | 0.8492 |  |  | Unknown | WA | Single Family | Shower | 1715 | 12576.67 | Single Family | TRUE | FALSE | FALSE | FALSE | FALSE | 0 | 0 | Single Family_TRUE | Single Family_FALSE | Single Family_FALSE | Single Family_FALSE | Single Family_FALSE | unknown | unknownSingle Family_FALSE | unknownSingle Family_TRUE
Water_00004798 | SITE_01200 | Room_00017094 | Bathroom_2 | Bathroom | Bathroom Faucet | 1.5 | 1.3267 | 1.5 | 1.5 |  | N/A | N/A | N/A | Bag | 0.796 |  | 1.194 |  | WA | Single Family | Bathroom Faucet | 1715 | 12576.67 | Single Family | FALSE | FALSE |  |  |  | 18865.005 | 15016.544 | Single Family_FALSE | Single Family_FALSE | Single Family_ | Single Family_ | Single Family_ | unknown | unknownSingle Family_ | unknownSingle Family_FALSE
Water_00004799 | SITE_01200 | Room_00017094 | Bathroom_2 | Bathroom | Shower / Bathtub combo with diverter valve | 1.5 | 1.4156 | 1.5 | 1.5 |  | Secondary | A few times per year | N/A | Bag | 0.8492 |  | 1.274 |  | WA | Single Family | Shower | 1715 | 12576.67 | Single Family | TRUE | TRUE | TRUE | TRUE | TRUE | 18865.005 | 16022.6776 | Single Family_TRUE | Single Family_TRUE | Single Family_TRUE | Single Family_TRUE | Single Family_TRUE | 1.5gpm | 1.5gpmSingle Family_TRUE | 1.5gpmSingle Family_TRUE
Water_00004800 | SITE_01200 | Room_00017097 | Kitchen_1 | Kitchen | Kitchen Faucet | 2.2 | 1.3267 | 2.2 | 1.5 |  | N/A | N/A | N/A | Bag | 0.796 |  | 1.194 |  | WA | Single Family | Kitchen Faucet | 1715 | 12576.67 | Single Family | FALSE | FALSE |  |  |  | 27668.674 | 15016.544 | Single Family_FALSE | Single Family_FALSE | Single Family_ | Single Family_ | Single Family_ | unknown | unknownSingle Family_ | unknownSingle Family_FALSE
Water_00004801 | SITE_01190 | Room_00016952 | Bathroom_1 | Bathroom | Bathroom Faucet | 1.0611 | 1.0611 |  | 1.2 |  | N/A | N/A | N/A | Bag | 0.796 |  | 0.955 |  | WA | Multifamily Residence | Bathroom Faucet | 1705 | 2383.66 | Multifamily Residence | FALSE | FALSE |  |  |  | 2529.3281 | 2276.3953 | Multifamily Residence_FALSE | Multifamily Residence_FALSE | Multifamily Residence_ | Multifamily Residence_ | Multifamily Residence_ | unknown | unknownMultifamily Residence_ | unknownMultifamily Residence_FALSE
Water_00004802 | SITE_01190 | Room_00016952 | Bathroom_1 | Bathroom | Shower / Bathtub combo with diverter valve | 2.3589 | 2.3589 |  | 2.5 |  | Primary | Daily / Almost Daily | N/A | Bag | 0.8492 |  | 2.123 |  | WA | Multifamily Residence | Shower | 1705 | 2383.66 | Multifamily Residence | TRUE | TRUE | TRUE | TRUE | TRUE | 5622.7891 | 5060.5102 | Multifamily Residence_TRUE | Multifamily Residence_TRUE | Multifamily Residence_TRUE | Multifamily Residence_TRUE | Multifamily Residence_TRUE | 2.5gpm | 2.5gpmMultifamily Residence_TRUE | 2.5gpmMultifamily Residence_TRUE
Water_00004803 | SITE_01190 | Room_00016953 | Kitchen_1 | Kitchen | Kitchen Faucet | 1.5 | 1.3267 | 1.5 | 1.5 |  | N/A | N/A | N/A | Bag | 0.796 |  | 1.194 |  | WA | Multifamily Residence | Kitchen Faucet | 1705 | 2383.66 | Multifamily Residence | FALSE | FALSE |  |  |  | 3575.49 | 2846.09 | Multifamily Residence_FALSE | Multifamily Residence_FALSE | Multifamily Residence_ | Multifamily Residence_ | Multifamily Residence_ | unknown | unknownMultifamily Residence_ | unknownMultifamily Residence_FALSE
Water_00004804 | SITE_01205 | Room_00017169 | Bathroom_6 | Bathroom | Bathroom Faucet | 2.6533 | 2.6533 |  | 3 |  | N/A | N/A | N/A | Bag | 0.796 |  | 2.388 |  | WA | Single Family | Bathroom Faucet | 1720 | 12576.67 | Single Family | FALSE | FALSE |  |  |  | 33370.0977 | 30033.088 | Single Family_FALSE | Single Family_FALSE | Single Family_ | Single Family_ | Single Family_ | unknown | unknownSingle Family_ | unknownSingle Family_FALSE
Water_00004805 | SITE_01205 | Room_00017169 | Bathroom_6 | Bathroom | Bathtub | unknown |  |  |  | N/A | N/A | N/A | N/A | Unknown |  | N/A |  | N/A | WA | Single Family | Bathtub | 1720 | 12576.67 | Single Family | FALSE | FALSE |  |  |  | 0 | 0 | Single Family_FALSE | Single Family_FALSE | Single Family_ | Single Family_ | Single Family_ | unknown | unknownSingle Family_ | unknownSingle Family_FALSE
Water_00004806 | SITE_01205 | Room_00017171 | Bathroom_7 | Bathroom | Bathroom Faucet | 3.98 | 3.98 |  | 4.5 |  | N/A | N/A | N/A | Bag | 0.796 |  | 3.582 |  | WA | Single Family | Bathroom Faucet | 1720 | 12576.67 | Single Family | FALSE | FALSE |  |  |  | 50055.1466 | 45049.6319 | Single Family_FALSE | Single Family_FALSE | Single Family_ | Single Family_ | Single Family_ | unknown | unknownSingle Family_ | unknownSingle Family_FALSE
Water_00004807 | SITE_01205 | Room_00017171 | Bathroom_7 | Bathroom | Shower | 2.5 | 3.3022 | 2.5 | 3.5 |  | Primary | Daily / Almost Daily | N/A | Bag | 0.8492 |  | 2.972 |  | WA | Single Family | Shower | 1720 | 12576.67 | Single Family | TRUE | FALSE | TRUE | TRUE | TRUE | 31441.675 | 37377.8632 | Single Family_TRUE | Single Family_FALSE | Single Family_TRUE | Single Family_TRUE | Single Family_TRUE | 2.5gpm | 2.5gpmSingle Family_TRUE | 2.5gpmSingle Family_TRUE
Water_00004808 | SITE_01203 | Room_00017138 | Bathroom_6 | Bathroom | Bathroom Faucet | 1 | 0.88444 | 1 | 1 |  | N/A | N/A | N/A | Bag | 0.796 |  | 0.796 |  | WA | Single Family | Bathroom Faucet | 1718 | 10259.39 | Single Family | FALSE | FALSE |  |  |  | 10259.39 | 8166.4744 | Single Family_FALSE | Single Family_FALSE | Single Family_ | Single Family_ | Single Family_ | unknown | unknownSingle Family_ | unknownSingle Family_FALSE
Water_00004809 | SITE_01203 | Room_00017138 | Bathroom_6 | Bathroom | Shower / Bathtub combo with diverter valve | unknown |  |  |  | Unknown | Primary | A few times per week | Cant access | Bag | 0.8492 |  |  | Unknown | WA | Single Family | Shower | 1718 | 10259.39 | Single Family | TRUE | TRUE | FALSE | FALSE | FALSE | 0 | 0 | Single Family_TRUE | Single Family_TRUE | Single Family_FALSE | Single Family_FALSE | Single Family_FALSE | unknown | unknownSingle Family_FALSE | unknownSingle Family_TRUE
Water_00004810 | SITE_00147 | Room_00007787 | Bathroom_6 | Bathroom | Bathroom Faucet | 2 | 1.3267 | 2 | 1.5 |  | N/A | N/A | N/A | Bag | 0.796 |  | 1.194 |  | WA | Single Family | Bathroom Faucet | 669 | 10259.39 | Single Family | FALSE | FALSE |  |  |  | 20518.78 | 12249.7117 | Single Family_FALSE | Single Family_FALSE | Single Family_ | Single Family_ | Single Family_ | unknown | unknownSingle Family_ | unknownSingle Family_FALSE
Water_00004811 | SITE_00147 | Room_00007787 | Bathroom_6 | Bathroom | Shower | 1.4156 | 1.4156 |  | 1.5 |  | Secondary | A few times per month | N/A | Bag | 0.8492 |  | 1.274 |  | WA | Single Family | Shower | 669 | 10259.39 | Single Family | TRUE | FALSE | TRUE | TRUE | TRUE | 14522.7365 | 13070.4629 | Single Family_TRUE | Single Family_FALSE | Single Family_TRUE | Single Family_TRUE | Single Family_TRUE | <1.5gpm | <1.5gpmSingle Family_TRUE | <1.5gpmSingle Family_TRUE
Water_00004812 | SITE_00811 | Room_00014503 | Kitchen_1 | Kitchen | Kitchen Faucet | 2.2 | 1.9456 | 2.2 | 2.2 |  | N/A | N/A | N/A | Bag | 0.796 |  | 1.751 |  | WA | Multifamily Residence | Kitchen Faucet | 1330 | 2000.27 | Multifamily Residence | FALSE | FALSE |  |  |  | 4400.594 | 3502.4728 | Multifamily Residence_FALSE | Multifamily Residence_FALSE | Multifamily Residence_ | Multifamily Residence_ | Multifamily Residence_ | unknown | unknownMultifamily Residence_ | unknownMultifamily Residence_FALSE
Water_00004813 | SITE_00811 | Room_00014505 | Bathroom_1 | Bathroom | Bathroom Faucet | 1.0611 | 1.0611 |  | 1.2 |  | N/A | N/A | N/A | Bag | 0.796 |  | 0.955 |  | WA | Multifamily Residence | Bathroom Faucet | 1330 | 2000.27 | Multifamily Residence | FALSE | FALSE |  |  |  | 2122.5087 | 1910.2578 | Multifamily Residence_FALSE | Multifamily Residence_FALSE | Multifamily Residence_ | Multifamily Residence_ | Multifamily Residence_ | unknown | unknownMultifamily Residence_ | unknownMultifamily Residence_FALSE
Water_00004814 | SITE_00811 | Room_00014505 | Bathroom_1 | Bathroom | Shower | unknown |  |  |  | Unknown | Primary | Daily / Almost Daily | Customer refused | Bag | 0.8492 |  |  | Unknown | WA | Multifamily Residence | Shower | 1330 | 2000.27 | Multifamily Residence | TRUE | FALSE | FALSE | FALSE | FALSE | 0 | 0 | Multifamily Residence_TRUE | Multifamily Residence_FALSE | Multifamily Residence_FALSE | Multifamily Residence_FALSE | Multifamily Residence_FALSE | unknown | unknownMultifamily Residence_FALSE | unknownMultifamily Residence_TRUE
Water_00004815 | SITE_00051 | Room_00006916 | Bathroom_2 | Bathroom | Bathroom Faucet | 2.2 | 1.7689 | 2.2 | 2 |  | N/A | N/A | N/A | Bag | 0.796 |  | 1.592 |  | WA | Single Family | Bathroom Faucet | 574 | 597.38 | Single Family | FALSE | FALSE |  |  |  | 1314.236 | 951.029 | Single Family_FALSE | Single Family_FALSE | Single Family_ | Single Family_ | Single Family_ | unknown | unknownSingle Family_ | unknownSingle Family_FALSE
Water_00004816 | SITE_00051 | Room_00006916 | Bathroom_2 | Bathroom | Bathroom Faucet | 2.2 | 1.3267 | 2.2 | 1.5 |  | N/A | N/A | N/A | Bag | 0.796 |  | 1.194 |  | WA | Single Family | Bathroom Faucet | 574 | 597.38 | Single Family | FALSE | FALSE |  |  |  | 1314.236 | 713.2717 | Single Family_FALSE | Single Family_FALSE | Single Family_ | Single Family_ | Single Family_ | unknown | unknownSingle Family_ | unknownSingle Family_FALSE
Water_00004817 | SITE_00051 | Room_00006916 | Bathroom_2 | Bathroom | Shower / Bathtub combo with diverter valve | 3.3022 | 3.3022 |  | 3.5 |  | Secondary | A few times per week | N/A | Bag | 0.8492 |  | 2.972 |  | WA | Single Family | Shower | 574 | 597.38 | Single Family | TRUE | TRUE | TRUE | TRUE | TRUE | 1972.6815 | 1775.4134 | Single Family_TRUE | Single Family_TRUE | Single Family_TRUE | Single Family_TRUE | Single Family_TRUE | gt2.5gpm | gt2.5gpmSingle Family_TRUE | gt2.5gpmSingle Family_TRUE
Water_00004818 | SITE_00051 | Room_00006917 | Bathroom_3 | Bathroom | Bathroom Faucet | 2.2 | 1.7689 | 2.2 | 2 |  | N/A | N/A | N/A | Bag | 0.796 |  | 1.592 |  | WA | Single Family | Bathroom Faucet | 574 | 597.38 | Single Family | FALSE | FALSE |  |  |  | 1314.236 | 951.029 | Single Family_FALSE | Single Family_FALSE | Single Family_ | Single Family_ | Single Family_ | unknown | unknownSingle Family_ | unknownSingle Family_FALSE
Water_00004819 | SITE_00051 | Room_00006917 | Bathroom_3 | Bathroom | Shower / Bathtub combo with diverter valve | 3.0189 | 3.0189 |  | 3.2 |  | Primary | Daily / Almost Daily | N/A | Bag | 0.8492 |  | 2.717 |  | WA | Single Family | Shower | 574 | 597.38 | Single Family | TRUE | TRUE | TRUE | TRUE | TRUE | 1803.4238 | 1623.0815 | Single Family_TRUE | Single Family_TRUE | Single Family_TRUE | Single Family_TRUE | Single Family_TRUE | gt2.5gpm | gt2.5gpmSingle Family_TRUE | gt2.5gpmSingle Family_TRUE
Water_00004820 | SITE_00051 | Room_00006921 | Dining Room_1 | Dining Room | Kitchen Faucet | 1.3267 | 1.3267 |  | 1.5 |  | N/A | N/A | N/A | Bag | 0.796 |  | 1.194 |  | WA | Single Family | Kitchen Faucet | 574 | 597.38 | Single Family | FALSE | FALSE |  |  |  | 792.5241 | 713.2717 | Single Family_FALSE | Single Family_FALSE | Single Family_ | Single Family_ | Single Family_ | unknown | unknownSingle Family_ | unknownSingle Family_FALSE
Water_00004821 | SITE_00051 | Room_00006922 | Bathroom_4 | Bathroom | Bathroom Faucet | 2 | 1.0611 | 2 | 1.2 |  | N/A | N/A | N/A | Bag | 0.796 |  | 0.955 |  | WA | Single Family | Bathroom Faucet | 574 | 597.38 | Single Family | FALSE | FALSE |  |  |  | 1194.76 | 570.4979 | Single Family_FALSE | Single Family_FALSE | Single Family_ | Single Family_ | Single Family_ | unknown | unknownSingle Family_ | unknownSingle Family_FALSE
Water_00004822 | SITE_00815 | Room_00014544 | Bathroom_6 | Bathroom | Bathroom Faucet | 2 | 1.0611 | 2 | 1.2 |  | N/A | N/A | N/A | Bag | 0.796 |  | 0.955 |  | WA | Multifamily Residence | Bathroom Faucet | 1334 | 2000.27 | Multifamily Residence | FALSE | FALSE |  |  |  | 4000.54 | 1910.2578 | Multifamily Residence_FALSE | Multifamily Residence_FALSE | Multifamily Residence_ | Multifamily Residence_ | Multifamily Residence_ | unknown | unknownMultifamily Residence_ | unknownMultifamily Residence_FALSE
Water_00004823 | SITE_00815 | Room_00014544 | Bathroom_6 | Bathroom | Shower / Bathtub combo with diverter valve | 2.3589 | 2.3589 |  | 2.5 |  | Primary | Daily / Almost Daily | N/A | Bag | 0.8492 |  | 2.123 |  | WA | Multifamily Residence | Shower | 1334 | 2000.27 | Multifamily Residence | TRUE | TRUE | TRUE | TRUE | TRUE | 4718.4147 | 4246.5732 | Multifamily Residence_TRUE | Multifamily Residence_TRUE | Multifamily Residence_TRUE | Multifamily Residence_TRUE | Multifamily Residence_TRUE | 2.5gpm | 2.5gpmMultifamily Residence_TRUE | 2.5gpmMultifamily Residence_TRUE
Water_00004824 | SITE_00815 | Room_00014546 | Bathroom_7 | Bathroom | Bathroom Faucet | 2.2 | 1.9456 | 2.2 | 2.2 |  | N/A | N/A | N/A | Bag | 0.796 |  | 1.751 |  | WA | Multifamily Residence | Bathroom Faucet | 1334 | 2000.27 | Multifamily Residence | FALSE | FALSE |  |  |  | 4400.594 | 3502.4728 | Multifamily Residence_FALSE | Multifamily Residence_FALSE | Multifamily Residence_ | Multifamily Residence_ | Multifamily Residence_ | unknown | unknownMultifamily Residence_ | unknownMultifamily Residence_FALSE
Water_00004825 | SITE_00815 | Room_00014546 | Bathroom_7 | Bathroom | Shower | 2.8311 | 2.8311 |  | 3 |  | All used about the same | Daily / Almost Daily | N/A | Bag | 0.8492 |  | 2.548 |  | WA | Multifamily Residence | Shower | 1334 | 2000.27 | Multifamily Residence | TRUE | FALSE | TRUE | TRUE | TRUE | 5662.9866 | 5096.688 | Multifamily Residence_TRUE | Multifamily Residence_FALSE | Multifamily Residence_TRUE | Multifamily Residence_TRUE | Multifamily Residence_TRUE | gt2.5gpm | gt2.5gpmMultifamily Residence_TRUE | gt2.5gpmMultifamily Residence_TRUE
Water_00004826 | SITE_00802 | Room_00014438 | Bathroom_7 | Bathroom | Bathroom Faucet | 2 | 2.1222 | 2 | 2.4 |  | N/A | N/A | N/A | Bag | 0.796 |  | 1.91 |  | WA | Multifamily Residence | Bathroom Faucet | 1321 | 2000.27 | Multifamily Residence | FALSE | FALSE |  |  |  | 4000.54 | 3820.5157 | Multifamily Residence_FALSE | Multifamily Residence_FALSE | Multifamily Residence_ | Multifamily Residence_ | Multifamily Residence_ | unknown | unknownMultifamily Residence_ | unknownMultifamily Residence_FALSE
Water_00004827 | SITE_00802 | Room_00014438 | Bathroom_7 | Bathroom | Bathroom Faucet | 2 | 2.2111 | 2 | 2.5 |  | N/A | N/A | N/A | Bag | 0.796 |  | 1.99 |  | WA | Multifamily Residence | Bathroom Faucet | 1321 | 2000.27 | Multifamily Residence | FALSE | FALSE |  |  |  | 4000.54 | 3980.5373 | Multifamily Residence_FALSE | Multifamily Residence_FALSE | Multifamily Residence_ | Multifamily Residence_ | Multifamily Residence_ | unknown | unknownMultifamily Residence_ | unknownMultifamily Residence_FALSE
Water_00004828 | SITE_00802 | Room_00014438 | Bathroom_7 | Bathroom | Shower / Bathtub combo with diverter valve | 2.5 | 2.8311 | 2.5 | 3 |  | All used about the same | Daily / Almost Daily | N/A | Bag | 0.8492 |  | 2.548 |  | WA | Multifamily Residence | Shower | 1321 | 2000.27 | Multifamily Residence | TRUE | TRUE | TRUE | TRUE | TRUE | 5000.675 | 5096.688 | Multifamily Residence_TRUE | Multifamily Residence_TRUE | Multifamily Residence_TRUE | Multifamily Residence_TRUE | Multifamily Residence_TRUE | 2.5gpm | 2.5gpmMultifamily Residence_TRUE | 2.5gpmMultifamily Residence_TRUE
Water_00004829 | SITE_01152 | Room_00016641 | Bathroom_3 | Bathroom | Bathroom Faucet | unknown |  |  | 2 |  | N/A | N/A | N/A | Unknown |  | N/A |  | N/A | WA | Single Family | Bathroom Faucet | 1667 | 2259.17 | Single Family | FALSE | FALSE |  |  |  | 0 | 0 | Single Family_FALSE | Single Family_FALSE | Single Family_ | Single Family_ | Single Family_ | unknown | unknownSingle Family_ | unknownSingle Family_FALSE
Water_00004830 | SITE_01169 | Room_00016882 | Kitchen_1 | Kitchen | Kitchen Faucet | 2.2 |  | 2.2 | 2 |  | N/A | N/A | N/A | Unknown |  | N/A |  | N/A | WA | Multifamily Residence | Kitchen Faucet | 1684 | 2002.39 | Multifamily Residence | FALSE | FALSE |  |  |  | 4405.258 | 0 | Multifamily Residence_FALSE | Multifamily Residence_FALSE | Multifamily Residence_ | Multifamily Residence_ | Multifamily Residence_ | unknown | unknownMultifamily Residence_ | unknownMultifamily Residence_FALSE
Water_00004831 | SITE_01152 | Room_00016640 | Bathroom_1 | Bathroom | Bathroom Faucet | unknown |  |  | 2 |  | N/A | N/A | N/A | Unknown |  | N/A |  | N/A | WA | Single Family | Bathroom Faucet | 1667 | 2259.17 | Single Family | FALSE | FALSE |  |  |  | 0 | 0 | Single Family_FALSE | Single Family_FALSE | Single Family_ | Single Family_ | Single Family_ | unknown | unknownSingle Family_ | unknownSingle Family_FALSE
Water_00004832 | SITE_01152 | Room_00016641 | Bathroom_3 | Bathroom | Shower | 2.5 |  | 2.5 | 1 |  | Primary | Daily / Almost Daily | N/A | Unknown |  | N/A |  | N/A | WA | Single Family | Shower | 1667 | 2259.17 | Single Family | TRUE | FALSE | TRUE | FALSE | FALSE | 5647.925 | 0 | Single Family_TRUE | Single Family_FALSE | Single Family_TRUE | Single Family_FALSE | Single Family_FALSE | unknown | unknownSingle Family_FALSE | unknownSingle Family_TRUE
Water_00004833 | SITE_01152 | Room_00016647 | Bathroom_5 | Bathroom | Bathroom Faucet | unknown |  |  | 2.2 |  | N/A | N/A | N/A | Unknown |  | N/A |  | N/A | WA | Single Family | Bathroom Faucet | 1667 | 2259.17 | Single Family | FALSE | FALSE |  |  |  | 0 | 0 | Single Family_FALSE | Single Family_FALSE | Single Family_ | Single Family_ | Single Family_ | unknown | unknownSingle Family_ | unknownSingle Family_FALSE
Water_00004834 | SITE_01152 | Room_00016647 | Bathroom_5 | Bathroom | Shower | 2.5 |  | 2.5 | 2.5 |  | Secondary | A few times per year | N/A | Unknown |  | N/A |  | N/A | WA | Single Family | Shower | 1667 | 2259.17 | Single Family | TRUE | FALSE | TRUE | FALSE | FALSE | 5647.925 | 0 | Single Family_TRUE | Single Family_FALSE | Single Family_TRUE | Single Family_FALSE | Single Family_FALSE | unknown | unknownSingle Family_FALSE | unknownSingle Family_TRUE
Water_00004835 | SITE_01152 | Room_00016638 | Kitchen_1 | Kitchen | Kitchen Faucet | unknown |  |  | 2 |  | N/A | N/A | N/A | Unknown |  | N/A |  | N/A | WA | Single Family | Kitchen Faucet | 1667 | 2259.17 | Single Family | FALSE | FALSE |  |  |  | 0 | 0 | Single Family_FALSE | Single Family_FALSE | Single Family_ | Single Family_ | Single Family_ | unknown | unknownSingle Family_ | unknownSingle Family_FALSE
Water_00004836 | SITE_00010 | Room_00006486 | Bathroom_1 | Bathroom | Bathroom Faucet | 2.2 | 2.6533 | 2.2 | 3 |  | N/A | N/A | N/A | Bag | 0.796 |  | 2.388 |  | WA | Manufactured | Bathroom Faucet | 533 | 1982.27 | Manufactured | FALSE | FALSE |  |  |  | 4360.994 | 4733.6608 | Manufactured_FALSE | Manufactured_FALSE | Manufactured_ | Manufactured_ | Manufactured_ | unknown | unknownManufactured_ | unknownManufactured_FALSE
Water_00004837 | SITE_00010 | Room_00006486 | Bathroom_1 | Bathroom | Shower / Bathtub combo with separate valve | 1.8867 | 1.8867 |  | 2 |  | Primary | A few times per week | N/A | Bag | 0.8492 |  | 1.698 |  | WA | Manufactured | Shower | 533 | 1982.27 | Manufactured | TRUE | TRUE | TRUE | TRUE | TRUE | 3739.8827 | 3365.8945 | Manufactured_TRUE | Manufactured_TRUE | Manufactured_TRUE | Manufactured_TRUE | Manufactured_TRUE | 2.0gpm | 2.0gpmManufactured_TRUE | 2.0gpmManufactured_TRUE
Water_00004838 | SITE_00010 | Room_00006490 | Kitchen_1 | Kitchen | Kitchen Faucet | 2.2 | 1.7689 | 2.2 | 2 |  | N/A | N/A | N/A | Bag | 0.796 |  | 1.592 |  | WA | Manufactured | Kitchen Faucet | 533 | 1982.27 | Manufactured | FALSE | FALSE |  |  |  | 4360.994 | 3155.7738 | Manufactured_FALSE | Manufactured_FALSE | Manufactured_ | Manufactured_ | Manufactured_ | unknown | unknownManufactured_ | unknownManufactured_FALSE
Water_00004839 | SITE_00134 | Room_00007584 | Bathroom_1 | Bathroom | Bathroom Faucet | 2.2 | 2.5644 | 2.2 | 2.9 |  | N/A | N/A | N/A | Bag | 0.796 |  | 2.308 |  | WA | Single Family | Bathroom Faucet | 656 | 2259.17 | Single Family | FALSE | FALSE |  |  |  | 4970.174 | 5214.1644 | Single Family_FALSE | Single Family_FALSE | Single Family_ | Single Family_ | Single Family_ | unknown | unknownSingle Family_ | unknownSingle Family_FALSE
Water_00004840 | SITE_00134 | Room_00007584 | Bathroom_1 | Bathroom | Shower / Bathtub combo with diverter valve | 2.5 | 2.2644 | 2.5 | 2.4 |  | Secondary | A few times per month | N/A | Bag | 0.8492 |  | 2.038 |  | WA | Single Family | Shower | 656 | 2259.17 | Single Family | TRUE | TRUE | TRUE | TRUE | TRUE | 5647.925 | 4604.1885 | Single Family_TRUE | Single Family_TRUE | Single Family_TRUE | Single Family_TRUE | Single Family_TRUE | 2.5gpm | 2.5gpmSingle Family_TRUE | 2.5gpmSingle Family_TRUE
Water_00004841 | SITE_00134 | Room_00007592 | Bathroom_2 | Bathroom | Bathroom Faucet | 2.2 | 2.1222 | 2.2 | 2.4 |  | N/A | N/A | N/A | Bag | 0.796 |  | 1.91 |  | WA | Single Family | Bathroom Faucet | 656 | 2259.17 | Single Family | FALSE | FALSE |  |  |  | 4970.174 | 4315.0147 | Single Family_FALSE | Single Family_FALSE | Single Family_ | Single Family_ | Single Family_ | unknown | unknownSingle Family_ | unknownSingle Family_FALSE
Water_00004842 | SITE_00134 | Room_00007592 | Bathroom_2 | Bathroom | Shower / Bathtub combo with diverter valve | 2.5478 | 2.5478 |  | 2.7 |  | Primary | Daily / Almost Daily | N/A | Bag | 0.8492 |  | 2.293 |  | WA | Single Family | Shower | 656 | 2259.17 | Single Family | TRUE | TRUE | TRUE | TRUE | TRUE | 5755.8631 | 5180.2768 | Single Family_TRUE | Single Family_TRUE | Single Family_TRUE | Single Family_TRUE | Single Family_TRUE | gt2.5gpm | gt2.5gpmSingle Family_TRUE | gt2.5gpmSingle Family_TRUE
Water_00004843 | SITE_00134 | Room_00007594 | Kitchen_1 | Kitchen | Kitchen Faucet | unknown |  |  |  | Unknown | N/A | N/A | Doing dishes | Bag | 0.796 |  |  | Unknown | WA | Single Family | Kitchen Faucet | 656 | 2259.17 | Single Family | FALSE | FALSE |  |  |  | 0 | 0 | Single Family_FALSE | Single Family_FALSE | Single Family_ | Single Family_ | Single Family_ | unknown | unknownSingle Family_ | unknownSingle Family_FALSE
Water_00004844 | SITE_00134 | Room_00007596 | Bathroom_3 | Bathroom | Bathroom Faucet | 2.2 | 1.9456 | 2.2 | 2.2 |  | N/A | N/A | N/A | Bag | 0.796 |  | 1.751 |  | WA | Single Family | Bathroom Faucet | 656 | 2259.17 | Single Family | FALSE | FALSE |  |  |  | 4970.174 | 3955.8067 | Single Family_FALSE | Single Family_FALSE | Single Family_ | Single Family_ | Single Family_ | unknown | unknownSingle Family_ | unknownSingle Family_FALSE
Water_00004845 | SITE_00166 | Room_00008029 | Kitchen_1 | Kitchen | Bathroom Faucet | unknown |  |  | 3 |  | N/A | N/A | N/A | Unknown |  | N/A |  | N/A | WA | Single Family | Bathroom Faucet | 687 | 12576.67 | Single Family | FALSE | FALSE |  |  |  | 0 | 0 | Single Family_FALSE | Single Family_FALSE | Single Family_ | Single Family_ | Single Family_ | unknown | unknownSingle Family_ | unknownSingle Family_FALSE
Water_00004846 | SITE_00166 | Room_00008029 | Kitchen_1 | Kitchen | Kitchen Faucet | 2.2 | 1.7689 | 2.2 | 2 |  | N/A | N/A | N/A | Bag | 0.796 |  | 1.592 |  | WA | Single Family | Kitchen Faucet | 687 | 12576.67 | Single Family | FALSE | FALSE |  |  |  | 27668.674 | 20022.0586 | Single Family_FALSE | Single Family_FALSE | Single Family_ | Single Family_ | Single Family_ | unknown | unknownSingle Family_ | unknownSingle Family_FALSE
Water_00004847 | SITE_00166 | Room_00008030 | Bathroom_1 | Bathroom | Bathroom Faucet | 2.2 |  | 2.2 | 3 |  | N/A | N/A | N/A | Unknown |  | N/A |  | N/A | WA | Single Family | Bathroom Faucet | 687 | 12576.67 | Single Family | FALSE | FALSE |  |  |  | 27668.674 | 0 | Single Family_FALSE | Single Family_FALSE | Single Family_ | Single Family_ | Single Family_ | unknown | unknownSingle Family_ | unknownSingle Family_FALSE
Water_00004848 | SITE_00166 | Room_00008035 | Bathroom_2 | Bathroom | Bathroom Faucet | unknown |  |  | 2 |  | N/A | N/A | N/A | Unknown |  | N/A |  | N/A | WA | Single Family | Bathroom Faucet | 687 | 12576.67 | Single Family | FALSE | FALSE |  |  |  | 0 | 0 | Single Family_FALSE | Single Family_FALSE | Single Family_ | Single Family_ | Single Family_ | unknown | unknownSingle Family_ | unknownSingle Family_FALSE
Water_00004849 | SITE_00166 | Room_00008035 | Bathroom_2 | Bathroom | Shower | unknown |  |  | 2 |  | Primary | Daily / Almost Daily | N/A | Unknown |  | N/A |  | N/A | WA | Single Family | Shower | 687 | 12576.67 | Single Family | TRUE | FALSE | FALSE | FALSE | FALSE | 0 | 0 | Single Family_TRUE | Single Family_FALSE | Single Family_FALSE | Single Family_FALSE | Single Family_FALSE | unknown | unknownSingle Family_FALSE | unknownSingle Family_TRUE
Water_00004850 | SITE_00166 | Room_00008040 | Bathroom_3 | Bathroom | Bathroom Faucet | unknown |  |  | 5 |  | N/A | N/A | N/A | Unknown |  | N/A |  | N/A | WA | Single Family | Bathroom Faucet | 687 | 12576.67 | Single Family | FALSE | FALSE |  |  |  | 0 | 0 | Single Family_FALSE | Single Family_FALSE | Single Family_ | Single Family_ | Single Family_ | unknown | unknownSingle Family_ | unknownSingle Family_FALSE
Water_00004851 | SITE_00166 | Room_00008040 | Bathroom_3 | Bathroom | Shower | unknown |  |  |  | Unknown | Secondary | Never | Disconnected. | Unknown |  | N/A |  | N/A | WA | Single Family | Shower | 687 | 12576.67 | Single Family | TRUE | FALSE | FALSE | FALSE | FALSE | 0 | 0 | Single Family_TRUE | Single Family_FALSE | Single Family_FALSE | Single Family_FALSE | Single Family_FALSE | unknown | unknownSingle Family_FALSE | unknownSingle Family_TRUE
Water_00004852 | SITE_00794 | Room_00014354 | Kitchen_1 | Kitchen | Kitchen Faucet | 2.2 | 2.0344 | 2.2 | 2.3 |  | N/A | N/A | N/A | Bag | 0.796 |  | 1.831 |  | WA | Multifamily Residence | Kitchen Faucet | 1313 | 2002.39 | Multifamily Residence | FALSE | FALSE |  |  |  | 4405.258 | 3666.3761 | Multifamily Residence_FALSE | Multifamily Residence_FALSE | Multifamily Residence_ | Multifamily Residence_ | Multifamily Residence_ | unknown | unknownMultifamily Residence_ | unknownMultifamily Residence_FALSE
Water_00004853 | SITE_00794 | Room_00014355 | Bathroom_1 | Bathroom | Bathroom Faucet | unknown |  |  |  | Unknown | N/A | N/A | Dual faucet | Bag | 0.796 |  |  | Unknown | WA | Multifamily Residence | Bathroom Faucet | 1313 | 2002.39 | Multifamily Residence | FALSE | FALSE |  |  |  | 0 | 0 | Multifamily Residence_FALSE | Multifamily Residence_FALSE | Multifamily Residence_ | Multifamily Residence_ | Multifamily Residence_ | unknown | unknownMultifamily Residence_ | unknownMultifamily Residence_FALSE
Water_00004854 | SITE_00794 | Room_00014355 | Bathroom_1 | Bathroom | Shower / Bathtub combo with diverter valve | 2.5 | 2.0756 | 2.5 | 2.2 |  | Primary | Daily / Almost Daily | N/A | Bag | 0.8492 |  | 1.868 |  | WA | Multifamily Residence | Shower | 1313 | 2002.39 | Multifamily Residence | TRUE | TRUE | TRUE | TRUE | TRUE | 5005.975 | 3740.4645 | Multifamily Residence_TRUE | Multifamily Residence_TRUE | Multifamily Residence_TRUE | Multifamily Residence_TRUE | Multifamily Residence_TRUE | 2.5gpm | 2.5gpmMultifamily Residence_TRUE | 2.5gpmMultifamily Residence_TRUE
Water_00004855 | SITE_00795 | Room_00014358 | Kitchen_1 | Kitchen | Kitchen Faucet | 3.0956 | 3.0956 |  | 3.5 |  | N/A | N/A | N/A | Bag | 0.796 |  | 2.786 |  | WA | Multifamily Residence | Kitchen Faucet | 1314 | 2000.27 | Multifamily Residence | FALSE | FALSE |  |  |  | 6191.9469 | 5572.7522 | Multifamily Residence_FALSE | Multifamily Residence_FALSE | Multifamily Residence_ | Multifamily Residence_ | Multifamily Residence_ | unknown | unknownMultifamily Residence_ | unknownMultifamily Residence_FALSE
Water_00004856 | SITE_00795 | Room_00014361 | Bathroom_1 | Bathroom | Bathroom Faucet | 2 |  | 2 | 4 |  | N/A | N/A | N/A | Unknown |  | N/A |  | N/A | WA | Multifamily Residence | Bathroom Faucet | 1314 | 2000.27 | Multifamily Residence | FALSE | FALSE |  |  |  | 4000.54 | 0 | Multifamily Residence_FALSE | Multifamily Residence_FALSE | Multifamily Residence_ | Multifamily Residence_ | Multifamily Residence_ | unknown | unknownMultifamily Residence_ | unknownMultifamily Residence_FALSE
Water_00004857 | SITE_00795 | Room_00014361 | Bathroom_1 | Bathroom | Shower / Bathtub combo with diverter valve | unknown |  |  | 3 |  | Primary | Unknown | N/A | Unknown |  | N/A |  | N/A | WA | Multifamily Residence | Shower | 1314 | 2000.27 | Multifamily Residence | TRUE | TRUE | FALSE | FALSE | FALSE | 0 | 0 | Multifamily Residence_TRUE | Multifamily Residence_TRUE | Multifamily Residence_FALSE | Multifamily Residence_FALSE | Multifamily Residence_FALSE | unknown | unknownMultifamily Residence_FALSE | unknownMultifamily Residence_TRUE
Water_00004858 | SITE_00795 | Room_00014361 | Bathroom_1 | Bathroom | Bathroom Faucet | 2 |  | 2 | 4 |  | N/A | N/A | N/A | Unknown |  | N/A |  | N/A | WA | Multifamily Residence | Bathroom Faucet | 1314 | 2000.27 | Multifamily Residence | FALSE | FALSE |  |  |  | 4000.54 | 0 | Multifamily Residence_FALSE | Multifamily Residence_FALSE | Multifamily Residence_ | Multifamily Residence_ | Multifamily Residence_ | unknown | unknownMultifamily Residence_ | unknownMultifamily Residence_FALSE
Water_00004859 | SITE_01103 | Room_00016147 | Kitchen_1 | Kitchen | Kitchen Faucet | 1.7689 | 1.7689 |  | 2 |  | N/A | N/A | N/A | Bag | 0.796 |  | 1.592 |  | WA | Multifamily Residence | Kitchen Faucet | 1619 | 630.9 | Multifamily Residence | FALSE | FALSE |  |  |  | 1115.992 | 1004.3928 | Multifamily Residence_FALSE | Multifamily Residence_FALSE | Multifamily Residence_ | Multifamily Residence_ | Multifamily Residence_ | unknown | unknownMultifamily Residence_ | unknownMultifamily Residence_FALSE
Water_00004860 | SITE_01103 | Room_00016150 | Bathroom_1 | Bathroom | Bathroom Faucet | 2.2 | 1.7689 | 2.2 | 2 |  | N/A | N/A | N/A | Bag | 0.796 |  | 1.592 |  | WA | Multifamily Residence | Bathroom Faucet | 1619 | 630.9 | Multifamily Residence | FALSE | FALSE |  |  |  | 1387.98 | 1004.3928 | Multifamily Residence_FALSE | Multifamily Residence_FALSE | Multifamily Residence_ | Multifamily Residence_ | Multifamily Residence_ | unknown | unknownMultifamily Residence_ | unknownMultifamily Residence_FALSE
Water_00004861 | SITE_01103 | Room_00016150 | Bathroom_1 | Bathroom | Shower / Bathtub combo with diverter valve | 2.8311 | 2.8311 |  | 3 |  | Primary | Daily / Almost Daily | N/A | Bag | 0.8492 |  | 2.548 |  | WA | Multifamily Residence | Shower | 1619 | 630.9 | Multifamily Residence | TRUE | TRUE | TRUE | TRUE | TRUE | 1786.148 | 1607.5332 | Multifamily Residence_TRUE | Multifamily Residence_TRUE | Multifamily Residence_TRUE | Multifamily Residence_TRUE | Multifamily Residence_TRUE | gt2.5gpm | gt2.5gpmMultifamily Residence_TRUE | gt2.5gpmMultifamily Residence_TRUE
Water_00004862 | SITE_01103 | Room_00016153 | Bathroom_2 | Bathroom | Bathroom Faucet | 2.2 | 1.3267 | 2.2 | 1.5 |  | N/A | N/A | N/A | Bag | 0.796 |  | 1.194 |  | WA | Multifamily Residence | Bathroom Faucet | 1619 | 630.9 | Multifamily Residence | FALSE | FALSE |  |  |  | 1387.98 | 753.2946 | Multifamily Residence_FALSE | Multifamily Residence_FALSE | Multifamily Residence_ | Multifamily Residence_ | Multifamily Residence_ | unknown | unknownMultifamily Residence_ | unknownMultifamily Residence_FALSE
Water_00004863 | SITE_01103 | Room_00016153 | Bathroom_2 | Bathroom | Shower / Bathtub combo with diverter valve | 2.5 | 2.6422 | 2.5 | 2.8 |  | Secondary | A few times per week | N/A | Bag | 0.8492 |  | 2.378 |  | WA | Multifamily Residence | Shower | 1619 | 630.9 | Multifamily Residence | TRUE | TRUE | TRUE | TRUE | TRUE | 1577.25 | 1500.2802 | Multifamily Residence_TRUE | Multifamily Residence_TRUE | Multifamily Residence_TRUE | Multifamily Residence_TRUE | Multifamily Residence_TRUE | 2.5gpm | 2.5gpmMultifamily Residence_TRUE | 2.5gpmMultifamily Residence_TRUE
Water_00004864 | SITE_01110 | Room_00016220 | Bathroom_1 | Bathroom | Bathroom Faucet | 1.3267 | 1.3267 |  | 1.5 |  | N/A | N/A | N/A | Bag | 0.796 |  | 1.194 |  | WA | Multifamily Residence | Bathroom Faucet | 1625 | 630.9 | Multifamily Residence | FALSE | FALSE |  |  |  | 836.994 | 753.2946 | Multifamily Residence_FALSE | Multifamily Residence_FALSE | Multifamily Residence_ | Multifamily Residence_ | Multifamily Residence_ | unknown | unknownMultifamily Residence_ | unknownMultifamily Residence_FALSE
Water_00004865 | SITE_01110 | Room_00016220 | Bathroom_1 | Bathroom | Shower / Bathtub combo with diverter valve | 1.5 | 1.8867 | 1.5 | 2 |  | Primary | Daily / Almost Daily | N/A | Bag | 0.8492 |  | 1.698 |  | WA | Multifamily Residence | Shower | 1625 | 630.9 | Multifamily Residence | TRUE | TRUE | TRUE | TRUE | TRUE | 946.35 | 1071.2682 | Multifamily Residence_TRUE | Multifamily Residence_TRUE | Multifamily Residence_TRUE | Multifamily Residence_TRUE | Multifamily Residence_TRUE | 1.5gpm | 1.5gpmMultifamily Residence_TRUE | 1.5gpmMultifamily Residence_TRUE
Water_00004866 | SITE_01110 | Room_00016224 | Kitchen_1 | Kitchen | Kitchen Faucet | 1.5 | 1.7689 | 1.5 | 2 |  | N/A | N/A | N/A | Bag | 0.796 |  | 1.592 |  | WA | Multifamily Residence | Kitchen Faucet | 1625 | 630.9 | Multifamily Residence | FALSE | FALSE |  |  |  | 946.35 | 1004.3928 | Multifamily Residence_FALSE | Multifamily Residence_FALSE | Multifamily Residence_ | Multifamily Residence_ | Multifamily Residence_ | unknown | unknownMultifamily Residence_ | unknownMultifamily Residence_FALSE
Water_00004867 | SITE_01110 | Room_00016226 | Bathroom_2 | Bathroom | Bathroom Faucet | 1.5922 | 1.5922 |  | 1.8 |  | N/A | N/A | N/A | Bag | 0.796 |  | 1.433 |  | WA | Multifamily Residence | Bathroom Faucet | 1625 | 630.9 | Multifamily Residence | FALSE | FALSE |  |  |  | 1004.533 | 904.0797 | Multifamily Residence_FALSE | Multifamily Residence_FALSE | Multifamily Residence_ | Multifamily Residence_ | Multifamily Residence_ | unknown | unknownMultifamily Residence_ | unknownMultifamily Residence_FALSE
Water_00004868 | SITE_01110 | Room_00016226 | Bathroom_2 | Bathroom | Bathroom Faucet | 1.7689 | 1.7689 |  | 2 |  | N/A | N/A | N/A | Bag | 0.796 |  | 1.592 |  | WA | Multifamily Residence | Bathroom Faucet | 1625 | 630.9 | Multifamily Residence | FALSE | FALSE |  |  |  | 1115.992 | 1004.3928 | Multifamily Residence_FALSE | Multifamily Residence_FALSE | Multifamily Residence_ | Multifamily Residence_ | Multifamily Residence_ | unknown | unknownMultifamily Residence_ | unknownMultifamily Residence_FALSE
Water_00004869 | SITE_01110 | Room_00016226 | Bathroom_2 | Bathroom | Shower | 2.8311 | 2.8311 |  | 3 |  | Primary | Daily / Almost Daily | N/A | Bag | 0.8492 |  | 2.548 |  | WA | Multifamily Residence | Shower | 1625 | 630.9 | Multifamily Residence | TRUE | FALSE | TRUE | TRUE | TRUE | 1786.148 | 1607.5332 | Multifamily Residence_TRUE | Multifamily Residence_FALSE | Multifamily Residence_TRUE | Multifamily Residence_TRUE | Multifamily Residence_TRUE | gt2.5gpm | gt2.5gpmMultifamily Residence_TRUE | gt2.5gpmMultifamily Residence_TRUE
Water_00004870 | SITE_01110 | Room_00016226 | Bathroom_2 | Bathroom | Shower | 2.8311 | 2.8311 |  | 3 |  | Primary | Daily / Almost Daily | Second head in shower, same control | Bag | 0.8492 |  | 2.548 |  | WA | Multifamily Residence | Shower | 1625 | 630.9 | Multifamily Residence | TRUE | FALSE | TRUE | TRUE | TRUE | 1786.148 | 1607.5332 | Multifamily Residence_TRUE | Multifamily Residence_FALSE | Multifamily Residence_TRUE | Multifamily Residence_TRUE | Multifamily Residence_TRUE | gt2.5gpm | gt2.5gpmMultifamily Residence_TRUE | gt2.5gpmMultifamily Residence_TRUE
Water_00004871 | SITE_01115 | Room_00016264 | Kitchen_1 | Kitchen | Kitchen Faucet | 2 | 1.7689 | 2 | 2 |  | N/A | N/A | N/A | Bag | 0.796 |  | 1.592 |  | WA | Multifamily Residence | Kitchen Faucet | 1630 | 630.9 | Multifamily Residence | FALSE | FALSE |  |  |  | 1261.8 | 1004.3928 | Multifamily Residence_FALSE | Multifamily Residence_FALSE | Multifamily Residence_ | Multifamily Residence_ | Multifamily Residence_ | unknown | unknownMultifamily Residence_ | unknownMultifamily Residence_FALSE
Water_00004872 | SITE_01115 | Room_00016266 | Bathroom_1 | Bathroom | Shower / Bathtub combo with diverter valve | 2.5 | 2.6422 | 2.5 | 2.8 |  | Primary | A few times per week | N/A | Bag | 0.8492 |  | 2.378 |  | WA | Multifamily Residence | Shower | 1630 | 630.9 | Multifamily Residence | TRUE | TRUE | TRUE | TRUE | TRUE | 1577.25 | 1500.2802 | Multifamily Residence_TRUE | Multifamily Residence_TRUE | Multifamily Residence_TRUE | Multifamily Residence_TRUE | Multifamily Residence_TRUE | 2.5gpm | 2.5gpmMultifamily Residence_TRUE | 2.5gpmMultifamily Residence_TRUE
Water_00004873 | SITE_01115 | Room_00016266 | Bathroom_1 | Bathroom | Bathroom Faucet | 2 | 1.4156 | 2 | 1.6 |  | N/A | N/A | N/A | Bag | 0.796 |  | 1.274 |  | WA | Multifamily Residence | Bathroom Faucet | 1630 | 630.9 | Multifamily Residence | FALSE | FALSE |  |  |  | 1261.8 | 803.7666 | Multifamily Residence_FALSE | Multifamily Residence_FALSE | Multifamily Residence_ | Multifamily Residence_ | Multifamily Residence_ | unknown | unknownMultifamily Residence_ | unknownMultifamily Residence_FALSE
Water_00004874 | SITE_01127 | Room_00016385 | Bedroom_1 | Bedroom | Bathroom Faucet | 1.5 | 0.88444 | 1.5 | 1 |  | N/A | N/A | N/A | Bag | 0.796 |  | 0.796 |  | WA | Multifamily Residence | Bathroom Faucet | 1642 | 630.9 | Multifamily Residence | FALSE | FALSE |  |  |  | 946.35 | 502.1964 | Multifamily Residence_FALSE | Multifamily Residence_FALSE | Multifamily Residence_ | Multifamily Residence_ | Multifamily Residence_ | unknown | unknownMultifamily Residence_ | unknownMultifamily Residence_FALSE
Water_00004875 | SITE_01127 | Room_00016385 | Bedroom_1 | Bedroom | Shower / Bathtub combo with diverter valve | 1.5 |  | 1.5 |  | Unknown | Never / rarely used | Never | Homeowner asked me not to measure flow bc of hanging laundry | Weir | 0.932 |  |  | Unknown | WA | Multifamily Residence | Shower | 1642 | 630.9 | Multifamily Residence | TRUE | TRUE | TRUE | FALSE | FALSE | 946.35 | 0 | Multifamily Residence_TRUE | Multifamily Residence_TRUE | Multifamily Residence_TRUE | Multifamily Residence_FALSE | Multifamily Residence_FALSE | unknown | unknownMultifamily Residence_FALSE | unknownMultifamily Residence_TRUE
Water_00004876 | SITE_01127 | Room_00016387 | Bathroom_2 | Bathroom | Bathroom Faucet | 1.5 | 1.3267 | 1.5 | 1.5 |  | N/A | N/A | N/A | Bag | 0.796 |  | 1.194 |  | WA | Multifamily Residence | Bathroom Faucet | 1642 | 630.9 | Multifamily Residence | FALSE | FALSE |  |  |  | 946.35 | 753.2946 | Multifamily Residence_FALSE | Multifamily Residence_FALSE | Multifamily Residence_ | Multifamily Residence_ | Multifamily Residence_ | unknown | unknownMultifamily Residence_ | unknownMultifamily Residence_FALSE
Water_00004877 | SITE_01127 | Room_00016387 | Bathroom_2 | Bathroom | Shower | 2 | 1.5533 | 2 | 1.5 |  | Primary | Daily / Almost Daily | N/A | Weir | 0.932 |  | 1.398 |  | WA | Multifamily Residence | Shower | 1642 | 630.9 | Multifamily Residence | TRUE | FALSE | TRUE | TRUE | TRUE | 1261.8 | 881.9982 | Multifamily Residence_TRUE | Multifamily Residence_FALSE | Multifamily Residence_TRUE | Multifamily Residence_TRUE | Multifamily Residence_TRUE | 2.0gpm | 2.0gpmMultifamily Residence_TRUE | 2.0gpmMultifamily Residence_TRUE
Water_00004878 | SITE_01127 | Room_00016392 | Kitchen_2 | Kitchen | Kitchen Faucet | 2 | 1.3267 | 2 | 1.5 |  | N/A | N/A | N/A | Bag | 0.796 |  | 1.194 |  | WA | Multifamily Residence | Kitchen Faucet | 1642 | 630.9 | Multifamily Residence | FALSE | FALSE |  |  |  | 1261.8 | 753.2946 | Multifamily Residence_FALSE | Multifamily Residence_FALSE | Multifamily Residence_ | Multifamily Residence_ | Multifamily Residence_ | unknown | unknownMultifamily Residence_ | unknownMultifamily Residence_FALSE
Water_00004879 | SITE_01138 | Room_00016515 | Bathroom_1 | Bathroom | Bathroom Faucet | unknown |  |  | 2 |  | N/A | N/A | N/A | Unknown |  | N/A |  | N/A | WA | Multifamily Residence | Bathroom Faucet | 1653 | 2000.27 | Multifamily Residence | FALSE | FALSE |  |  |  | 0 | 0 | Multifamily Residence_FALSE | Multifamily Residence_FALSE | Multifamily Residence_ | Multifamily Residence_ | Multifamily Residence_ | unknown | unknownMultifamily Residence_ | unknownMultifamily Residence_FALSE
Water_00004880 | SITE_01138 | Room_00016515 | Bathroom_1 | Bathroom | Shower / Bathtub combo with diverter valve | unknown |  |  | 3 |  | Primary | Unknown | N/A | Unknown |  | N/A |  | N/A | WA | Multifamily Residence | Shower | 1653 | 2000.27 | Multifamily Residence | TRUE | TRUE | FALSE | FALSE | FALSE | 0 | 0 | Multifamily Residence_TRUE | Multifamily Residence_TRUE | Multifamily Residence_FALSE | Multifamily Residence_FALSE | Multifamily Residence_FALSE | unknown | unknownMultifamily Residence_FALSE | unknownMultifamily Residence_TRUE
Water_00004881 | SITE_01138 | Room_00016517 | Kitchen_1 | Kitchen | Kitchen Faucet | 1.7689 | 1.7689 |  | 2 |  | N/A | N/A | N/A | Bag | 0.796 |  | 1.592 |  | WA | Multifamily Residence | Kitchen Faucet | 1653 | 2000.27 | Multifamily Residence | FALSE | FALSE |  |  |  | 3538.2554 | 3184.4298 | Multifamily Residence_FALSE | Multifamily Residence_FALSE | Multifamily Residence_ | Multifamily Residence_ | Multifamily Residence_ | unknown | unknownMultifamily Residence_ | unknownMultifamily Residence_FALSE
Water_00004882 | SITE_01141 | Room_00016544 | Kitchen_1 | Kitchen | Kitchen Faucet | unknown |  |  |  | Unknown | N/A | N/A | Resident was using the sink during the inspection. | Bag | 0.796 |  |  | Unknown | WA | Multifamily Residence | Kitchen Faucet | 1656 | 2000.27 | Multifamily Residence | FALSE | FALSE |  |  |  | 0 | 0 | Multifamily Residence_FALSE | Multifamily Residence_FALSE | Multifamily Residence_ | Multifamily Residence_ | Multifamily Residence_ | unknown | unknownMultifamily Residence_ | unknownMultifamily Residence_FALSE
Water_00004883 | SITE_01141 | Room_00016546 | Bathroom_1 | Bathroom | Bathroom Faucet | unknown |  |  |  | Unknown | N/A | N/A | N/A | Bag | 0.796 |  |  | Unknown | WA | Multifamily Residence | Bathroom Faucet | 1656 | 2000.27 | Multifamily Residence | FALSE | FALSE |  |  |  | 0 | 0 | Multifamily Residence_FALSE | Multifamily Residence_FALSE | Multifamily Residence_ | Multifamily Residence_ | Multifamily Residence_ | unknown | unknownMultifamily Residence_ | unknownMultifamily Residence_FALSE
Water_00004884 | SITE_01141 | Room_00016546 | Bathroom_1 | Bathroom | Shower / Bathtub combo with diverter valve | 2.5 |  | 2.5 |  | Unknown | Primary | Daily / Almost Daily | Couldn't measure | Bag | 0.8492 |  |  | Unknown | WA | Multifamily Residence | Shower | 1656 | 2000.27 | Multifamily Residence | TRUE | TRUE | TRUE | FALSE | FALSE | 5000.675 | 0 | Multifamily Residence_TRUE | Multifamily Residence_TRUE | Multifamily Residence_TRUE | Multifamily Residence_FALSE | Multifamily Residence_FALSE | unknown | unknownMultifamily Residence_FALSE | unknownMultifamily Residence_TRUE
Water_00004885 | SITE_01146 | Room_00016596 | Kitchen_1 | Kitchen | Kitchen Faucet | 2.2 |  | 2.2 |  | Unknown | N/A | N/A | Full of dishes | Bag | 0.796 |  |  | Unknown | WA | Multifamily Residence | Kitchen Faucet | 1661 | 2000.27 | Multifamily Residence | FALSE | FALSE |  |  |  | 4400.594 | 0 | Multifamily Residence_FALSE | Multifamily Residence_FALSE | Multifamily Residence_ | Multifamily Residence_ | Multifamily Residence_ | unknown | unknownMultifamily Residence_ | unknownMultifamily Residence_FALSE
Water_00004886 | SITE_01146 | Room_00016597 | Bathroom_1 | Bathroom | Bathroom Faucet | 1.4156 | 1.4156 |  | 1.6 |  | N/A | N/A | N/A | Bag | 0.796 |  | 1.274 |  | WA | Multifamily Residence | Bathroom Faucet | 1661 | 2000.27 | Multifamily Residence | FALSE | FALSE |  |  |  | 2831.4933 | 2548.344 | Multifamily Residence_FALSE | Multifamily Residence_FALSE | Multifamily Residence_ | Multifamily Residence_ | Multifamily Residence_ | unknown | unknownMultifamily Residence_ | unknownMultifamily Residence_FALSE
Water_00004887 | SITE_01146 | Room_00016597 | Bathroom_1 | Bathroom | Shower / Bathtub combo with diverter valve | 1.5 | 1.9811 | 1.5 | 2.1 |  | Primary | A few times per week | N/A | Bag | 0.8492 |  | 1.783 |  | WA | Multifamily Residence | Shower | 1661 | 2000.27 | Multifamily Residence | TRUE | TRUE | TRUE | TRUE | TRUE | 3000.405 | 3566.4814 | Multifamily Residence_TRUE | Multifamily Residence_TRUE | Multifamily Residence_TRUE | Multifamily Residence_TRUE | Multifamily Residence_TRUE | 1.5gpm | 1.5gpmMultifamily Residence_TRUE | 1.5gpmMultifamily Residence_TRUE
Water_00004888 | SITE_01175 | Room_00016828 | Hall_1 | Hall | Bathroom Faucet | 1.5 | 2.2111 | 1.5 | 2.5 |  | N/A | N/A | N/A | Bag | 0.796 |  | 1.99 |  | WA | Multifamily Residence | Bathroom Faucet | 1690 | 2383.66 | Multifamily Residence | FALSE | FALSE |  |  |  | 3575.49 | 4743.4834 | Multifamily Residence_FALSE | Multifamily Residence_FALSE | Multifamily Residence_ | Multifamily Residence_ | Multifamily Residence_ | unknown | unknownMultifamily Residence_ | unknownMultifamily Residence_FALSE
Water_00004889 | SITE_01175 | Room_00016829 | Bathroom_1 | Bathroom | Shower | 1.5 | 1.6044 | 1.5 | 1.7 |  | Primary | Daily / Almost Daily | N/A | Bag | 0.8492 |  | 1.444 |  | WA | Multifamily Residence | Shower | 1690 | 2383.66 | Multifamily Residence | TRUE | FALSE | TRUE | TRUE | TRUE | 3575.49 | 3442.005 | Multifamily Residence_TRUE | Multifamily Residence_FALSE | Multifamily Residence_TRUE | Multifamily Residence_TRUE | Multifamily Residence_TRUE | 1.5gpm | 1.5gpmMultifamily Residence_TRUE | 1.5gpmMultifamily Residence_TRUE
Water_00004890 | SITE_01175 | Room_00016830 | Kitchen_1 | Kitchen | Kitchen Faucet | 2.1222 | 2.1222 |  | 2.4 |  | N/A | N/A | N/A | Bag | 0.796 |  | 1.91 |  | WA | Multifamily Residence | Kitchen Faucet | 1690 | 2383.66 | Multifamily Residence | FALSE | FALSE |  |  |  | 5058.6562 | 4552.7906 | Multifamily Residence_FALSE | Multifamily Residence_FALSE | Multifamily Residence_ | Multifamily Residence_ | Multifamily Residence_ | unknown | unknownMultifamily Residence_ | unknownMultifamily Residence_FALSE
Water_00004891 | SITE_01701 | Room_00021034 | Kitchen_1 | Kitchen | Kitchen Faucet | 1.3267 | 1.3267 |  | 1.5 |  | N/A | N/A | N/A | Bag | 0.796 |  | 1.194 |  | WA | Manufactured | Kitchen Faucet | 2209 | 2658 | Manufactured | FALSE | FALSE |  |  |  | 3526.28 | 3173.652 | Manufactured_FALSE | Manufactured_FALSE | Manufactured_ | Manufactured_ | Manufactured_ | unknown | unknownManufactured_ | unknownManufactured_FALSE
Water_00004892 | SITE_01701 | Room_00021037 | Bathroom_1 | Bathroom | Bathroom Faucet | unknown |  |  | 1.5 |  | N/A | N/A | N/A | Unknown |  | N/A |  | N/A | WA | Manufactured | Bathroom Faucet | 2209 | 2658 | Manufactured | FALSE | FALSE |  |  |  | 0 | 0 | Manufactured_FALSE | Manufactured_FALSE | Manufactured_ | Manufactured_ | Manufactured_ | unknown | unknownManufactured_ | unknownManufactured_FALSE
Water_00004893 | SITE_01701 | Room_00021037 | Bathroom_1 | Bathroom | Bathroom Faucet | unknown |  |  | 1.5 |  | N/A | N/A | N/A | Unknown |  | N/A |  | N/A | WA | Manufactured | Bathroom Faucet | 2209 | 2658 | Manufactured | FALSE | FALSE |  |  |  | 0 | 0 | Manufactured_FALSE | Manufactured_FALSE | Manufactured_ | Manufactured_ | Manufactured_ | unknown | unknownManufactured_ | unknownManufactured_FALSE
Water_00004894 | SITE_01701 | Room_00021038 | Bathroom_2 | Bathroom | Shower / Bathtub combo with diverter valve | unknown |  |  | 2.5 |  | Primary | Daily / Almost Daily | N/A | Unknown |  | N/A |  | N/A | WA | Manufactured | Shower | 2209 | 2658 | Manufactured | TRUE | TRUE | FALSE | FALSE | FALSE | 0 | 0 | Manufactured_TRUE | Manufactured_TRUE | Manufactured_FALSE | Manufactured_FALSE | Manufactured_FALSE | unknown | unknownManufactured_FALSE | unknownManufactured_TRUE
Water_00004895 | SITE_01701 | Room_00021038 | Bathroom_2 | Bathroom | Bathroom Faucet | unknown |  |  | 1.5 |  | N/A | N/A | N/A | Unknown |  | N/A |  | N/A | WA | Manufactured | Bathroom Faucet | 2209 | 2658 | Manufactured | FALSE | FALSE |  |  |  | 0 | 0 | Manufactured_FALSE | Manufactured_FALSE | Manufactured_ | Manufactured_ | Manufactured_ | unknown | unknownManufactured_ | unknownManufactured_FALSE
Water_00004896 | SITE_01769 | Room_00021650 | Kitchen_1 | Kitchen | Kitchen Faucet | 2.2 | 2.0344 | 2.2 | 2.3 |  | N/A | N/A | N/A | Bag | 0.796 |  | 1.831 |  | WA | Multifamily Residence | Kitchen Faucet | 2277 | 630.9 | Multifamily Residence | FALSE | FALSE |  |  |  | 1387.98 | 1155.1779 | Multifamily Residence_FALSE | Multifamily Residence_FALSE | Multifamily Residence_ | Multifamily Residence_ | Multifamily Residence_ | unknown | unknownMultifamily Residence_ | unknownMultifamily Residence_FALSE
Water_00004897 | SITE_01769 | Room_00021651 | Bathroom_1 | Bathroom | Bathroom Faucet | 1.5 | 1.68 | 1.5 | 1.9 |  | N/A | N/A | N/A | Bag | 0.796 |  | 1.512 |  | WA | Multifamily Residence | Bathroom Faucet | 2277 | 630.9 | Multifamily Residence | FALSE | FALSE |  |  |  | 946.35 | 953.9208 | Multifamily Residence_FALSE | Multifamily Residence_FALSE | Multifamily Residence_ | Multifamily Residence_ | Multifamily Residence_ | unknown | unknownMultifamily Residence_ | unknownMultifamily Residence_FALSE
Water_00004898 | SITE_01769 | Room_00021651 | Bathroom_1 | Bathroom | Shower / Bathtub combo with diverter valve | 1.5 | 1.6511 | 1.5 | 1.75 |  | Primary | Daily / Almost Daily | N/A | Bag | 0.8492 |  | 1.486 |  | WA | Multifamily Residence | Shower | 2277 | 630.9 | Multifamily Residence | TRUE | TRUE | TRUE | TRUE | TRUE | 946.35 | 937.5174 | Multifamily Residence_TRUE | Multifamily Residence_TRUE | Multifamily Residence_TRUE | Multifamily Residence_TRUE | Multifamily Residence_TRUE | 1.5gpm | 1.5gpmMultifamily Residence_TRUE | 1.5gpmMultifamily Residence_TRUE
Water_00004899 | SITE_01771 | Room_00021662 | Kitchen_1 | Kitchen | Kitchen Faucet | 1.5 | 1.2378 | 1.5 | 1.4 |  | N/A | N/A | N/A | Bag | 0.796 |  | 1.114 |  | WA | Multifamily Residence | Kitchen Faucet | 2279 | 630.9 | Multifamily Residence | FALSE | FALSE |  |  |  | 946.35 | 702.8226 | Multifamily Residence_FALSE | Multifamily Residence_FALSE | Multifamily Residence_ | Multifamily Residence_ | Multifamily Residence_ | unknown | unknownMultifamily Residence_ | unknownMultifamily Residence_FALSE
Water_00004900 | SITE_01771 | Room_00021666 | Bathroom_1 | Bathroom | Bathroom Faucet | 1.7689 | 1.7689 |  | 2 |  | N/A | N/A | N/A | Bag | 0.796 |  | 1.592 |  | WA | Multifamily Residence | Bathroom Faucet | 2279 | 630.9 | Multifamily Residence | FALSE | FALSE |  |  |  | 1115.992 | 1004.3928 | Multifamily Residence_FALSE | Multifamily Residence_FALSE | Multifamily Residence_ | Multifamily Residence_ | Multifamily Residence_ | unknown | unknownMultifamily Residence_ | unknownMultifamily Residence_FALSE
Water_00004901 | SITE_01771 | Room_00021666 | Bathroom_1 | Bathroom | Shower / Bathtub combo with diverter valve | unknown |  |  |  | Unknown | Primary | A few times per week | Really dirty, dont want to enter | Bag | 0.8492 |  |  | Unknown | WA | Multifamily Residence | Shower | 2279 | 630.9 | Multifamily Residence | TRUE | TRUE | FALSE | FALSE | FALSE | 0 | 0 | Multifamily Residence_TRUE | Multifamily Residence_TRUE | Multifamily Residence_FALSE | Multifamily Residence_FALSE | Multifamily Residence_FALSE | unknown | unknownMultifamily Residence_FALSE | unknownMultifamily Residence_TRUE
Water_00004902 | SITE_01772 | Room_00021671 | Bathroom_1 | Bathroom | Bathroom Faucet | 1.3267 | 1.3267 |  | 1.5 |  | N/A | N/A | N/A | Bag | 0.796 |  | 1.194 |  | WA | Multifamily Residence | Bathroom Faucet | 2280 | 630.9 | Multifamily Residence | FALSE | FALSE |  |  |  | 836.994 | 753.2946 | Multifamily Residence_FALSE | Multifamily Residence_FALSE | Multifamily Residence_ | Multifamily Residence_ | Multifamily Residence_ | unknown | unknownMultifamily Residence_ | unknownMultifamily Residence_FALSE
Water_00004903 | SITE_01772 | Room_00021671 | Bathroom_1 | Bathroom | Shower | 1.5 | 1.2422 | 1.5 | 1.2 |  | Primary | Daily / Almost Daily | N/A | Weir | 0.932 |  | 1.118 |  | WA | Multifamily Residence | Shower | 2280 | 630.9 | Multifamily Residence | TRUE | FALSE | TRUE | TRUE | TRUE | 946.35 | 705.3462 | Multifamily Residence_TRUE | Multifamily Residence_FALSE | Multifamily Residence_TRUE | Multifamily Residence_TRUE | Multifamily Residence_TRUE | 1.5gpm | 1.5gpmMultifamily Residence_TRUE | 1.5gpmMultifamily Residence_TRUE
Water_00004904 | SITE_01772 | Room_00021673 | Living Room_3 | Living Room | Kitchen Faucet | 2.2 | 1.5922 | 2.2 | 1.8 |  | N/A | N/A | N/A | Bag | 0.796 |  | 1.433 |  | WA | Multifamily Residence | Kitchen Faucet | 2280 | 630.9 | Multifamily Residence | FALSE | FALSE |  |  |  | 1387.98 | 904.0797 | Multifamily Residence_FALSE | Multifamily Residence_FALSE | Multifamily Residence_ | Multifamily Residence_ | Multifamily Residence_ | unknown | unknownMultifamily Residence_ | unknownMultifamily Residence_FALSE
Water_00004905 | SITE_01776 | Room_00021695 | Bathroom_1 | Bathroom | Bathroom Faucet | 1.5 | 1.3267 | 1.5 | 1.5 |  | N/A | N/A | N/A | Bag | 0.796 |  | 1.194 |  | WA | Multifamily Residence | Bathroom Faucet | 2284 | 630.9 | Multifamily Residence | FALSE | FALSE |  |  |  | 946.35 | 753.2946 | Multifamily Residence_FALSE | Multifamily Residence_FALSE | Multifamily Residence_ | Multifamily Residence_ | Multifamily Residence_ | unknown | unknownMultifamily Residence_ | unknownMultifamily Residence_FALSE
Water_00004906 | SITE_01776 | Room_00021695 | Bathroom_1 | Bathroom | Shower / Bathtub combo with diverter valve | 2.5 | 4.7178 | 2.5 | 5 |  | Primary | Daily / Almost Daily | N/A | Bag | 0.8492 |  | 4.246 |  | WA | Multifamily Residence | Shower | 2284 | 630.9 | Multifamily Residence | TRUE | TRUE | TRUE | TRUE | TRUE | 1577.25 | 2678.8014 | Multifamily Residence_TRUE | Multifamily Residence_TRUE | Multifamily Residence_TRUE | Multifamily Residence_TRUE | Multifamily Residence_TRUE | 2.5gpm | 2.5gpmMultifamily Residence_TRUE | 2.5gpmMultifamily Residence_TRUE
Water_00004907 | SITE_01776 | Room_00021697 | Kitchen_1 | Kitchen | Kitchen Faucet | 2.6533 | 2.6533 |  | 3 |  | N/A | N/A | N/A | Bag | 0.796 |  | 2.388 |  | WA | Multifamily Residence | Kitchen Faucet | 2284 | 630.9 | Multifamily Residence | FALSE | FALSE |  |  |  | 1673.988 | 1506.5892 | Multifamily Residence_FALSE | Multifamily Residence_FALSE | Multifamily Residence_ | Multifamily Residence_ | Multifamily Residence_ | unknown | unknownMultifamily Residence_ | unknownMultifamily Residence_FALSE
Water_00004908 | SITE_01928 | Room_00023438 | Kitchen_1 | Kitchen | Kitchen Faucet | 2 | 1.3267 | 2 | 1.5 |  | N/A | N/A | N/A | Bag | 0.796 |  | 1.194 |  | WA | Single Family | Kitchen Faucet | 2435 | 5123.47 | Single Family | FALSE | FALSE |  |  |  | 10246.94 | 6117.4232 | Single Family_FALSE | Single Family_FALSE | Single Family_ | Single Family_ | Single Family_ | unknown | unknownSingle Family_ | unknownSingle Family_FALSE
Water_00004909 | SITE_01928 | Room_00023443 | Bathroom_1 | Bathroom | Bathroom Faucet | 1.3267 | 1.3267 |  | 1.5 |  | N/A | N/A | N/A | Bag | 0.796 |  | 1.194 |  | WA | Single Family | Bathroom Faucet | 2435 | 5123.47 | Single Family | FALSE | FALSE |  |  |  | 6797.1369 | 6117.4232 | Single Family_FALSE | Single Family_FALSE | Single Family_ | Single Family_ | Single Family_ | unknown | unknownSingle Family_ | unknownSingle Family_FALSE
Water_00004910 | SITE_01928 | Room_00023443 | Bathroom_1 | Bathroom | Shower / Bathtub combo with diverter valve | 2.8311 | 2.8311 |  | 3 |  | Secondary | A few times per year | N/A | Bag | 0.8492 |  | 2.548 |  | WA | Single Family | Shower | 2435 | 5123.47 | Single Family | TRUE | TRUE | TRUE | TRUE | TRUE | 14505.1128 | 13054.6016 | Single Family_TRUE | Single Family_TRUE | Single Family_TRUE | Single Family_TRUE | Single Family_TRUE | gt2.5gpm | gt2.5gpmSingle Family_TRUE | gt2.5gpmSingle Family_TRUE
Water_00004911 | SITE_01928 | Room_00023448 | Bathroom_2 | Bathroom | Bathroom Faucet | 2.2 | 1.3267 | 2.2 | 1.5 |  | N/A | N/A | N/A | Bag | 0.796 |  | 1.194 |  | WA | Single Family | Bathroom Faucet | 2435 | 5123.47 | Single Family | FALSE | FALSE |  |  |  | 11271.634 | 6117.4232 | Single Family_FALSE | Single Family_FALSE | Single Family_ | Single Family_ | Single Family_ | unknown | unknownSingle Family_ | unknownSingle Family_FALSE
Water_00004912 | SITE_01928 | Room_00023448 | Bathroom_2 | Bathroom | Shower / Bathtub combo with diverter valve | 2.5 | 2.0756 | 2.5 | 2.2 |  | Secondary | A few times per year | N/A | Bag | 0.8492 |  | 1.868 |  | WA | Single Family | Shower | 2435 | 5123.47 | Single Family | TRUE | TRUE | TRUE | TRUE | TRUE | 12808.675 | 9570.642 | Single Family_TRUE | Single Family_TRUE | Single Family_TRUE | Single Family_TRUE | Single Family_TRUE | 2.5gpm | 2.5gpmSingle Family_TRUE | 2.5gpmSingle Family_TRUE
Water_00004913 | SITE_01928 | Room_00023457 | Bathroom_3 | Bathroom | Bathroom Faucet | 1.3267 | 1.3267 |  | 1.5 |  | N/A | N/A | N/A | Bag | 0.796 |  | 1.194 |  | WA | Single Family | Bathroom Faucet | 2435 | 5123.47 | Single Family | FALSE | FALSE |  |  |  | 6797.1369 | 6117.4232 | Single Family_FALSE | Single Family_FALSE | Single Family_ | Single Family_ | Single Family_ | unknown | unknownSingle Family_ | unknownSingle Family_FALSE
Water_00004914 | SITE_01928 | Room_00023457 | Bathroom_3 | Bathroom | Shower / Bathtub combo with diverter valve | 2.5 | 1.8867 | 2.5 | 2 |  | Secondary | A few times per year | N/A | Bag | 0.8492 |  | 1.698 |  | WA | Single Family | Shower | 2435 | 5123.47 | Single Family | TRUE | TRUE | TRUE | TRUE | TRUE | 12808.675 | 8699.6521 | Single Family_TRUE | Single Family_TRUE | Single Family_TRUE | Single Family_TRUE | Single Family_TRUE | 2.5gpm | 2.5gpmSingle Family_TRUE | 2.5gpmSingle Family_TRUE
Water_00004915 | SITE_01928 | Room_00023458 | Bathroom_4 | Bathroom | Bathroom Faucet | 1.5922 | 1.5922 |  | 1.8 |  | N/A | N/A | N/A | Bag | 0.796 |  | 1.433 |  | WA | Single Family | Bathroom Faucet | 2435 | 5123.47 | Single Family | FALSE | FALSE |  |  |  | 8157.7028 | 7341.9325 | Single Family_FALSE | Single Family_FALSE | Single Family_ | Single Family_ | Single Family_ | unknown | unknownSingle Family_ | unknownSingle Family_FALSE
Water_00004916 | SITE_01928 | Room_00023458 | Bathroom_4 | Bathroom | Bathroom Faucet | 1.0611 | 1.0611 |  | 1.2 |  | N/A | N/A | N/A | Bag | 0.796 |  | 0.955 |  | WA | Single Family | Bathroom Faucet | 2435 | 5123.47 | Single Family | FALSE | FALSE |  |  |  | 5436.5709 | 4892.9138 | Single Family_FALSE | Single Family_FALSE | Single Family_ | Single Family_ | Single Family_ | unknown | unknownSingle Family_ | unknownSingle Family_FALSE
Water_00004917 | SITE_01928 | Room_00023458 | Bathroom_4 | Bathroom | Shower | 2.5 | 2.0756 | 2.5 | 2.2 |  | Primary | A few times per week | N/A | Bag | 0.8492 |  | 1.868 |  | WA | Single Family | Shower | 2435 | 5123.47 | Single Family | TRUE | FALSE | TRUE | TRUE | TRUE | 12808.675 | 9570.642 | Single Family_TRUE | Single Family_FALSE | Single Family_TRUE | Single Family_TRUE | Single Family_TRUE | 2.5gpm | 2.5gpmSingle Family_TRUE | 2.5gpmSingle Family_TRUE
Water_00004918 | SITE_01928 | Room_00023458 | Bathroom_4 | Bathroom | Bathtub | unknown |  |  |  | N/A | N/A | N/A | N/A | Unknown |  | N/A |  | N/A | WA | Single Family | Bathtub | 2435 | 5123.47 | Single Family | FALSE | FALSE |  |  |  | 0 | 0 | Single Family_FALSE | Single Family_FALSE | Single Family_ | Single Family_ | Single Family_ | unknown | unknownSingle Family_ | unknownSingle Family_FALSE
Water_00004919 | SITE_01929 | Room_00023464 | Kitchen_3 | Kitchen | Kitchen Faucet | 2.2 | 0.88444 | 2.2 | 1 |  | N/A | N/A | N/A | Bag | 0.796 |  | 0.796 |  | WA | Single Family | Kitchen Faucet | 2436 | 5123.47 | Single Family | FALSE | FALSE |  |  |  | 11271.634 | 4078.2821 | Single Family_FALSE | Single Family_FALSE | Single Family_ | Single Family_ | Single Family_ | unknown | unknownSingle Family_ | unknownSingle Family_FALSE
Water_00004920 | SITE_01929 | Room_00023468 | Bathroom_2 | Bathroom | Bathroom Faucet | 1.4156 | 1.4156 |  | 1.6 |  | N/A | N/A | N/A | Bag | 0.796 |  | 1.274 |  | WA | Single Family | Bathroom Faucet | 2436 | 5123.47 | Single Family | FALSE | FALSE |  |  |  | 7252.5564 | 6527.3008 | Single Family_FALSE | Single Family_FALSE | Single Family_ | Single Family_ | Single Family_ | unknown | unknownSingle Family_ | unknownSingle Family_FALSE
Water_00004921 | SITE_01929 | Room_00023468 | Bathroom_2 | Bathroom | Bathroom Faucet | 1.3267 | 1.3267 |  | 1.5 |  | N/A | N/A | N/A | Bag | 0.796 |  | 1.194 |  | WA | Single Family | Bathroom Faucet | 2436 | 5123.47 | Single Family | FALSE | FALSE |  |  |  | 6797.1369 | 6117.4232 | Single Family_FALSE | Single Family_FALSE | Single Family_ | Single Family_ | Single Family_ | unknown | unknownSingle Family_ | unknownSingle Family_FALSE
Water_00004922 | SITE_01929 | Room_00023468 | Bathroom_2 | Bathroom | Shower / Bathtub combo with diverter valve | 1.8867 | 1.8867 |  | 2 |  | All used about the same | A few times per week | N/A | Bag | 0.8492 |  | 1.698 |  | WA | Single Family | Shower | 2436 | 5123.47 | Single Family | TRUE | TRUE | TRUE | TRUE | TRUE | 9666.2801 | 8699.6521 | Single Family_TRUE | Single Family_TRUE | Single Family_TRUE | Single Family_TRUE | Single Family_TRUE | 2.0gpm | 2.0gpmSingle Family_TRUE | 2.0gpmSingle Family_TRUE
Water_00004923 | SITE_01929 | Room_00023469 | Bathroom_1 | Bathroom | Shower | 2.5 | 0.94333 | 2.5 | 1 |  | All used about the same | Daily / Almost Daily | N/A | Bag | 0.8492 |  | 0.849 |  | WA | Single Family | Shower | 2436 | 5123.47 | Single Family | TRUE | FALSE | TRUE | TRUE | TRUE | 12808.675 | 4349.826 | Single Family_TRUE | Single Family_FALSE | Single Family_TRUE | Single Family_TRUE | Single Family_TRUE | 2.5gpm | 2.5gpmSingle Family_TRUE | 2.5gpmSingle Family_TRUE
Water_00004924 | SITE_01929 | Room_00023469 | Bathroom_1 | Bathroom | Bathroom Faucet | 1.2378 | 1.2378 |  | 1.4 |  | N/A | N/A | N/A | Bag | 0.796 |  | 1.114 |  | WA | Single Family | Bathroom Faucet | 2436 | 5123.47 | Single Family | FALSE | FALSE |  |  |  | 6341.7173 | 5707.5456 | Single Family_FALSE | Single Family_FALSE | Single Family_ | Single Family_ | Single Family_ | unknown | unknownSingle Family_ | unknownSingle Family_FALSE
Water_00004925 | SITE_01929 | Room_00023476 | Kitchen_1 | Kitchen | Kitchen Faucet | 1.7689 | 1.7689 |  | 2 |  | N/A | N/A | N/A | Bag | 0.796 |  | 1.592 |  | WA | Single Family | Kitchen Faucet | 2436 | 5123.47 | Single Family | FALSE | FALSE |  |  |  | 9062.8492 | 8156.5642 | Single Family_FALSE | Single Family_FALSE | Single Family_ | Single Family_ | Single Family_ | unknown | unknownSingle Family_ | unknownSingle Family_FALSE
Water_00004926 | SITE_01930 | Room_00023482 | Kitchen_2 | Kitchen | Kitchen Faucet | 1.3267 | 1.3267 |  | 1.5 |  | N/A | N/A | N/A | Bag | 0.796 |  | 1.194 |  | WA | Single Family | Kitchen Faucet | 2437 | 5123.47 | Single Family | FALSE | FALSE |  |  |  | 6797.1369 | 6117.4232 | Single Family_FALSE | Single Family_FALSE | Single Family_ | Single Family_ | Single Family_ | unknown | unknownSingle Family_ | unknownSingle Family_FALSE
Water_00004927 | SITE_01930 | Room_00023486 | Bathroom_1 | Bathroom | Bathroom Faucet | 1.2 | 3.98 | 1.2 | 4.5 |  | N/A | N/A | Might be wrong on the rating | Bag | 0.796 |  | 3.582 |  | WA | Single Family | Bathroom Faucet | 2437 | 5123.47 | Single Family | FALSE | FALSE |  |  |  | 6148.164 | 18352.2695 | Single Family_FALSE | Single Family_FALSE | Single Family_ | Single Family_ | Single Family_ | unknown | unknownSingle Family_ | unknownSingle Family_FALSE
Water_00004928 | SITE_01930 | Room_00023486 | Bathroom_1 | Bathroom | Shower / Bathtub combo with diverter valve | unknown |  |  |  | Unknown | Primary | Daily / Almost Daily | Can't determine flow. Funky controls | Bag | 0.8492 |  |  | Unknown | WA | Single Family | Shower | 2437 | 5123.47 | Single Family | TRUE | TRUE | FALSE | FALSE | FALSE | 0 | 0 | Single Family_TRUE | Single Family_TRUE | Single Family_FALSE | Single Family_FALSE | Single Family_FALSE | unknown | unknownSingle Family_FALSE | unknownSingle Family_TRUE
Water_00004929 | SITE_01939 | Room_00023610 | Kitchen_1 | Kitchen | Kitchen Faucet | 1.5 | 1.1056 | 1.5 | 1.25 |  | N/A | N/A | N/A | Bag | 0.796 |  | 0.995 |  | WA | Single Family | Kitchen Faucet | 2446 | 5123.47 | Single Family | FALSE | FALSE |  |  |  | 7685.205 | 5097.8526 | Single Family_FALSE | Single Family_FALSE | Single Family_ | Single Family_ | Single Family_ | unknown | unknownSingle Family_ | unknownSingle Family_FALSE
Water_00004930 | SITE_01939 | Room_00023613 | Bathroom_2 | Bathroom | Bathroom Faucet | 1.5 | 1.3267 | 1.5 | 1.5 |  | N/A | N/A | N/A | Bag | 0.796 |  | 1.194 |  | WA | Single Family | Bathroom Faucet | 2446 | 5123.47 | Single Family | FALSE | FALSE |  |  |  | 7685.205 | 6117.4232 | Single Family_FALSE | Single Family_FALSE | Single Family_ | Single Family_ | Single Family_ | unknown | unknownSingle Family_ | unknownSingle Family_FALSE
Water_00004931 | SITE_01939 | Room_00023618 | Bathroom_3 | Bathroom | Shower / Bathtub combo with diverter valve | 2.1233 | 2.1233 |  | 2.25 |  | Primary | Daily / Almost Daily | N/A | Bag | 0.8492 |  | 1.911 |  | WA | Single Family | Shower | 2446 | 5123.47 | Single Family | TRUE | TRUE | TRUE | TRUE | TRUE | 10878.8346 | 9790.9512 | Single Family_TRUE | Single Family_TRUE | Single Family_TRUE | Single Family_TRUE | Single Family_TRUE | 2.5gpm | 2.5gpmSingle Family_TRUE | 2.5gpmSingle Family_TRUE
Water_00004932 | SITE_01939 | Room_00023618 | Bathroom_3 | Bathroom | Bathroom Faucet | 1.5 | 1.4156 | 1.5 | 1.6 |  | N/A | N/A | N/A | Bag | 0.796 |  | 1.274 |  | WA | Single Family | Bathroom Faucet | 2446 | 5123.47 | Single Family | FALSE | FALSE |  |  |  | 7685.205 | 6527.3008 | Single Family_FALSE | Single Family_FALSE | Single Family_ | Single Family_ | Single Family_ | unknown | unknownSingle Family_ | unknownSingle Family_FALSE
Water_00004933 | SITE_01939 | Room_00023618 | Bathroom_3 | Bathroom | Bathroom Faucet | 1.5 | 1.5033 | 1.5 | 1.7 |  | N/A | N/A | N/A | Bag | 0.796 |  | 1.353 |  | WA | Single Family | Bathroom Faucet | 2446 | 5123.47 | Single Family | FALSE | FALSE |  |  |  | 7685.205 | 6932.0549 | Single Family_FALSE | Single Family_FALSE | Single Family_ | Single Family_ | Single Family_ | unknown | unknownSingle Family_ | unknownSingle Family_FALSE
Water_00004934 | SITE_01939 | Room_00023619 | Bathroom_1 | Bathroom | Shower / Bathtub combo with diverter valve | 2.8311 | 2.8311 |  | 3 |  | Primary | A few times per year | N/A | Bag | 0.8492 |  | 2.548 |  | WA | Single Family | Shower | 2446 | 5123.47 | Single Family | TRUE | TRUE | TRUE | TRUE | TRUE | 14505.1128 | 13054.6016 | Single Family_TRUE | Single Family_TRUE | Single Family_TRUE | Single Family_TRUE | Single Family_TRUE | gt2.5gpm | gt2.5gpmSingle Family_TRUE | gt2.5gpmSingle Family_TRUE
Water_00004935 | SITE_01939 | Room_00023619 | Bathroom_1 | Bathroom | Bathroom Faucet | 1.5 | 1.3267 | 1.5 | 1.5 |  | N/A | N/A | N/A | Bag | 0.796 |  | 1.194 |  | WA | Single Family | Bathroom Faucet | 2446 | 5123.47 | Single Family | FALSE | FALSE |  |  |  | 7685.205 | 6117.4232 | Single Family_FALSE | Single Family_FALSE | Single Family_ | Single Family_ | Single Family_ | unknown | unknownSingle Family_ | unknownSingle Family_FALSE
Water_00004936 | SITE_01946 | Room_00023695 | Basement_2 | Basement | Bathroom Faucet | unknown |  |  | 3 |  | N/A | N/A | N/A | Unknown |  | N/A |  | N/A | WA | Single Family | Bathroom Faucet | 2453 | 5123.47 | Single Family | FALSE | FALSE |  |  |  | 0 | 0 | Single Family_FALSE | Single Family_FALSE | Single Family_ | Single Family_ | Single Family_ | unknown | unknownSingle Family_ | unknownSingle Family_FALSE
Water_00004937 | SITE_01946 | Room_00023700 | Kitchen_1 | Kitchen | Kitchen Faucet | 2 | 1.7689 | 2 | 2 |  | N/A | N/A | N/A | Bag | 0.796 |  | 1.592 |  | WA | Single Family | Kitchen Faucet | 2453 | 5123.47 | Single Family | FALSE | FALSE |  |  |  | 10246.94 | 8156.5642 | Single Family_FALSE | Single Family_FALSE | Single Family_ | Single Family_ | Single Family_ | unknown | unknownSingle Family_ | unknownSingle Family_FALSE
Water_00004938 | SITE_01946 | Room_00023704 | Bathroom_1 | Bathroom | Bathroom Faucet | 2.2 | 2.2111 | 2.2 | 2.5 |  | N/A | N/A | N/A | Bag | 0.796 |  | 1.99 |  | WA | Single Family | Bathroom Faucet | 2453 | 5123.47 | Single Family | FALSE | FALSE |  |  |  | 11271.634 | 10195.7053 | Single Family_FALSE | Single Family_FALSE | Single Family_ | Single Family_ | Single Family_ | unknown | unknownSingle Family_ | unknownSingle Family_FALSE
Water_00004939 | SITE_01946 | Room_00023704 | Bathroom_1 | Bathroom | Shower / Bathtub combo with diverter valve | unknown |  |  |  | Unknown | Primary | Daily / Almost Daily | Could not get accurate reading. Diverted not working properly | Bag | 0.8492 |  |  | Unknown | WA | Single Family | Shower | 2453 | 5123.47 | Single Family | TRUE | TRUE | FALSE | FALSE | FALSE | 0 | 0 | Single Family_TRUE | Single Family_TRUE | Single Family_FALSE | Single Family_FALSE | Single Family_FALSE | unknown | unknownSingle Family_FALSE | unknownSingle Family_TRUE
Water_00004940 | SITE_01954 | Room_00023805 | Kitchen_2 | Kitchen | Kitchen Faucet | 2.2 | 1.9456 | 2.2 | 2.2 |  | N/A | N/A | N/A | Bag | 0.796 |  | 1.751 |  | WA | Single Family | Kitchen Faucet | 2461 | 5123.47 | Single Family | FALSE | FALSE |  |  |  | 11271.634 | 8971.196 | Single Family_FALSE | Single Family_FALSE | Single Family_ | Single Family_ | Single Family_ | unknown | unknownSingle Family_ | unknownSingle Family_FALSE
Water_00004941 | SITE_01954 | Room_00023808 | Bathroom_1 | Bathroom | Bathroom Faucet | 1.3267 | 1.3267 |  | 1.5 |  | N/A | N/A | N/A | Bag | 0.796 |  | 1.194 |  | WA | Single Family | Bathroom Faucet | 2461 | 5123.47 | Single Family | FALSE | FALSE |  |  |  | 6797.1369 | 6117.4232 | Single Family_FALSE | Single Family_FALSE | Single Family_ | Single Family_ | Single Family_ | unknown | unknownSingle Family_ | unknownSingle Family_FALSE
Water_00004942 | SITE_01954 | Room_00023808 | Bathroom_1 | Bathroom | Bathtub | unknown |  |  |  | N/A | N/A | N/A | N/A | Unknown |  | N/A |  | N/A | WA | Single Family | Bathtub | 2461 | 5123.47 | Single Family | FALSE | FALSE |  |  |  | 0 | 0 | Single Family_FALSE | Single Family_FALSE | Single Family_ | Single Family_ | Single Family_ | unknown | unknownSingle Family_ | unknownSingle Family_FALSE
Water_00004943 | SITE_01961 | Room_00023891 | Kitchen_1 | Kitchen | Kitchen Faucet | 1.7689 | 1.7689 |  | 2 |  | N/A | N/A | N/A | Bag | 0.796 |  | 1.592 |  | WA | Single Family | Kitchen Faucet | 2468 | 5123.47 | Single Family | FALSE | FALSE |  |  |  | 9062.8492 | 8156.5642 | Single Family_FALSE | Single Family_FALSE | Single Family_ | Single Family_ | Single Family_ | unknown | unknownSingle Family_ | unknownSingle Family_FALSE
Water_00004944 | SITE_01961 | Room_00023892 | Bathroom_1 | Bathroom | Bathroom Faucet | 2.2 |  | 2.2 | 2 |  | N/A | N/A | N/A | Unknown |  | N/A |  | N/A | WA | Single Family | Bathroom Faucet | 2468 | 5123.47 | Single Family | FALSE | FALSE |  |  |  | 11271.634 | 0 | Single Family_FALSE | Single Family_FALSE | Single Family_ | Single Family_ | Single Family_ | unknown | unknownSingle Family_ | unknownSingle Family_FALSE
Water_00004945 | SITE_01961 | Room_00023895 | Bathroom_2 | Bathroom | Bathroom Faucet | 1.2 |  | 1.2 | 1.5 |  | N/A | N/A | N/A | Unknown |  | N/A |  | N/A | WA | Single Family | Bathroom Faucet | 2468 | 5123.47 | Single Family | FALSE | FALSE |  |  |  | 6148.164 | 0 | Single Family_FALSE | Single Family_FALSE | Single Family_ | Single Family_ | Single Family_ | unknown | unknownSingle Family_ | unknownSingle Family_FALSE
Water_00004946 | SITE_01961 | Room_00023895 | Bathroom_2 | Bathroom | Shower / Bathtub combo with diverter valve | unknown |  |  | 2.5 |  | All used about the same | Daily / Almost Daily | N/A | Unknown |  | N/A |  | N/A | WA | Single Family | Shower | 2468 | 5123.47 | Single Family | TRUE | TRUE | FALSE | FALSE | FALSE | 0 | 0 | Single Family_TRUE | Single Family_TRUE | Single Family_FALSE | Single Family_FALSE | Single Family_FALSE | unknown | unknownSingle Family_FALSE | unknownSingle Family_TRUE
Water_00004947 | SITE_01961 | Room_00023899 | Bathroom_3 | Bathroom | Shower | 2 |  | 2 | 2 |  | All used about the same | Daily / Almost Daily | N/A | Unknown |  | N/A |  | N/A | WA | Single Family | Shower | 2468 | 5123.47 | Single Family | TRUE | FALSE | TRUE | FALSE | FALSE | 10246.94 | 0 | Single Family_TRUE | Single Family_FALSE | Single Family_TRUE | Single Family_FALSE | Single Family_FALSE | unknown | unknownSingle Family_FALSE | unknownSingle Family_TRUE
Water_00004948 | SITE_01961 | Room_00023899 | Bathroom_3 | Bathroom | Bathroom Faucet | unknown |  |  | 2 |  | N/A | N/A | N/A | Unknown |  | N/A |  | N/A | WA | Single Family | Bathroom Faucet | 2468 | 5123.47 | Single Family | FALSE | FALSE |  |  |  | 0 | 0 | Single Family_FALSE | Single Family_FALSE | Single Family_ | Single Family_ | Single Family_ | unknown | unknownSingle Family_ | unknownSingle Family_FALSE
Water_00004949 | SITE_01961 | Room_00023899 | Bathroom_3 | Bathroom | Bathroom Faucet | unknown |  |  | 2 |  | N/A | N/A | N/A | Unknown |  | N/A |  | N/A | WA | Single Family | Bathroom Faucet | 2468 | 5123.47 | Single Family | FALSE | FALSE |  |  |  | 0 | 0 | Single Family_FALSE | Single Family_FALSE | Single Family_ | Single Family_ | Single Family_ | unknown | unknownSingle Family_ | unknownSingle Family_FALSE
Water_00004950 | SITE_01979 | Room_00024152 | Bathroom_1 | Bathroom | Bathroom Faucet | 2.2 | 3.5378 | 2.2 | 4 |  | N/A | N/A | N/A | Bag | 0.796 |  | 3.184 |  | WA | Single Family | Bathroom Faucet | 2486 | 5123.47 | Single Family | FALSE | FALSE |  |  |  | 11271.634 | 16313.1285 | Single Family_FALSE | Single Family_FALSE | Single Family_ | Single Family_ | Single Family_ | unknown | unknownSingle Family_ | unknownSingle Family_FALSE
Water_00004951 | SITE_01979 | Room_00024154 | Kitchen_1 | Kitchen | Kitchen Faucet | 1.7689 | 1.7689 |  | 2 |  | N/A | N/A | N/A | Bag | 0.796 |  | 1.592 |  | WA | Single Family | Kitchen Faucet | 2486 | 5123.47 | Single Family | FALSE | FALSE |  |  |  | 9062.8492 | 8156.5642 | Single Family_FALSE | Single Family_FALSE | Single Family_ | Single Family_ | Single Family_ | unknown | unknownSingle Family_ | unknownSingle Family_FALSE
Water_00004952 | SITE_01979 | Room_00024155 | Bathroom_2 | Bathroom | Bathroom Faucet | 1.3267 | 1.3267 |  | 1.5 |  | N/A | N/A | N/A | Bag | 0.796 |  | 1.194 |  | WA | Single Family | Bathroom Faucet | 2486 | 5123.47 | Single Family | FALSE | FALSE |  |  |  | 6797.1369 | 6117.4232 | Single Family_FALSE | Single Family_FALSE | Single Family_ | Single Family_ | Single Family_ | unknown | unknownSingle Family_ | unknownSingle Family_FALSE
Water_00004953 | SITE_01979 | Room_00024155 | Bathroom_2 | Bathroom | Shower | 1.8867 | 1.8867 |  | 2 |  | Primary | Daily / Almost Daily | N/A | Bag | 0.8492 |  | 1.698 |  | WA | Single Family | Shower | 2486 | 5123.47 | Single Family | TRUE | FALSE | TRUE | TRUE | TRUE | 9666.2801 | 8699.6521 | Single Family_TRUE | Single Family_FALSE | Single Family_TRUE | Single Family_TRUE | Single Family_TRUE | 2.0gpm | 2.0gpmSingle Family_TRUE | 2.0gpmSingle Family_TRUE
Water_00004954 | SITE_01982 | Room_00024190 | Bathroom_1 | Bathroom | Shower / Bathtub combo with diverter valve | 2.5 |  | 2.5 | 2.5 |  | Secondary | A few times per year | N/A | Unknown |  | N/A |  | N/A | WA | Single Family | Shower | 2489 | 5123.47 | Single Family | TRUE | TRUE | TRUE | FALSE | FALSE | 12808.675 | 0 | Single Family_TRUE | Single Family_TRUE | Single Family_TRUE | Single Family_FALSE | Single Family_FALSE | unknown | unknownSingle Family_FALSE | unknownSingle Family_TRUE
Water_00004955 | SITE_01982 | Room_00024190 | Bathroom_1 | Bathroom | Bathroom Faucet | unknown |  |  |  | Unknown | N/A | N/A | Strong mold growth on faucet. | Unknown |  | N/A |  | N/A | WA | Single Family | Bathroom Faucet | 2489 | 5123.47 | Single Family | FALSE | FALSE |  |  |  | 0 | 0 | Single Family_FALSE | Single Family_FALSE | Single Family_ | Single Family_ | Single Family_ | unknown | unknownSingle Family_ | unknownSingle Family_FALSE
Water_00004956 | SITE_01982 | Room_00024196 | Kitchen_1 | Kitchen | Kitchen Faucet | 1.7689 | 1.7689 |  | 2 |  | N/A | N/A | N/A | Bag | 0.796 |  | 1.592 |  | WA | Single Family | Kitchen Faucet | 2489 | 5123.47 | Single Family | FALSE | FALSE |  |  |  | 9062.8492 | 8156.5642 | Single Family_FALSE | Single Family_FALSE | Single Family_ | Single Family_ | Single Family_ | unknown | unknownSingle Family_ | unknownSingle Family_FALSE
Water_00004957 | SITE_01982 | Room_00024199 | Bathroom_2 | Bathroom | Bathroom Faucet | unknown |  |  | 1.5 |  | N/A | N/A | N/A | Unknown |  | N/A |  | N/A | WA | Single Family | Bathroom Faucet | 2489 | 5123.47 | Single Family | FALSE | FALSE |  |  |  | 0 | 0 | Single Family_FALSE | Single Family_FALSE | Single Family_ | Single Family_ | Single Family_ | unknown | unknownSingle Family_ | unknownSingle Family_FALSE
Water_00004958 | SITE_01982 | Room_00024199 | Bathroom_2 | Bathroom | Shower / Bathtub combo with diverter valve | 2.5 |  | 2.5 | 3.5 |  | Primary | Daily / Almost Daily | N/A | Unknown |  | N/A |  | N/A | WA | Single Family | Shower | 2489 | 5123.47 | Single Family | TRUE | TRUE | TRUE | FALSE | FALSE | 12808.675 | 0 | Single Family_TRUE | Single Family_TRUE | Single Family_TRUE | Single Family_FALSE | Single Family_FALSE | unknown | unknownSingle Family_FALSE | unknownSingle Family_TRUE
Water_00004959 | SITE_01982 | Room_00024201 | Bathroom_3 | Bathroom | Bathroom Faucet | unknown |  |  | 3 |  | N/A | N/A | N/A | Unknown |  | N/A |  | N/A | WA | Single Family | Bathroom Faucet | 2489 | 5123.47 | Single Family | FALSE | FALSE |  |  |  | 0 | 0 | Single Family_FALSE | Single Family_FALSE | Single Family_ | Single Family_ | Single Family_ | unknown | unknownSingle Family_ | unknownSingle Family_FALSE
Water_00004960 | SITE_01995 | Room_00024381 | Kitchen_1 | Kitchen | Kitchen Faucet | 1.9456 | 1.9456 |  | 2.2 |  | N/A | N/A | N/A | Bag | 0.796 |  | 1.751 |  | WA | Single Family | Kitchen Faucet | 2502 | 5123.47 | Single Family | FALSE | FALSE |  |  |  | 9967.9955 | 8971.196 | Single Family_FALSE | Single Family_FALSE | Single Family_ | Single Family_ | Single Family_ | unknown | unknownSingle Family_ | unknownSingle Family_FALSE
Water_00004961 | SITE_01995 | Room_00024383 | Bathroom_1 | Bathroom | Bathroom Faucet | 2.2 |  | 2.2 | 2.5 |  | N/A | N/A | N/A | Unknown |  | N/A |  | N/A | WA | Single Family | Bathroom Faucet | 2502 | 5123.47 | Single Family | FALSE | FALSE |  |  |  | 11271.634 | 0 | Single Family_FALSE | Single Family_FALSE | Single Family_ | Single Family_ | Single Family_ | unknown | unknownSingle Family_ | unknownSingle Family_FALSE
Water_00004962 | SITE_01995 | Room_00024389 | Bathroom_2 | Bathroom | Bathroom Faucet | 2.2 |  | 2.2 | 2.5 |  | N/A | N/A | N/A | Unknown |  | N/A |  | N/A | WA | Single Family | Bathroom Faucet | 2502 | 5123.47 | Single Family | FALSE | FALSE |  |  |  | 11271.634 | 0 | Single Family_FALSE | Single Family_FALSE | Single Family_ | Single Family_ | Single Family_ | unknown | unknownSingle Family_ | unknownSingle Family_FALSE
Water_00004963 | SITE_01995 | Room_00024389 | Bathroom_2 | Bathroom | Bathroom Faucet | 2.2 |  | 2.2 | 2.5 |  | N/A | N/A | N/A | Unknown |  | N/A |  | N/A | WA | Single Family | Bathroom Faucet | 2502 | 5123.47 | Single Family | FALSE | FALSE |  |  |  | 11271.634 | 0 | Single Family_FALSE | Single Family_FALSE | Single Family_ | Single Family_ | Single Family_ | unknown | unknownSingle Family_ | unknownSingle Family_FALSE
Water_00004964 | SITE_01995 | Room_00024389 | Bathroom_2 | Bathroom | Shower / Bathtub combo with diverter valve | 2.5 |  | 2.5 | 2.5 |  | Primary | Daily / Almost Daily | N/A | Unknown |  | N/A |  | N/A | WA | Single Family | Shower | 2502 | 5123.47 | Single Family | TRUE | TRUE | TRUE | FALSE | FALSE | 12808.675 | 0 | Single Family_TRUE | Single Family_TRUE | Single Family_TRUE | Single Family_FALSE | Single Family_FALSE | unknown | unknownSingle Family_FALSE | unknownSingle Family_TRUE
Water_00004965 | SITE_01995 | Room_00024391 | Bathroom_3 | Bathroom | Bathroom Faucet | 2.2 |  | 2.2 | 2.5 |  | N/A | N/A | N/A | Unknown |  | N/A |  | N/A | WA | Single Family | Bathroom Faucet | 2502 | 5123.47 | Single Family | FALSE | FALSE |  |  |  | 11271.634 | 0 | Single Family_FALSE | Single Family_FALSE | Single Family_ | Single Family_ | Single Family_ | unknown | unknownSingle Family_ | unknownSingle Family_FALSE
Water_00004966 | SITE_01995 | Room_00024391 | Bathroom_3 | Bathroom | Shower / Bathtub combo with diverter valve | unknown |  |  |  | Unknown | Secondary | Daily / Almost Daily | Large showerhead | Unknown |  | N/A |  | N/A | WA | Single Family | Shower | 2502 | 5123.47 | Single Family | TRUE | TRUE | FALSE | FALSE | FALSE | 0 | 0 | Single Family_TRUE | Single Family_TRUE | Single Family_FALSE | Single Family_FALSE | Single Family_FALSE | unknown | unknownSingle Family_FALSE | unknownSingle Family_TRUE
Water_00004967 | SITE_01999 | Room_00024448 | Kitchen_1 | Kitchen | Kitchen Faucet | 2.2111 | 2.2111 |  | 2.5 |  | N/A | N/A | N/A | Bag | 0.796 |  | 1.99 |  | WA | Single Family | Kitchen Faucet | 2506 | 5123.47 | Single Family | FALSE | FALSE |  |  |  | 11328.5614 | 10195.7053 | Single Family_FALSE | Single Family_FALSE | Single Family_ | Single Family_ | Single Family_ | unknown | unknownSingle Family_ | unknownSingle Family_FALSE
Water_00004968 | SITE_01999 | Room_00024449 | Bathroom_1 | Bathroom | Bathroom Faucet | 2.6533 | 2.6533 |  | 3 |  | N/A | N/A | N/A | Bag | 0.796 |  | 2.388 |  | WA | Single Family | Bathroom Faucet | 2506 | 5123.47 | Single Family | FALSE | FALSE |  |  |  | 13594.2737 | 12234.8464 | Single Family_FALSE | Single Family_FALSE | Single Family_ | Single Family_ | Single Family_ | unknown | unknownSingle Family_ | unknownSingle Family_FALSE
Water_00004969 | SITE_01999 | Room_00024455 | Bathroom_2 | Bathroom | Shower | unknown |  |  |  | Unknown | Secondary | A few times per month | Could not fit flow bag over shower head | Bag | 0.8492 |  |  | Unknown | WA | Single Family | Shower | 2506 | 5123.47 | Single Family | TRUE | FALSE | FALSE | FALSE | FALSE | 0 | 0 | Single Family_TRUE | Single Family_FALSE | Single Family_FALSE | Single Family_FALSE | Single Family_FALSE | unknown | unknownSingle Family_FALSE | unknownSingle Family_TRUE
Water_00004970 | SITE_01999 | Room_00024455 | Bathroom_2 | Bathroom | Bathroom Faucet | 2.6533 | 2.6533 |  | 3 |  | N/A | N/A | N/A | Bag | 0.796 |  | 2.388 |  | WA | Single Family | Bathroom Faucet | 2506 | 5123.47 | Single Family | FALSE | FALSE |  |  |  | 13594.2737 | 12234.8464 | Single Family_FALSE | Single Family_FALSE | Single Family_ | Single Family_ | Single Family_ | unknown | unknownSingle Family_ | unknownSingle Family_FALSE
Water_00004971 | SITE_01999 | Room_00024457 | Bathroom_3 | Bathroom | Bathroom Faucet | 2.2111 | 2.2111 |  | 2.5 |  | N/A | N/A | N/A | Bag | 0.796 |  | 1.99 |  | WA | Single Family | Bathroom Faucet | 2506 | 5123.47 | Single Family | FALSE | FALSE |  |  |  | 11328.5614 | 10195.7053 | Single Family_FALSE | Single Family_FALSE | Single Family_ | Single Family_ | Single Family_ | unknown | unknownSingle Family_ | unknownSingle Family_FALSE
Water_00004972 | SITE_01999 | Room_00024457 | Bathroom_3 | Bathroom | Bathroom Faucet | unknown |  |  |  | Unknown | N/A | N/A | Could not access, in sleeping kids side | Bag | 0.796 |  |  | Unknown | WA | Single Family | Bathroom Faucet | 2506 | 5123.47 | Single Family | FALSE | FALSE |  |  |  | 0 | 0 | Single Family_FALSE | Single Family_FALSE | Single Family_ | Single Family_ | Single Family_ | unknown | unknownSingle Family_ | unknownSingle Family_FALSE
Water_00004973 | SITE_01999 | Room_00024457 | Bathroom_3 | Bathroom | Shower / Bathtub combo with diverter valve | unknown |  |  |  | Unknown | Secondary | A few times per week | Shower head too large for flowbag | Bag | 0.8492 |  |  | Unknown | WA | Single Family | Shower | 2506 | 5123.47 | Single Family | TRUE | TRUE | FALSE | FALSE | FALSE | 0 | 0 | Single Family_TRUE | Single Family_TRUE | Single Family_FALSE | Single Family_FALSE | Single Family_FALSE | unknown | unknownSingle Family_FALSE | unknownSingle Family_TRUE
Water_00004974 | SITE_01999 | Room_00024460 | Bathroom_4 | Bathroom | Bathroom Faucet | 2.2111 | 2.2111 |  | 2.5 |  | N/A | N/A | N/A | Bag | 0.796 |  | 1.99 |  | WA | Single Family | Bathroom Faucet | 2506 | 5123.47 | Single Family | FALSE | FALSE |  |  |  | 11328.5614 | 10195.7053 | Single Family_FALSE | Single Family_FALSE | Single Family_ | Single Family_ | Single Family_ | unknown | unknownSingle Family_ | unknownSingle Family_FALSE
Water_00004975 | SITE_01999 | Room_00024460 | Bathroom_4 | Bathroom | Bathroom Faucet | 2.6533 | 2.6533 |  | 3 |  | N/A | N/A | N/A | Bag | 0.796 |  | 2.388 |  | WA | Single Family | Bathroom Faucet | 2506 | 5123.47 | Single Family | FALSE | FALSE |  |  |  | 13594.2737 | 12234.8464 | Single Family_FALSE | Single Family_FALSE | Single Family_ | Single Family_ | Single Family_ | unknown | unknownSingle Family_ | unknownSingle Family_FALSE
Water_00004976 | SITE_01999 | Room_00024460 | Bathroom_4 | Bathroom | Shower | unknown |  |  |  | Unknown | Primary | Daily / Almost Daily | Two shower heads on different controls | Bag | 0.8492 |  |  | Unknown | WA | Single Family | Shower | 2506 | 5123.47 | Single Family | TRUE | FALSE | FALSE | FALSE | FALSE | 0 | 0 | Single Family_TRUE | Single Family_FALSE | Single Family_FALSE | Single Family_FALSE | Single Family_FALSE | unknown | unknownSingle Family_FALSE | unknownSingle Family_TRUE
Water_00004977 | SITE_01999 | Room_00024460 | Bathroom_4 | Bathroom | Bathtub | unknown |  |  |  | N/A | N/A | N/A | N/A | Unknown |  | N/A |  | N/A | WA | Single Family | Bathtub | 2506 | 5123.47 | Single Family | FALSE | FALSE |  |  |  | 0 | 0 | Single Family_FALSE | Single Family_FALSE | Single Family_ | Single Family_ | Single Family_ | unknown | unknownSingle Family_ | unknownSingle Family_FALSE
Water_00004978 | SITE_02022 | Room_00024816 | Kitchen_1 | Kitchen | Kitchen Faucet | 1.8 | 1.3267 | 1.8 | 1.5 |  | N/A | N/A | N/A | Bag | 0.796 |  | 1.194 |  | WA | Single Family | Kitchen Faucet | 2529 | 5123.47 | Single Family | FALSE | FALSE |  |  |  | 9222.246 | 6117.4232 | Single Family_FALSE | Single Family_FALSE | Single Family_ | Single Family_ | Single Family_ | unknown | unknownSingle Family_ | unknownSingle Family_FALSE
Water_00004979 | SITE_02022 | Room_00024819 | Laundry_1 | Laundry | Bathroom Faucet | 1.3267 | 1.3267 |  | 1.5 |  | N/A | N/A | N/A | Bag | 0.796 |  | 1.194 |  | WA | Single Family | Bathroom Faucet | 2529 | 5123.47 | Single Family | FALSE | FALSE |  |  |  | 6797.1369 | 6117.4232 | Single Family_FALSE | Single Family_FALSE | Single Family_ | Single Family_ | Single Family_ | unknown | unknownSingle Family_ | unknownSingle Family_FALSE
Water_00004980 | SITE_02022 | Room_00024821 | Bathroom_1 | Bathroom | Shower / Bathtub combo with diverter valve | unknown |  |  |  | Unknown | Secondary | Daily / Almost Daily | Shower head too big to measure | Bag | 0.8492 |  |  | Unknown | WA | Single Family | Shower | 2529 | 5123.47 | Single Family | TRUE | TRUE | FALSE | FALSE | FALSE | 0 | 0 | Single Family_TRUE | Single Family_TRUE | Single Family_FALSE | Single Family_FALSE | Single Family_FALSE | unknown | unknownSingle Family_FALSE | unknownSingle Family_TRUE
Water_00004981 | SITE_02022 | Room_00024821 | Bathroom_1 | Bathroom | Bathroom Faucet | 3.0956 | 3.0956 |  | 3.5 |  | N/A | N/A | N/A | Bag | 0.796 |  | 2.786 |  | WA | Single Family | Bathroom Faucet | 2529 | 5123.47 | Single Family | FALSE | FALSE |  |  |  | 15859.986 | 14273.9874 | Single Family_FALSE | Single Family_FALSE | Single Family_ | Single Family_ | Single Family_ | unknown | unknownSingle Family_ | unknownSingle Family_FALSE
Water_00004982 | SITE_02028 | Room_00024898 | Bathroom_1 | Bathroom | Bathtub | unknown |  |  |  | N/A | N/A | N/A | N/A | Unknown |  | N/A |  | N/A | WA | Single Family | Bathtub | 2535 | 5123.47 | Single Family | FALSE | FALSE |  |  |  | 0 | 0 | Single Family_FALSE | Single Family_FALSE | Single Family_ | Single Family_ | Single Family_ | unknown | unknownSingle Family_ | unknownSingle Family_FALSE
Water_00004983 | SITE_02028 | Room_00024898 | Bathroom_1 | Bathroom | Shower | 2.5 | 2.2778 | 2.5 | 2.2 |  | Primary | Daily / Almost Daily | N/A | Weir | 0.932 |  | 2.05 |  | WA | Single Family | Shower | 2535 | 5123.47 | Single Family | TRUE | FALSE | TRUE | TRUE | TRUE | 12808.675 | 10503.1135 | Single Family_TRUE | Single Family_FALSE | Single Family_TRUE | Single Family_TRUE | Single Family_TRUE | 2.5gpm | 2.5gpmSingle Family_TRUE | 2.5gpmSingle Family_TRUE
Water_00004984 | SITE_02028 | Room_00024898 | Bathroom_1 | Bathroom | Bathroom Faucet | 2.1222 | 2.1222 |  | 2.4 |  | N/A | N/A | N/A | Bag | 0.796 |  | 1.91 |  | WA | Single Family | Bathroom Faucet | 2535 | 5123.47 | Single Family | FALSE | FALSE |  |  |  | 10873.1419 | 9785.8277 | Single Family_FALSE | Single Family_FALSE | Single Family_ | Single Family_ | Single Family_ | unknown | unknownSingle Family_ | unknownSingle Family_FALSE
Water_00004985 | SITE_02028 | Room_00024898 | Bathroom_1 | Bathroom | Bathroom Faucet | 2.0344 | 2.0344 |  | 2.3 |  | N/A | N/A | N/A | Bag | 0.796 |  | 1.831 |  | WA | Single Family | Bathroom Faucet | 2535 | 5123.47 | Single Family | FALSE | FALSE |  |  |  | 10423.4151 | 9381.0736 | Single Family_FALSE | Single Family_FALSE | Single Family_ | Single Family_ | Single Family_ | unknown | unknownSingle Family_ | unknownSingle Family_FALSE
Water_00004986 | SITE_02028 | Room_00024901 | Bathroom_2 | Bathroom | Bathroom Faucet | 1.7689 | 1.7689 |  | 2 |  | N/A | N/A | N/A | Bag | 0.796 |  | 1.592 |  | WA | Single Family | Bathroom Faucet | 2535 | 5123.47 | Single Family | FALSE | FALSE |  |  |  | 9062.8492 | 8156.5642 | Single Family_FALSE | Single Family_FALSE | Single Family_ | Single Family_ | Single Family_ | unknown | unknownSingle Family_ | unknownSingle Family_FALSE
Water_00004987 | SITE_02028 | Room_00024901 | Bathroom_2 | Bathroom | Shower / Bathtub combo with diverter valve | 2.0711 | 2.0711 |  | 2 |  | Secondary | A few times per week | N/A | Weir | 0.932 |  | 1.864 |  | WA | Single Family | Shower | 2535 | 5123.47 | Single Family | TRUE | TRUE | TRUE | TRUE | TRUE | 10611.2756 | 9550.1481 | Single Family_TRUE | Single Family_TRUE | Single Family_TRUE | Single Family_TRUE | Single Family_TRUE | 2.5gpm | 2.5gpmSingle Family_TRUE | 2.5gpmSingle Family_TRUE
Water_00004988 | SITE_02028 | Room_00024904 | Bathroom_3 | Bathroom | Bathroom Faucet | 0.88444 | 0.88444 |  | 1 |  | N/A | N/A | N/A | Bag | 0.796 |  | 0.796 |  | WA | Single Family | Bathroom Faucet | 2535 | 5123.47 | Single Family | FALSE | FALSE |  |  |  | 4531.4246 | 4078.2821 | Single Family_FALSE | Single Family_FALSE | Single Family_ | Single Family_ | Single Family_ | unknown | unknownSingle Family_ | unknownSingle Family_FALSE
Water_00004989 | SITE_02028 | Room_00024907 | Kitchen_1 | Kitchen | Kitchen Faucet | unknown |  |  | 1.5 |  | N/A | N/A | N/A | Unknown |  | N/A |  | N/A | WA | Single Family | Kitchen Faucet | 2535 | 5123.47 | Single Family | FALSE | FALSE |  |  |  | 0 | 0 | Single Family_FALSE | Single Family_FALSE | Single Family_ | Single Family_ | Single Family_ | unknown | unknownSingle Family_ | unknownSingle Family_FALSE
Water_00004990 | SITE_02032 | Room_00024958 | Kitchen_1 | Kitchen | Kitchen Faucet | 2.2 |  | 2.2 | 2.2 |  | N/A | N/A | N/A | Unknown |  | N/A |  | N/A | WA | Manufactured | Kitchen Faucet | 2539 | 2658 | Manufactured | FALSE | FALSE |  |  |  | 5847.6 | 0 | Manufactured_FALSE | Manufactured_FALSE | Manufactured_ | Manufactured_ | Manufactured_ | unknown | unknownManufactured_ | unknownManufactured_FALSE
Water_00004991 | SITE_02032 | Room_00024960 | Bathroom_1 | Bathroom | Bathroom Faucet | unknown |  |  | 2.5 |  | N/A | N/A | N/A | Unknown |  | N/A |  | N/A | WA | Manufactured | Bathroom Faucet | 2539 | 2658 | Manufactured | FALSE | FALSE |  |  |  | 0 | 0 | Manufactured_FALSE | Manufactured_FALSE | Manufactured_ | Manufactured_ | Manufactured_ | unknown | unknownManufactured_ | unknownManufactured_FALSE
Water_00004992 | SITE_02032 | Room_00024960 | Bathroom_1 | Bathroom | Shower / Bathtub combo with diverter valve | unknown |  |  |  | Unknown | Primary | Daily / Almost Daily | N/A | Unknown |  | N/A |  | N/A | WA | Manufactured | Shower | 2539 | 2658 | Manufactured | TRUE | TRUE | FALSE | FALSE | FALSE | 0 | 0 | Manufactured_TRUE | Manufactured_TRUE | Manufactured_FALSE | Manufactured_FALSE | Manufactured_FALSE | unknown | unknownManufactured_FALSE | unknownManufactured_TRUE
Water_00004993 | SITE_02032 | Room_00024962 | Bathroom_2 | Bathroom | Bathroom Faucet | unknown |  |  | 1.5 |  | N/A | N/A | N/A | Unknown |  | N/A |  | N/A | WA | Manufactured | Bathroom Faucet | 2539 | 2658 | Manufactured | FALSE | FALSE |  |  |  | 0 | 0 | Manufactured_FALSE | Manufactured_FALSE | Manufactured_ | Manufactured_ | Manufactured_ | unknown | unknownManufactured_ | unknownManufactured_FALSE
Water_00004994 | SITE_02032 | Room_00024962 | Bathroom_2 | Bathroom | Shower / Bathtub combo with diverter valve | unknown |  |  |  | Unknown | Secondary | A few times per year | N/A | Unknown |  | N/A |  | N/A | WA | Manufactured | Shower | 2539 | 2658 | Manufactured | TRUE | TRUE | FALSE | FALSE | FALSE | 0 | 0 | Manufactured_TRUE | Manufactured_TRUE | Manufactured_FALSE | Manufactured_FALSE | Manufactured_FALSE | unknown | unknownManufactured_FALSE | unknownManufactured_TRUE
Water_00004995 | SITE_02040 | Room_00025086 | Kitchen_1 | Kitchen | Kitchen Faucet | 2.2 | 1.3267 | 2.2 | 1.5 |  | N/A | N/A | N/A | Bag | 0.796 |  | 1.194 |  | WA | Manufactured | Kitchen Faucet | 2547 | 2658 | Manufactured | FALSE | FALSE |  |  |  | 5847.6 | 3173.652 | Manufactured_FALSE | Manufactured_FALSE | Manufactured_ | Manufactured_ | Manufactured_ | unknown | unknownManufactured_ | unknownManufactured_FALSE
Water_00004996 | SITE_02040 | Room_00025089 | Bathroom_1 | Bathroom | Bathroom Faucet | 2.2 | 1.3267 | 2.2 | 1.5 |  | N/A | N/A | N/A | Bag | 0.796 |  | 1.194 |  | WA | Manufactured | Bathroom Faucet | 2547 | 2658 | Manufactured | FALSE | FALSE |  |  |  | 5847.6 | 3173.652 | Manufactured_FALSE | Manufactured_FALSE | Manufactured_ | Manufactured_ | Manufactured_ | unknown | unknownManufactured_ | unknownManufactured_FALSE
Water_00004997 | SITE_02040 | Room_00025089 | Bathroom_1 | Bathroom | Bathroom Faucet | 2.2 | 1.3267 | 2.2 | 1.5 |  | N/A | N/A | N/A | Bag | 0.796 |  | 1.194 |  | WA | Manufactured | Bathroom Faucet | 2547 | 2658 | Manufactured | FALSE | FALSE |  |  |  | 5847.6 | 3173.652 | Manufactured_FALSE | Manufactured_FALSE | Manufactured_ | Manufactured_ | Manufactured_ | unknown | unknownManufactured_ | unknownManufactured_FALSE
Water_00004998 | SITE_02040 | Room_00025089 | Bathroom_1 | Bathroom | Bathtub | unknown |  |  |  | N/A | N/A | N/A | N/A | Unknown |  | N/A |  | N/A | WA | Manufactured | Bathtub | 2547 | 2658 | Manufactured | FALSE | FALSE |  |  |  | 0 | 0 | Manufactured_FALSE | Manufactured_FALSE | Manufactured_ | Manufactured_ | Manufactured_ | unknown | unknownManufactured_ | unknownManufactured_FALSE
Water_00004999 | SITE_02040 | Room_00025089 | Bathroom_1 | Bathroom | Shower | 2 | 5.6611 | 2 | 6 |  | Primary | Daily / Almost Daily | N/A | Bag | 0.8492 |  | 5.095 |  | WA | Manufactured | Shower | 2547 | 2658 | Manufactured | TRUE | FALSE | TRUE | TRUE | TRUE | 5316 | 13542.51 | Manufactured_TRUE | Manufactured_FALSE | Manufactured_TRUE | Manufactured_TRUE | Manufactured_TRUE | 2.0gpm | 2.0gpmManufactured_TRUE | 2.0gpmManufactured_TRUE
Water_00005000 | SITE_02040 | Room_00025094 | Bathroom_2 | Bathroom | Shower / Bathtub combo with diverter valve | 2.5 | 1.6044 | 2.5 | 1.7 |  | Primary | A few times per month | N/A | Bag | 0.8492 |  | 1.444 |  | WA | Manufactured | Shower | 2547 | 2658 | Manufactured | TRUE | TRUE | TRUE | TRUE | TRUE | 6645 | 3838.152 | Manufactured_TRUE | Manufactured_TRUE | Manufactured_TRUE | Manufactured_TRUE | Manufactured_TRUE | 2.5gpm | 2.5gpmManufactured_TRUE | 2.5gpmManufactured_TRUE
Water_00005001 | SITE_02040 | Room_00025094 | Bathroom_2 | Bathroom | Bathroom Faucet | 1.7689 | 1.7689 |  | 2 |  | N/A | N/A | N/A | Bag | 0.796 |  | 1.592 |  | WA | Manufactured | Bathroom Faucet | 2547 | 2658 | Manufactured | FALSE | FALSE |  |  |  | 4701.7067 | 4231.536 | Manufactured_FALSE | Manufactured_FALSE | Manufactured_ | Manufactured_ | Manufactured_ | unknown | unknownManufactured_ | unknownManufactured_FALSE
Water_00005002 | SITE_00805 | Room_00014456 | Kitchen_1 | Kitchen | Kitchen Faucet | 2.2 | 2.2111 | 2.2 | 2.5 |  | N/A | N/A | N/A | Bag | 0.796 |  | 1.99 |  | WA | Multifamily Residence | Kitchen Faucet | 1324 | 2000.27 | Multifamily Residence | FALSE | FALSE |  |  |  | 4400.594 | 3980.5373 | Multifamily Residence_FALSE | Multifamily Residence_FALSE | Multifamily Residence_ | Multifamily Residence_ | Multifamily Residence_ | unknown | unknownMultifamily Residence_ | unknownMultifamily Residence_FALSE
Water_00005003 | SITE_00805 | Room_00014461 | Bathroom_1 | Bathroom | Bathroom Faucet | 2.2 | 2.2111 | 2.2 | 2.5 |  | N/A | N/A | N/A | Bag | 0.796 |  | 1.99 |  | WA | Multifamily Residence | Bathroom Faucet | 1324 | 2000.27 | Multifamily Residence | FALSE | FALSE |  |  |  | 4400.594 | 3980.5373 | Multifamily Residence_FALSE | Multifamily Residence_FALSE | Multifamily Residence_ | Multifamily Residence_ | Multifamily Residence_ | unknown | unknownMultifamily Residence_ | unknownMultifamily Residence_FALSE
Water_00005004 | SITE_00805 | Room_00014461 | Bathroom_1 | Bathroom | Shower / Bathtub combo with diverter valve | 2.5 | 2.1233 | 2.5 | 2.25 |  | Secondary | Daily / Almost Daily | N/A | Bag | 0.8492 |  | 1.911 |  | WA | Multifamily Residence | Shower | 1324 | 2000.27 | Multifamily Residence | TRUE | TRUE | TRUE | TRUE | TRUE | 5000.675 | 3822.516 | Multifamily Residence_TRUE | Multifamily Residence_TRUE | Multifamily Residence_TRUE | Multifamily Residence_TRUE | Multifamily Residence_TRUE | 2.5gpm | 2.5gpmMultifamily Residence_TRUE | 2.5gpmMultifamily Residence_TRUE
Water_00005005 | SITE_00805 | Room_00014463 | Bathroom_2 | Bathroom | Bathroom Faucet | 2.2 | 1.3267 | 2.2 | 1.5 |  | N/A | N/A | N/A | Bag | 0.796 |  | 1.194 |  | WA | Multifamily Residence | Bathroom Faucet | 1324 | 2000.27 | Multifamily Residence | FALSE | FALSE |  |  |  | 4400.594 | 2388.3224 | Multifamily Residence_FALSE | Multifamily Residence_FALSE | Multifamily Residence_ | Multifamily Residence_ | Multifamily Residence_ | unknown | unknownMultifamily Residence_ | unknownMultifamily Residence_FALSE
Water_00005006 | SITE_00805 | Room_00014463 | Bathroom_2 | Bathroom | Shower | 2.5 | 2.3589 | 2.5 | 2.5 |  | Primary | Daily / Almost Daily | N/A | Bag | 0.8492 |  | 2.123 |  | WA | Multifamily Residence | Shower | 1324 | 2000.27 | Multifamily Residence | TRUE | FALSE | TRUE | TRUE | TRUE | 5000.675 | 4246.5732 | Multifamily Residence_TRUE | Multifamily Residence_FALSE | Multifamily Residence_TRUE | Multifamily Residence_TRUE | Multifamily Residence_TRUE | 2.5gpm | 2.5gpmMultifamily Residence_TRUE | 2.5gpmMultifamily Residence_TRUE
Water_00005007 | SITE_00810 | Room_00014499 | Kitchen_1 | Kitchen | Kitchen Faucet | 2.2 |  | 2.2 | 2.3 |  | N/A | N/A | N/A | Unknown |  | N/A |  | N/A | WA | Multifamily Residence | Kitchen Faucet | 1329 | 2000.27 | Multifamily Residence | FALSE | FALSE |  |  |  | 4400.594 | 0 | Multifamily Residence_FALSE | Multifamily Residence_FALSE | Multifamily Residence_ | Multifamily Residence_ | Multifamily Residence_ | unknown | unknownMultifamily Residence_ | unknownMultifamily Residence_FALSE
Water_00005008 | SITE_00810 | Room_00014500 | Bathroom_1 | Bathroom | Shower / Bathtub combo with diverter valve | unknown |  |  | 1.5 |  | Primary | Daily / Almost Daily | N/A | Unknown |  | N/A |  | N/A | WA | Multifamily Residence | Shower | 1329 | 2000.27 | Multifamily Residence | TRUE | TRUE | FALSE | FALSE | FALSE | 0 | 0 | Multifamily Residence_TRUE | Multifamily Residence_TRUE | Multifamily Residence_FALSE | Multifamily Residence_FALSE | Multifamily Residence_FALSE | unknown | unknownMultifamily Residence_FALSE | unknownMultifamily Residence_TRUE
Water_00005009 | SITE_00810 | Room_00014500 | Bathroom_1 | Bathroom | Bathroom Faucet | unknown |  |  | 2.2 |  | N/A | N/A | N/A | Unknown |  | N/A |  | N/A | WA | Multifamily Residence | Bathroom Faucet | 1329 | 2000.27 | Multifamily Residence | FALSE | FALSE |  |  |  | 0 | 0 | Multifamily Residence_FALSE | Multifamily Residence_FALSE | Multifamily Residence_ | Multifamily Residence_ | Multifamily Residence_ | unknown | unknownMultifamily Residence_ | unknownMultifamily Residence_FALSE
Water_00005010 | SITE_00816 | Room_00014549 | Bathroom_1 | Bathroom | Bathroom Faucet | 2 | 2.2111 | 2 | 2.5 |  | N/A | N/A | N/A | Bag | 0.796 |  | 1.99 |  | WA | Multifamily Residence | Bathroom Faucet | 1335 | 2000.27 | Multifamily Residence | FALSE | FALSE |  |  |  | 4000.54 | 3980.5373 | Multifamily Residence_FALSE | Multifamily Residence_FALSE | Multifamily Residence_ | Multifamily Residence_ | Multifamily Residence_ | unknown | unknownMultifamily Residence_ | unknownMultifamily Residence_FALSE
Water_00005011 | SITE_00816 | Room_00014549 | Bathroom_1 | Bathroom | Shower / Bathtub combo with diverter valve | 1.8122 | 1.8122 |  | 1.75 |  | All used about the same | Daily / Almost Daily | N/A | Weir | 0.932 |  | 1.631 |  | WA | Multifamily Residence | Shower | 1335 | 2000.27 | Multifamily Residence | TRUE | TRUE | TRUE | TRUE | TRUE | 3624.9337 | 3262.4404 | Multifamily Residence_TRUE | Multifamily Residence_TRUE | Multifamily Residence_TRUE | Multifamily Residence_TRUE | Multifamily Residence_TRUE | 2.0gpm | 2.0gpmMultifamily Residence_TRUE | 2.0gpmMultifamily Residence_TRUE
Water_00005012 | SITE_00816 | Room_00014552 | Kitchen_1 | Kitchen | Kitchen Faucet | unknown |  |  | 2 |  | N/A | N/A | N/A | Unknown |  | N/A |  | N/A | WA | Multifamily Residence | Kitchen Faucet | 1335 | 2000.27 | Multifamily Residence | FALSE | FALSE |  |  |  | 0 | 0 | Multifamily Residence_FALSE | Multifamily Residence_FALSE | Multifamily Residence_ | Multifamily Residence_ | Multifamily Residence_ | unknown | unknownMultifamily Residence_ | unknownMultifamily Residence_FALSE
Water_00005013 | SITE_00816 | Room_00014554 | Bathroom_6 | Bathroom | Bathroom Faucet | 1.7689 | 1.7689 |  | 2 |  | N/A | N/A | N/A | Bag | 0.796 |  | 1.592 |  | WA | Multifamily Residence | Bathroom Faucet | 1335 | 2000.27 | Multifamily Residence | FALSE | FALSE |  |  |  | 3538.2554 | 3184.4298 | Multifamily Residence_FALSE | Multifamily Residence_FALSE | Multifamily Residence_ | Multifamily Residence_ | Multifamily Residence_ | unknown | unknownMultifamily Residence_ | unknownMultifamily Residence_FALSE
Water_00005014 | SITE_00816 | Room_00014554 | Bathroom_6 | Bathroom | Shower / Bathtub combo with diverter valve | 2.3589 | 2.3589 |  | 2.5 |  | Primary | A few times per week | N/A | Bag | 0.8492 |  | 2.123 |  | WA | Multifamily Residence | Shower | 1335 | 2000.27 | Multifamily Residence | TRUE | TRUE | TRUE | TRUE | TRUE | 4718.4147 | 4246.5732 | Multifamily Residence_TRUE | Multifamily Residence_TRUE | Multifamily Residence_TRUE | Multifamily Residence_TRUE | Multifamily Residence_TRUE | 2.5gpm | 2.5gpmMultifamily Residence_TRUE | 2.5gpmMultifamily Residence_TRUE
Water_00005015 | SITE_01124 | Room_00016360 | Kitchen_1 | Kitchen | Kitchen Faucet | 2.0344 | 2.0344 |  | 2.3 |  | N/A | N/A | N/A | Bag | 0.796 |  | 1.831 |  | WA | Multifamily Residence | Kitchen Faucet | 1639 | 2002.11 | Multifamily Residence | FALSE | FALSE |  |  |  | 4073.1816 | 3665.8634 | Multifamily Residence_FALSE | Multifamily Residence_FALSE | Multifamily Residence_ | Multifamily Residence_ | Multifamily Residence_ | unknown | unknownMultifamily Residence_ | unknownMultifamily Residence_FALSE
Water_00005016 | SITE_01124 | Room_00016361 | Bathroom_1 | Bathroom | Bathroom Faucet | 1.5 | 1.2378 | 1.5 | 1.4 |  | N/A | N/A | N/A | Bag | 0.796 |  | 1.114 |  | WA | Multifamily Residence | Bathroom Faucet | 1639 | 2002.11 | Multifamily Residence | FALSE | FALSE |  |  |  | 3003.165 | 2230.3505 | Multifamily Residence_FALSE | Multifamily Residence_FALSE | Multifamily Residence_ | Multifamily Residence_ | Multifamily Residence_ | unknown | unknownMultifamily Residence_ | unknownMultifamily Residence_FALSE
Water_00005017 | SITE_01124 | Room_00016362 | Bathroom_2 | Bathroom | Shower / Bathtub combo with diverter valve | 1.4156 | 1.4156 |  | 1.5 |  | Primary | Daily / Almost Daily | N/A | Bag | 0.8492 |  | 1.274 |  | WA | Multifamily Residence | Shower | 1639 | 2002.11 | Multifamily Residence | TRUE | TRUE | TRUE | TRUE | TRUE | 2834.0979 | 2550.6881 | Multifamily Residence_TRUE | Multifamily Residence_TRUE | Multifamily Residence_TRUE | Multifamily Residence_TRUE | Multifamily Residence_TRUE | <1.5gpm | <1.5gpmMultifamily Residence_TRUE | <1.5gpmMultifamily Residence_TRUE
Water_00005018 | SITE_01124 | Room_00016363 | Bathroom_3 | Bathroom | Bathroom Faucet | 1.5 | 1.4156 | 1.5 | 1.6 |  | N/A | N/A | N/A | Bag | 0.796 |  | 1.274 |  | WA | Multifamily Residence | Bathroom Faucet | 1639 | 2002.11 | Multifamily Residence | FALSE | FALSE |  |  |  | 3003.165 | 2550.6881 | Multifamily Residence_FALSE | Multifamily Residence_FALSE | Multifamily Residence_ | Multifamily Residence_ | Multifamily Residence_ | unknown | unknownMultifamily Residence_ | unknownMultifamily Residence_FALSE
Water_00005019 | SITE_01131 | Room_00016431 | Kitchen_1 | Kitchen | Bathroom Faucet | 2.2 |  | 2.2 | 2.5 |  | N/A | N/A | N/A | Unknown |  | N/A |  | N/A | WA | Multifamily Residence | Bathroom Faucet | 1646 | 2000.27 | Multifamily Residence | FALSE | FALSE |  |  |  | 4400.594 | 0 | Multifamily Residence_FALSE | Multifamily Residence_FALSE | Multifamily Residence_ | Multifamily Residence_ | Multifamily Residence_ | unknown | unknownMultifamily Residence_ | unknownMultifamily Residence_FALSE
Water_00005020 | SITE_01131 | Room_00016432 | Bathroom_1 | Bathroom | Bathroom Faucet | 1.5 |  | 1.5 | 2.5 |  | N/A | N/A | N/A | Unknown |  | N/A |  | N/A | WA | Multifamily Residence | Bathroom Faucet | 1646 | 2000.27 | Multifamily Residence | FALSE | FALSE |  |  |  | 3000.405 | 0 | Multifamily Residence_FALSE | Multifamily Residence_FALSE | Multifamily Residence_ | Multifamily Residence_ | Multifamily Residence_ | unknown | unknownMultifamily Residence_ | unknownMultifamily Residence_FALSE
Water_00005021 | SITE_01131 | Room_00016432 | Bathroom_1 | Bathroom | Shower / Bathtub combo with diverter valve | unknown |  |  | 2.5 |  | Primary | Unknown | N/A | Unknown |  | N/A |  | N/A | WA | Multifamily Residence | Shower | 1646 | 2000.27 | Multifamily Residence | TRUE | TRUE | FALSE | FALSE | FALSE | 0 | 0 | Multifamily Residence_TRUE | Multifamily Residence_TRUE | Multifamily Residence_FALSE | Multifamily Residence_FALSE | Multifamily Residence_FALSE | unknown | unknownMultifamily Residence_FALSE | unknownMultifamily Residence_TRUE
Water_00005022 | SITE_00002 | Room_00006389 | Kitchen_1 | Kitchen | Kitchen Faucet | unknown |  |  | 2 |  | N/A | N/A | N/A | Unknown |  | N/A |  | N/A | WA | Manufactured | Kitchen Faucet | 525 | 997.59 | Manufactured | FALSE | FALSE |  |  |  | 0 | 0 | Manufactured_FALSE | Manufactured_FALSE | Manufactured_ | Manufactured_ | Manufactured_ | unknown | unknownManufactured_ | unknownManufactured_FALSE
Water_00005023 | SITE_00002 | Room_00006396 | Bathroom_6 | Bathroom | Bathroom Faucet | 1.4156 | 1.4156 |  | 1.6 |  | N/A | N/A | N/A | Bag | 0.796 |  | 1.274 |  | WA | Manufactured | Bathroom Faucet | 525 | 997.59 | Manufactured | FALSE | FALSE |  |  |  | 1412.1441 | 1270.9297 | Manufactured_FALSE | Manufactured_FALSE | Manufactured_ | Manufactured_ | Manufactured_ | unknown | unknownManufactured_ | unknownManufactured_FALSE
Water_00005024 | SITE_00002 | Room_00006397 | Bathroom_7 | Bathroom | Bathroom Faucet | 1.68 | 1.68 |  | 1.9 |  | N/A | N/A | N/A | Bag | 0.796 |  | 1.512 |  | WA | Manufactured | Bathroom Faucet | 525 | 997.59 | Manufactured | FALSE | FALSE |  |  |  | 1675.9512 | 1508.3561 | Manufactured_FALSE | Manufactured_FALSE | Manufactured_ | Manufactured_ | Manufactured_ | unknown | unknownManufactured_ | unknownManufactured_FALSE
Water_00005025 | SITE_00002 | Room_00006397 | Bathroom_7 | Bathroom | Shower | 2 | 3.0189 | 2 | 3.2 |  | Primary | Daily / Almost Daily | N/A | Bag | 0.8492 |  | 2.717 |  | WA | Manufactured | Shower | 525 | 997.59 | Manufactured | TRUE | FALSE | TRUE | TRUE | TRUE | 1995.18 | 2710.452 | Manufactured_TRUE | Manufactured_FALSE | Manufactured_TRUE | Manufactured_TRUE | Manufactured_TRUE | 2.0gpm | 2.0gpmManufactured_TRUE | 2.0gpmManufactured_TRUE
Water_00005026 | SITE_00004 | Room_00006413 | Bathroom_1 | Bathroom | Bathroom Faucet | 1.7689 | 1.7689 |  | 2 |  | N/A | N/A | N/A | Bag | 0.796 |  | 1.592 |  | WA | Manufactured | Bathroom Faucet | 527 | 997.59 | Manufactured | FALSE | FALSE |  |  |  | 1764.6259 | 1588.1633 | Manufactured_FALSE | Manufactured_FALSE | Manufactured_ | Manufactured_ | Manufactured_ | unknown | unknownManufactured_ | unknownManufactured_FALSE
Water_00005027 | SITE_00004 | Room_00006413 | Bathroom_1 | Bathroom | Shower / Bathtub combo with diverter valve | unknown |  |  |  | Unknown | All used about the same | A few times per week | Dual shower head | Bag | 0.8492 |  |  | Unknown | WA | Manufactured | Shower | 527 | 997.59 | Manufactured | TRUE | TRUE | FALSE | FALSE | FALSE | 0 | 0 | Manufactured_TRUE | Manufactured_TRUE | Manufactured_FALSE | Manufactured_FALSE | Manufactured_FALSE | unknown | unknownManufactured_FALSE | unknownManufactured_TRUE
Water_00005028 | SITE_00004 | Room_00006416 | Bathroom_2 | Bathroom | Bathroom Faucet | 2 | 2.1222 | 2 | 2.4 |  | N/A | N/A | N/A | Bag | 0.796 |  | 1.91 |  | WA | Manufactured | Bathroom Faucet | 527 | 997.59 | Manufactured | FALSE | FALSE |  |  |  | 1995.18 | 1905.3969 | Manufactured_FALSE | Manufactured_FALSE | Manufactured_ | Manufactured_ | Manufactured_ | unknown | unknownManufactured_ | unknownManufactured_FALSE
Water_00005029 | SITE_00004 | Room_00006416 | Bathroom_2 | Bathroom | Shower / Bathtub combo with diverter valve | unknown |  |  |  | Unknown | All used about the same | A few times per week | Dual shower head | Bag | 0.8492 |  |  | Unknown | WA | Manufactured | Shower | 527 | 997.59 | Manufactured | TRUE | TRUE | FALSE | FALSE | FALSE | 0 | 0 | Manufactured_TRUE | Manufactured_TRUE | Manufactured_FALSE | Manufactured_FALSE | Manufactured_FALSE | unknown | unknownManufactured_FALSE | unknownManufactured_TRUE
Water_00005030 | SITE_00004 | Room_00006418 | Kitchen_1 | Kitchen | Kitchen Faucet | unknown |  |  |  | Unknown | N/A | N/A | Sink is full | Bag | 0.796 |  |  | Unknown | WA | Manufactured | Kitchen Faucet | 527 | 997.59 | Manufactured | FALSE | FALSE |  |  |  | 0 | 0 | Manufactured_FALSE | Manufactured_FALSE | Manufactured_ | Manufactured_ | Manufactured_ | unknown | unknownManufactured_ | unknownManufactured_FALSE
Water_00005031 | SITE_00006 | Room_00006441 | Kitchen_1 | Kitchen | Kitchen Faucet | 1.15 | 1.15 |  | 1.3 |  | N/A | N/A | N/A | Bag | 0.796 |  | 1.035 |  | WA | Manufactured | Kitchen Faucet | 529 | 997.59 | Manufactured | FALSE | FALSE |  |  |  | 1147.2285 | 1032.5057 | Manufactured_FALSE | Manufactured_FALSE | Manufactured_ | Manufactured_ | Manufactured_ | unknown | unknownManufactured_ | unknownManufactured_FALSE
Water_00005032 | SITE_00006 | Room_00006441 | Kitchen_1 | Kitchen | Kitchen Faucet | 0.44222 | 0.44222 |  | 0.5 |  | N/A | N/A | N/A | Bag | 0.796 |  | 0.398 |  | WA | Manufactured | Kitchen Faucet | 529 | 997.59 | Manufactured | FALSE | FALSE |  |  |  | 441.1565 | 397.0408 | Manufactured_FALSE | Manufactured_FALSE | Manufactured_ | Manufactured_ | Manufactured_ | unknown | unknownManufactured_ | unknownManufactured_FALSE
Water_00005033 | SITE_00006 | Room_00006445 | Bathroom_1 | Bathroom | Bathroom Faucet | 2 | 1.3267 | 2 | 1.5 |  | N/A | N/A | N/A | Bag | 0.796 |  | 1.194 |  | WA | Manufactured | Bathroom Faucet | 529 | 997.59 | Manufactured | FALSE | FALSE |  |  |  | 1995.18 | 1191.1225 | Manufactured_FALSE | Manufactured_FALSE | Manufactured_ | Manufactured_ | Manufactured_ | unknown | unknownManufactured_ | unknownManufactured_FALSE
Water_00005034 | SITE_00006 | Room_00006445 | Bathroom_1 | Bathroom | Shower | 1.8867 | 1.8867 |  | 2 |  | Primary | Daily / Almost Daily | N/A | Bag | 0.8492 |  | 1.698 |  | WA | Manufactured | Shower | 529 | 997.59 | Manufactured | TRUE | FALSE | TRUE | TRUE | TRUE | 1882.1198 | 1693.9078 | Manufactured_TRUE | Manufactured_FALSE | Manufactured_TRUE | Manufactured_TRUE | Manufactured_TRUE | 2.0gpm | 2.0gpmManufactured_TRUE | 2.0gpmManufactured_TRUE
Water_00005035 | SITE_00006 | Room_00006446 | Closet_1 | Closet | Bathroom Faucet | 1.2378 | 1.2378 |  | 1.4 |  | N/A | N/A | In laundry room | Bag | 0.796 |  | 1.114 |  | WA | Manufactured | Bathroom Faucet | 529 | 997.59 | Manufactured | FALSE | FALSE |  |  |  | 1234.7947 | 1111.3153 | Manufactured_FALSE | Manufactured_FALSE | Manufactured_ | Manufactured_ | Manufactured_ | unknown | unknownManufactured_ | unknownManufactured_FALSE
Water_00005036 | SITE_00006 | Room_00006449 | Bathroom_2 | Bathroom | Bathroom Faucet | 1.3267 | 1.3267 |  | 1.5 |  | N/A | N/A | N/A | Bag | 0.796 |  | 1.194 |  | WA | Manufactured | Bathroom Faucet | 529 | 997.59 | Manufactured | FALSE | FALSE |  |  |  | 1323.4694 | 1191.1225 | Manufactured_FALSE | Manufactured_FALSE | Manufactured_ | Manufactured_ | Manufactured_ | unknown | unknownManufactured_ | unknownManufactured_FALSE
Water_00005037 | SITE_00006 | Room_00006449 | Bathroom_2 | Bathroom | Bathtub | unknown |  |  |  | N/A | N/A | N/A | N/A | Unknown |  | N/A |  | N/A | WA | Manufactured | Bathtub | 529 | 997.59 | Manufactured | FALSE | FALSE |  |  |  | 0 | 0 | Manufactured_FALSE | Manufactured_FALSE | Manufactured_ | Manufactured_ | Manufactured_ | unknown | unknownManufactured_ | unknownManufactured_FALSE
Water_00005038 | SITE_00006 | Room_00006449 | Bathroom_2 | Bathroom | Bathroom Faucet | 2 | 1.3267 | 2 | 1.5 |  | N/A | N/A | N/A | Bag | 0.796 |  | 1.194 |  | WA | Manufactured | Bathroom Faucet | 529 | 997.59 | Manufactured | FALSE | FALSE |  |  |  | 1995.18 | 1191.1225 | Manufactured_FALSE | Manufactured_FALSE | Manufactured_ | Manufactured_ | Manufactured_ | unknown | unknownManufactured_ | unknownManufactured_FALSE
Water_00005039 | SITE_00006 | Room_00006449 | Bathroom_2 | Bathroom | Shower | 2.3589 | 2.3589 |  | 2.5 |  | Secondary | A few times per week | N/A | Bag | 0.8492 |  | 2.123 |  | WA | Manufactured | Shower | 529 | 997.59 | Manufactured | TRUE | FALSE | TRUE | TRUE | TRUE | 2353.204 | 2117.8836 | Manufactured_TRUE | Manufactured_FALSE | Manufactured_TRUE | Manufactured_TRUE | Manufactured_TRUE | 2.5gpm | 2.5gpmManufactured_TRUE | 2.5gpmManufactured_TRUE
Water_00005040 | SITE_00009 | Room_00006474 | Bathroom_1 | Bathroom | Bathtub | unknown |  |  |  | N/A | N/A | N/A | N/A | Unknown |  | N/A |  | N/A | WA | Manufactured | Bathtub | 532 | 921.5 | Manufactured | FALSE | FALSE |  |  |  | 0 | 0 | Manufactured_FALSE | Manufactured_FALSE | Manufactured_ | Manufactured_ | Manufactured_ | unknown | unknownManufactured_ | unknownManufactured_FALSE
Water_00005041 | SITE_00009 | Room_00006474 | Bathroom_1 | Bathroom | Bathroom Faucet | 1.5 | 1.3267 | 1.5 | 1.5 |  | N/A | N/A | N/A | Bag | 0.796 |  | 1.194 |  | WA | Manufactured | Bathroom Faucet | 532 | 921.5 | Manufactured | FALSE | FALSE |  |  |  | 1382.25 | 1100.271 | Manufactured_FALSE | Manufactured_FALSE | Manufactured_ | Manufactured_ | Manufactured_ | unknown | unknownManufactured_ | unknownManufactured_FALSE
Water_00005042 | SITE_00009 | Room_00006478 | Bathroom_2 | Bathroom | Bathroom Faucet | 1.5 | 1.3267 | 1.5 | 1.5 |  | N/A | N/A | N/A | Bag | 0.796 |  | 1.194 |  | WA | Manufactured | Bathroom Faucet | 532 | 921.5 | Manufactured | FALSE | FALSE |  |  |  | 1382.25 | 1100.271 | Manufactured_FALSE | Manufactured_FALSE | Manufactured_ | Manufactured_ | Manufactured_ | unknown | unknownManufactured_ | unknownManufactured_FALSE
Water_00005043 | SITE_00009 | Room_00006478 | Bathroom_2 | Bathroom | Shower / Bathtub combo with diverter valve | 1.8644 | 1.8644 |  | 1.8 |  | Primary | Daily / Almost Daily | N/A | Weir | 0.932 |  | 1.678 |  | WA | Manufactured | Shower | 532 | 921.5 | Manufactured | TRUE | TRUE | TRUE | TRUE | TRUE | 1718.0856 | 1546.277 | Manufactured_TRUE | Manufactured_TRUE | Manufactured_TRUE | Manufactured_TRUE | Manufactured_TRUE | 2.0gpm | 2.0gpmManufactured_TRUE | 2.0gpmManufactured_TRUE
Water_00005044 | SITE_00009 | Room_00006481 | Kitchen_1 | Kitchen | Kitchen Faucet | 1.5 |  | 1.5 | 1.5 |  | N/A | N/A | N/A | Unknown |  | N/A |  | N/A | WA | Manufactured | Kitchen Faucet | 532 | 921.5 | Manufactured | FALSE | FALSE |  |  |  | 1382.25 | 0 | Manufactured_FALSE | Manufactured_FALSE | Manufactured_ | Manufactured_ | Manufactured_ | unknown | unknownManufactured_ | unknownManufactured_FALSE
Water_00005045 | SITE_00011 | Room_00006494 | Bathroom_6 | Bathroom | Bathroom Faucet | 1.7689 | 1.7689 |  | 2 |  | N/A | N/A | Buildup | Bag | 0.796 |  | 1.592 |  | WA | Manufactured | Bathroom Faucet | 534 | 921.5 | Manufactured | FALSE | FALSE |  |  |  | 1630.0311 | 1467.028 | Manufactured_FALSE | Manufactured_FALSE | Manufactured_ | Manufactured_ | Manufactured_ | unknown | unknownManufactured_ | unknownManufactured_FALSE
Water_00005046 | SITE_00011 | Room_00006494 | Bathroom_6 | Bathroom | Shower / Bathtub combo with diverter valve | 2 | 1.4156 | 2 | 1.5 |  | Primary | Daily / Almost Daily | N/A | Bag | 0.8492 |  | 1.274 |  | WA | Manufactured | Shower | 534 | 921.5 | Manufactured | TRUE | TRUE | TRUE | TRUE | TRUE | 1843 | 1173.991 | Manufactured_TRUE | Manufactured_TRUE | Manufactured_TRUE | Manufactured_TRUE | Manufactured_TRUE | 2.0gpm | 2.0gpmManufactured_TRUE | 2.0gpmManufactured_TRUE
Water_00005047 | SITE_00011 | Room_00006497 | Kitchen_1 | Kitchen | Kitchen Faucet | 1.3267 | 1.3267 |  | 1.5 |  | N/A | N/A | N/A | Bag | 0.796 |  | 1.194 |  | WA | Manufactured | Kitchen Faucet | 534 | 921.5 | Manufactured | FALSE | FALSE |  |  |  | 1222.5233 | 1100.271 | Manufactured_FALSE | Manufactured_FALSE | Manufactured_ | Manufactured_ | Manufactured_ | unknown | unknownManufactured_ | unknownManufactured_FALSE
Water_00005048 | SITE_00011 | Room_00006503 | Bathroom_1 | Bathroom | Bathroom Faucet | 0.88444 | 0.88444 |  | 1 |  | N/A | N/A | N/A | Bag | 0.796 |  | 0.796 |  | WA | Manufactured | Bathroom Faucet | 534 | 921.5 | Manufactured | FALSE | FALSE |  |  |  | 815.0156 | 733.514 | Manufactured_FALSE | Manufactured_FALSE | Manufactured_ | Manufactured_ | Manufactured_ | unknown | unknownManufactured_ | unknownManufactured_FALSE
Water_00005049 | SITE_00011 | Room_00006503 | Bathroom_1 | Bathroom | Shower / Bathtub combo with diverter valve | 2 | 1.2267 | 2 | 1.3 |  | Secondary | A few times per week | N/A | Bag | 0.8492 |  | 1.104 |  | WA | Manufactured | Shower | 534 | 921.5 | Manufactured | TRUE | TRUE | TRUE | TRUE | TRUE | 1843 | 1017.336 | Manufactured_TRUE | Manufactured_TRUE | Manufactured_TRUE | Manufactured_TRUE | Manufactured_TRUE | 2.0gpm | 2.0gpmManufactured_TRUE | 2.0gpmManufactured_TRUE
Water_00005050 | SITE_00013 | Room_00006512 | Bathroom_1 | Bathroom | Bathroom Faucet | unknown |  |  | 1.5 |  | N/A | N/A | N/A | Unknown |  | N/A |  | N/A | WA | Manufactured | Bathroom Faucet | 536 | 921.5 | Manufactured | FALSE | FALSE |  |  |  | 0 | 0 | Manufactured_FALSE | Manufactured_FALSE | Manufactured_ | Manufactured_ | Manufactured_ | unknown | unknownManufactured_ | unknownManufactured_FALSE
Water_00005051 | SITE_00013 | Room_00006512 | Bathroom_1 | Bathroom | Shower | unknown |  |  | 2.5 |  | Primary | Daily / Almost Daily | N/A | Unknown |  | N/A |  | N/A | WA | Manufactured | Shower | 536 | 921.5 | Manufactured | TRUE | FALSE | FALSE | FALSE | FALSE | 0 | 0 | Manufactured_TRUE | Manufactured_FALSE | Manufactured_FALSE | Manufactured_FALSE | Manufactured_FALSE | unknown | unknownManufactured_FALSE | unknownManufactured_TRUE
Water_00005052 | SITE_00013 | Room_00006516 | Living Room_1 | Living Room | Kitchen Faucet | unknown |  |  | 2 |  | N/A | N/A | N/A | Unknown |  | N/A |  | N/A | WA | Manufactured | Kitchen Faucet | 536 | 921.5 | Manufactured | FALSE | FALSE |  |  |  | 0 | 0 | Manufactured_FALSE | Manufactured_FALSE | Manufactured_ | Manufactured_ | Manufactured_ | unknown | unknownManufactured_ | unknownManufactured_FALSE
Water_00005053 | SITE_00014 | Room_00006521 | Kitchen_1 | Kitchen | Kitchen Faucet | 1.8 | 1.5922 | 1.8 | 1.8 |  | N/A | N/A | N/A | Bag | 0.796 |  | 1.433 |  | WA | Manufactured | Kitchen Faucet | 537 | 921.5 | Manufactured | FALSE | FALSE |  |  |  | 1658.7 | 1320.5095 | Manufactured_FALSE | Manufactured_FALSE | Manufactured_ | Manufactured_ | Manufactured_ | unknown | unknownManufactured_ | unknownManufactured_FALSE
Water_00005054 | SITE_00014 | Room_00006525 | Bathroom_1 | Bathroom | Bathroom Faucet | 2.2 | 2.2111 | 2.2 | 2.5 |  | N/A | N/A | N/A | Bag | 0.796 |  | 1.99 |  | WA | Manufactured | Bathroom Faucet | 537 | 921.5 | Manufactured | FALSE | FALSE |  |  |  | 2027.3 | 1833.785 | Manufactured_FALSE | Manufactured_FALSE | Manufactured_ | Manufactured_ | Manufactured_ | unknown | unknownManufactured_ | unknownManufactured_FALSE
Water_00005055 | SITE_00014 | Room_00006525 | Bathroom_1 | Bathroom | Shower / Bathtub combo with diverter valve | unknown |  |  |  | Unknown | Secondary | A few times per year | Never used | Bag | 0.8492 |  |  | Unknown | WA | Manufactured | Shower | 537 | 921.5 | Manufactured | TRUE | TRUE | FALSE | FALSE | FALSE | 0 | 0 | Manufactured_TRUE | Manufactured_TRUE | Manufactured_FALSE | Manufactured_FALSE | Manufactured_FALSE | unknown | unknownManufactured_FALSE | unknownManufactured_TRUE
Water_00005056 | SITE_00014 | Room_00006526 | Bathroom_2 | Bathroom | Shower | 2.5 | 2.0756 | 2.5 | 2.2 |  | Primary | Daily / Almost Daily | N/A | Bag | 0.8492 |  | 1.868 |  | WA | Manufactured | Shower | 537 | 921.5 | Manufactured | TRUE | FALSE | TRUE | TRUE | TRUE | 2303.75 | 1721.362 | Manufactured_TRUE | Manufactured_FALSE | Manufactured_TRUE | Manufactured_TRUE | Manufactured_TRUE | 2.5gpm | 2.5gpmManufactured_TRUE | 2.5gpmManufactured_TRUE
Water_00005057 | SITE_00014 | Room_00006526 | Bathroom_2 | Bathroom | Bathroom Faucet | 2.2111 | 2.2111 |  | 2.5 |  | N/A | N/A | N/A | Bag | 0.796 |  | 1.99 |  | WA | Manufactured | Bathroom Faucet | 537 | 921.5 | Manufactured | FALSE | FALSE |  |  |  | 2037.5389 | 1833.785 | Manufactured_FALSE | Manufactured_FALSE | Manufactured_ | Manufactured_ | Manufactured_ | unknown | unknownManufactured_ | unknownManufactured_FALSE
Water_00005058 | SITE_00018 | Room_00006575 | Bathroom_1 | Bathroom | Shower | 2.0711 | 2.0711 |  | 2 |  | Primary | Daily / Almost Daily | N/A | Weir | 0.932 |  | 1.864 |  | WA | Manufactured | Shower | 541 | 997.59 | Manufactured | TRUE | FALSE | TRUE | TRUE | TRUE | 2066.1197 | 1859.5078 | Manufactured_TRUE | Manufactured_FALSE | Manufactured_TRUE | Manufactured_TRUE | Manufactured_TRUE | 2.5gpm | 2.5gpmManufactured_TRUE | 2.5gpmManufactured_TRUE
Water_00005059 | SITE_00018 | Room_00006575 | Bathroom_1 | Bathroom | Bathroom Faucet | 2.2 | 1.5922 | 2.2 | 1.8 |  | N/A | N/A | N/A | Bag | 0.796 |  | 1.433 |  | WA | Manufactured | Bathroom Faucet | 541 | 997.59 | Manufactured | FALSE | FALSE |  |  |  | 2194.698 | 1429.5465 | Manufactured_FALSE | Manufactured_FALSE | Manufactured_ | Manufactured_ | Manufactured_ | unknown | unknownManufactured_ | unknownManufactured_FALSE
Water_00005060 | SITE_00018 | Room_00006575 | Bathroom_1 | Bathroom | Bathroom Faucet | 2.2 | 1.7689 | 2.2 | 2 |  | N/A | N/A | N/A | Bag | 0.796 |  | 1.592 |  | WA | Manufactured | Bathroom Faucet | 541 | 997.59 | Manufactured | FALSE | FALSE |  |  |  | 2194.698 | 1588.1633 | Manufactured_FALSE | Manufactured_FALSE | Manufactured_ | Manufactured_ | Manufactured_ | unknown | unknownManufactured_ | unknownManufactured_FALSE
Water_00005061 | SITE_00018 | Room_00006578 | Bathroom_2 | Bathroom | Shower / Bathtub combo with diverter valve | 1.8 | 1.5533 | 1.8 | 1.5 |  | Secondary | A few times per year | N/A | Weir | 0.932 |  | 1.398 |  | WA | Manufactured | Shower | 541 | 997.59 | Manufactured | TRUE | TRUE | TRUE | TRUE | TRUE | 1795.662 | 1394.6308 | Manufactured_TRUE | Manufactured_TRUE | Manufactured_TRUE | Manufactured_TRUE | Manufactured_TRUE | 1.8gpm | 1.8gpmManufactured_TRUE | 1.8gpmManufactured_TRUE
Water_00005062 | SITE_00018 | Room_00006578 | Bathroom_2 | Bathroom | Bathroom Faucet | 1.3267 | 1.3267 |  | 1.5 |  | N/A | N/A | N/A | Bag | 0.796 |  | 1.194 |  | WA | Manufactured | Bathroom Faucet | 541 | 997.59 | Manufactured | FALSE | FALSE |  |  |  | 1323.4694 | 1191.1225 | Manufactured_FALSE | Manufactured_FALSE | Manufactured_ | Manufactured_ | Manufactured_ | unknown | unknownManufactured_ | unknownManufactured_FALSE
Water_00005063 | SITE_00018 | Room_00006581 | Kitchen_1 | Kitchen | Kitchen Faucet | unknown |  |  | 1.5 |  | N/A | N/A | N/A | Unknown |  | N/A |  | N/A | WA | Manufactured | Kitchen Faucet | 541 | 997.59 | Manufactured | FALSE | FALSE |  |  |  | 0 | 0 | Manufactured_FALSE | Manufactured_FALSE | Manufactured_ | Manufactured_ | Manufactured_ | unknown | unknownManufactured_ | unknownManufactured_FALSE
Water_00005064 | SITE_00019 | Room_00006585 | Kitchen_1 | Kitchen | Kitchen Faucet | 2.2111 | 2.2111 |  | 2.5 |  | N/A | N/A | N/A | Bag | 0.796 |  | 1.99 |  | WA | Manufactured | Kitchen Faucet | 542 | 997.59 | Manufactured | FALSE | FALSE |  |  |  | 2205.7823 | 1985.2041 | Manufactured_FALSE | Manufactured_FALSE | Manufactured_ | Manufactured_ | Manufactured_ | unknown | unknownManufactured_ | unknownManufactured_FALSE
Water_00005065 | SITE_00019 | Room_00006592 | Bathroom_6 | Bathroom | Bathroom Faucet | 3.0956 | 3.0956 |  | 3.5 |  | N/A | N/A | N/A | Bag | 0.796 |  | 2.786 |  | WA | Manufactured | Bathroom Faucet | 542 | 997.59 | Manufactured | FALSE | FALSE |  |  |  | 3088.0953 | 2779.2857 | Manufactured_FALSE | Manufactured_FALSE | Manufactured_ | Manufactured_ | Manufactured_ | unknown | unknownManufactured_ | unknownManufactured_FALSE
Water_00005066 | SITE_00019 | Room_00006592 | Bathroom_6 | Bathroom | Bathtub | unknown |  |  |  | N/A | N/A | N/A | Unused | Unknown |  | N/A |  | N/A | WA | Manufactured | Bathtub | 542 | 997.59 | Manufactured | FALSE | FALSE |  |  |  | 0 | 0 | Manufactured_FALSE | Manufactured_FALSE | Manufactured_ | Manufactured_ | Manufactured_ | unknown | unknownManufactured_ | unknownManufactured_FALSE
Water_00005067 | SITE_00019 | Room_00006592 | Bathroom_6 | Bathroom | Shower | 2.3589 | 2.3589 |  | 2.5 |  | Primary | A few times per week | N/A | Bag | 0.8492 |  | 2.123 |  | WA | Manufactured | Shower | 542 | 997.59 | Manufactured | TRUE | FALSE | TRUE | TRUE | TRUE | 2353.204 | 2117.8836 | Manufactured_TRUE | Manufactured_FALSE | Manufactured_TRUE | Manufactured_TRUE | Manufactured_TRUE | 2.5gpm | 2.5gpmManufactured_TRUE | 2.5gpmManufactured_TRUE
Water_00005068 | SITE_00019 | Room_00006593 | Bathroom_7 | Bathroom | Shower / Bathtub combo with diverter valve | 1.4156 | 1.4156 |  | 1.5 |  | Secondary | A few times per week | N/A | Bag | 0.8492 |  | 1.274 |  | WA | Manufactured | Shower | 542 | 997.59 | Manufactured | TRUE | TRUE | TRUE | TRUE | TRUE | 1412.1441 | 1270.9297 | Manufactured_TRUE | Manufactured_TRUE | Manufactured_TRUE | Manufactured_TRUE | Manufactured_TRUE | <1.5gpm | <1.5gpmManufactured_TRUE | <1.5gpmManufactured_TRUE
Water_00005069 | SITE_00019 | Room_00006593 | Bathroom_7 | Bathroom | Bathroom Faucet | 2.2111 | 2.2111 |  | 2.5 |  | N/A | N/A | N/A | Bag | 0.796 |  | 1.99 |  | WA | Manufactured | Bathroom Faucet | 542 | 997.59 | Manufactured | FALSE | FALSE |  |  |  | 2205.7823 | 1985.2041 | Manufactured_FALSE | Manufactured_FALSE | Manufactured_ | Manufactured_ | Manufactured_ | unknown | unknownManufactured_ | unknownManufactured_FALSE
Water_00005070 | SITE_00020 | Room_00006596 | Bathroom_6 | Bathroom | Bathroom Faucet | 1.5 |  | 1.5 | 1.5 |  | N/A | N/A | N/A | Unknown |  | N/A |  | N/A | WA | Manufactured | Bathroom Faucet | 543 | 997.59 | Manufactured | FALSE | FALSE |  |  |  | 1496.385 | 0 | Manufactured_FALSE | Manufactured_FALSE | Manufactured_ | Manufactured_ | Manufactured_ | unknown | unknownManufactured_ | unknownManufactured_FALSE
Water_00005071 | SITE_00020 | Room_00006596 | Bathroom_6 | Bathroom | Shower / Bathtub combo with diverter valve | 2.5 |  | 2.5 | 1.5 |  | Secondary | A few times per year | N/A | Unknown |  | N/A |  | N/A | WA | Manufactured | Shower | 543 | 997.59 | Manufactured | TRUE | TRUE | TRUE | FALSE | FALSE | 2493.975 | 0 | Manufactured_TRUE | Manufactured_TRUE | Manufactured_TRUE | Manufactured_FALSE | Manufactured_FALSE | unknown | unknownManufactured_FALSE | unknownManufactured_TRUE
Water_00005072 | SITE_00020 | Room_00006598 | Bathroom_1 | Bathroom | Bathroom Faucet | 2.1222 | 2.1222 |  | 2.4 |  | N/A | N/A | No writing | Bag | 0.796 |  | 1.91 |  | WA | Manufactured | Bathroom Faucet | 543 | 997.59 | Manufactured | FALSE | FALSE |  |  |  | 2117.1077 | 1905.3969 | Manufactured_FALSE | Manufactured_FALSE | Manufactured_ | Manufactured_ | Manufactured_ | unknown | unknownManufactured_ | unknownManufactured_FALSE
Water_00005073 | SITE_00020 | Room_00006598 | Bathroom_1 | Bathroom | Shower | 2.6422 | 2.6422 |  | 2.8 |  | Primary | Daily / Almost Daily | N/A | Bag | 0.8492 |  | 2.378 |  | WA | Manufactured | Shower | 543 | 997.59 | Manufactured | TRUE | FALSE | TRUE | TRUE | TRUE | 2635.8545 | 2372.269 | Manufactured_TRUE | Manufactured_FALSE | Manufactured_TRUE | Manufactured_TRUE | Manufactured_TRUE | gt2.5gpm | gt2.5gpmManufactured_TRUE | gt2.5gpmManufactured_TRUE
Water_00005074 | SITE_00020 | Room_00006601 | Kitchen_1 | Kitchen | Kitchen Faucet | 1.8 | 2.0344 | 1.8 | 2.3 |  | N/A | N/A | N/A | Bag | 0.796 |  | 1.831 |  | WA | Manufactured | Kitchen Faucet | 543 | 997.59 | Manufactured | FALSE | FALSE |  |  |  | 1795.662 | 1826.5873 | Manufactured_FALSE | Manufactured_FALSE | Manufactured_ | Manufactured_ | Manufactured_ | unknown | unknownManufactured_ | unknownManufactured_FALSE
Water_00005075 | SITE_00136 | Room_00007613 | Kitchen_1 | Kitchen | Kitchen Faucet | 1.9456 | 1.9456 |  | 2.2 |  | N/A | N/A | N/A | Bag | 0.796 |  | 1.751 |  | WA | Manufactured | Kitchen Faucet | 658 | 921.5 | Manufactured | FALSE | FALSE |  |  |  | 1792.8294 | 1613.5465 | Manufactured_FALSE | Manufactured_FALSE | Manufactured_ | Manufactured_ | Manufactured_ | unknown | unknownManufactured_ | unknownManufactured_FALSE
Water_00005076 | SITE_00136 | Room_00007615 | Bathroom_1 | Bathroom | Bathroom Faucet | 2.2 | 2.2111 | 2.2 | 2.5 |  | N/A | N/A | N/A | Bag | 0.796 |  | 1.99 |  | WA | Manufactured | Bathroom Faucet | 658 | 921.5 | Manufactured | FALSE | FALSE |  |  |  | 2027.3 | 1833.785 | Manufactured_FALSE | Manufactured_FALSE | Manufactured_ | Manufactured_ | Manufactured_ | unknown | unknownManufactured_ | unknownManufactured_FALSE
Water_00005077 | SITE_00136 | Room_00007615 | Bathroom_1 | Bathroom | Bathroom Faucet | 2.2 | 2.2111 | 2.2 | 2.5 |  | N/A | N/A | N/A | Bag | 0.796 |  | 1.99 |  | WA | Manufactured | Bathroom Faucet | 658 | 921.5 | Manufactured | FALSE | FALSE |  |  |  | 2027.3 | 1833.785 | Manufactured_FALSE | Manufactured_FALSE | Manufactured_ | Manufactured_ | Manufactured_ | unknown | unknownManufactured_ | unknownManufactured_FALSE
Water_00005078 | SITE_00136 | Room_00007615 | Bathroom_1 | Bathroom | Shower | 2.0756 | 2.0756 |  | 2.2 |  | Primary | Daily / Almost Daily | N/A | Bag | 0.8492 |  | 1.868 |  | WA | Manufactured | Shower | 658 | 921.5 | Manufactured | TRUE | FALSE | TRUE | TRUE | TRUE | 1912.6244 | 1721.362 | Manufactured_TRUE | Manufactured_FALSE | Manufactured_TRUE | Manufactured_TRUE | Manufactured_TRUE | 2.5gpm | 2.5gpmManufactured_TRUE | 2.5gpmManufactured_TRUE
Water_00005079 | SITE_00136 | Room_00007615 | Bathroom_1 | Bathroom | Bathtub | unknown |  |  |  | N/A | N/A | N/A | N/A | Unknown |  | N/A |  | N/A | WA | Manufactured | Bathtub | 658 | 921.5 | Manufactured | FALSE | FALSE |  |  |  | 0 | 0 | Manufactured_FALSE | Manufactured_FALSE | Manufactured_ | Manufactured_ | Manufactured_ | unknown | unknownManufactured_ | unknownManufactured_FALSE
Water_00005080 | SITE_00136 | Room_00007621 | Bathroom_2 | Bathroom | Bathroom Faucet | 2.2 | 2.2111 | 2.2 | 2.5 |  | N/A | N/A | N/A | Bag | 0.796 |  | 1.99 |  | WA | Manufactured | Bathroom Faucet | 658 | 921.5 | Manufactured | FALSE | FALSE |  |  |  | 2027.3 | 1833.785 | Manufactured_FALSE | Manufactured_FALSE | Manufactured_ | Manufactured_ | Manufactured_ | unknown | unknownManufactured_ | unknownManufactured_FALSE
Water_00005081 | SITE_00136 | Room_00007621 | Bathroom_2 | Bathroom | Shower / Bathtub combo with diverter valve | 2.2 | 1.8867 | 2.2 | 2 |  | Secondary | A few times per year | N/A | Bag | 0.8492 |  | 1.698 |  | WA | Manufactured | Shower | 658 | 921.5 | Manufactured | TRUE | TRUE | TRUE | TRUE | TRUE | 2027.3 | 1564.707 | Manufactured_TRUE | Manufactured_TRUE | Manufactured_TRUE | Manufactured_TRUE | Manufactured_TRUE | 2.5gpm | 2.5gpmManufactured_TRUE | 2.5gpmManufactured_TRUE
Water_00005082 | SITE_00137 | Room_00007624 | Bathroom_1 | Bathroom | Shower | 2.5 |  | 2.5 | 3.2 |  | Secondary | A few times per year | N/A | Unknown |  | N/A |  | N/A | WA | Single Family | Shower | 659 | 3801.52 | Single Family | TRUE | FALSE | TRUE | FALSE | FALSE | 9503.8 | 0 | Single Family_TRUE | Single Family_FALSE | Single Family_TRUE | Single Family_FALSE | Single Family_FALSE | unknown | unknownSingle Family_FALSE | unknownSingle Family_TRUE
Water_00005083 | SITE_00137 | Room_00007624 | Bathroom_1 | Bathroom | Bathroom Faucet | unknown |  |  | 1.5 |  | N/A | N/A | N/A | Unknown |  | N/A |  | N/A | WA | Single Family | Bathroom Faucet | 659 | 3801.52 | Single Family | FALSE | FALSE |  |  |  | 0 | 0 | Single Family_FALSE | Single Family_FALSE | Single Family_ | Single Family_ | Single Family_ | unknown | unknownSingle Family_ | unknownSingle Family_FALSE
Water_00005084 | SITE_00137 | Room_00007627 | Kitchen_1 | Kitchen | Kitchen Faucet | 1.5 |  | 1.5 | 1.5 |  | N/A | N/A | N/A | Unknown |  | N/A |  | N/A | WA | Single Family | Kitchen Faucet | 659 | 3801.52 | Single Family | FALSE | FALSE |  |  |  | 5702.28 | 0 | Single Family_FALSE | Single Family_FALSE | Single Family_ | Single Family_ | Single Family_ | unknown | unknownSingle Family_ | unknownSingle Family_FALSE
Water_00005085 | SITE_00137 | Room_00007632 | Bathroom_2 | Bathroom | Bathroom Faucet | unknown |  |  | 1.5 |  | N/A | N/A | N/A | Unknown |  | N/A |  | N/A | WA | Single Family | Bathroom Faucet | 659 | 3801.52 | Single Family | FALSE | FALSE |  |  |  | 0 | 0 | Single Family_FALSE | Single Family_FALSE | Single Family_ | Single Family_ | Single Family_ | unknown | unknownSingle Family_ | unknownSingle Family_FALSE
Water_00005086 | SITE_00137 | Room_00007632 | Bathroom_2 | Bathroom | Bathroom Faucet | unknown |  |  | 1.5 |  | N/A | N/A | N/A | Unknown |  | N/A |  | N/A | WA | Single Family | Bathroom Faucet | 659 | 3801.52 | Single Family | FALSE | FALSE |  |  |  | 0 | 0 | Single Family_FALSE | Single Family_FALSE | Single Family_ | Single Family_ | Single Family_ | unknown | unknownSingle Family_ | unknownSingle Family_FALSE
Water_00005087 | SITE_00137 | Room_00007632 | Bathroom_2 | Bathroom | Shower / Bathtub combo with diverter valve | unknown |  |  | 2 |  | Secondary | A few times per month | N/A | Unknown |  | N/A |  | N/A | WA | Single Family | Shower | 659 | 3801.52 | Single Family | TRUE | TRUE | FALSE | FALSE | FALSE | 0 | 0 | Single Family_TRUE | Single Family_TRUE | Single Family_FALSE | Single Family_FALSE | Single Family_FALSE | unknown | unknownSingle Family_FALSE | unknownSingle Family_TRUE
Water_00005088 | SITE_00137 | Room_00007635 | Bathroom_3 | Bathroom | Shower | unknown |  |  |  | Unknown | Primary | Daily / Almost Daily | Overhead, handheld, and 3 heads in wall | Unknown |  | N/A |  | N/A | WA | Single Family | Shower | 659 | 3801.52 | Single Family | TRUE | FALSE | FALSE | FALSE | FALSE | 0 | 0 | Single Family_TRUE | Single Family_FALSE | Single Family_FALSE | Single Family_FALSE | Single Family_FALSE | unknown | unknownSingle Family_FALSE | unknownSingle Family_TRUE
Water_00005089 | SITE_00137 | Room_00007635 | Bathroom_3 | Bathroom | Bathtub | unknown |  |  |  | N/A | N/A | N/A | N/A | Unknown |  | N/A |  | N/A | WA | Single Family | Bathtub | 659 | 3801.52 | Single Family | FALSE | FALSE |  |  |  | 0 | 0 | Single Family_FALSE | Single Family_FALSE | Single Family_ | Single Family_ | Single Family_ | unknown | unknownSingle Family_ | unknownSingle Family_FALSE
Water_00005090 | SITE_00137 | Room_00007635 | Bathroom_3 | Bathroom | Bathroom Faucet | unknown |  |  | 2 |  | N/A | N/A | N/A | Unknown |  | N/A |  | N/A | WA | Single Family | Bathroom Faucet | 659 | 3801.52 | Single Family | FALSE | FALSE |  |  |  | 0 | 0 | Single Family_FALSE | Single Family_FALSE | Single Family_ | Single Family_ | Single Family_ | unknown | unknownSingle Family_ | unknownSingle Family_FALSE
Water_00005091 | SITE_00137 | Room_00007635 | Bathroom_3 | Bathroom | Bathroom Faucet | unknown |  |  | 2.2 |  | N/A | N/A | N/A | Unknown |  | N/A |  | N/A | WA | Single Family | Bathroom Faucet | 659 | 3801.52 | Single Family | FALSE | FALSE |  |  |  | 0 | 0 | Single Family_FALSE | Single Family_FALSE | Single Family_ | Single Family_ | Single Family_ | unknown | unknownSingle Family_ | unknownSingle Family_FALSE
Water_00005092 | SITE_00138 | Room_00007639 | Laundry_1 | Laundry | Bathroom Faucet | 2.83 | 2.83 |  | 3.2 |  | N/A | N/A | N/A | Bag | 0.796 |  | 2.547 |  | WA | Single Family | Bathroom Faucet | 660 | 2259.17 | Single Family | FALSE | FALSE |  |  |  | 6393.4511 | 5754.106 | Single Family_FALSE | Single Family_FALSE | Single Family_ | Single Family_ | Single Family_ | unknown | unknownSingle Family_ | unknownSingle Family_FALSE
Water_00005093 | SITE_00138 | Room_00007641 | Kitchen_1 | Kitchen | Bathroom Faucet | 2 | 4.2456 | 2 | 4.8 |  | N/A | N/A | N/A | Bag | 0.796 |  | 3.821 |  | WA | Single Family | Bathroom Faucet | 660 | 2259.17 | Single Family | FALSE | FALSE |  |  |  | 4518.34 | 8632.2886 | Single Family_FALSE | Single Family_FALSE | Single Family_ | Single Family_ | Single Family_ | unknown | unknownSingle Family_ | unknownSingle Family_FALSE
Water_00005094 | SITE_00138 | Room_00007644 | Bathroom_1 | Bathroom | Bathroom Faucet | 2 | 1.9456 | 2 | 2.2 |  | N/A | N/A | N/A | Bag | 0.796 |  | 1.751 |  | WA | Single Family | Bathroom Faucet | 660 | 2259.17 | Single Family | FALSE | FALSE |  |  |  | 4518.34 | 3955.8067 | Single Family_FALSE | Single Family_FALSE | Single Family_ | Single Family_ | Single Family_ | unknown | unknownSingle Family_ | unknownSingle Family_FALSE
Water_00005095 | SITE_00138 | Room_00007644 | Bathroom_1 | Bathroom | Shower / Bathtub combo with diverter valve | 2.5 | 2.8311 | 2.5 | 3 |  | Unknown | Unknown | N/A | Bag | 0.8492 |  | 2.548 |  | WA | Single Family | Shower | 660 | 2259.17 | Single Family | TRUE | TRUE | TRUE | TRUE | TRUE | 5647.925 | 5756.3652 | Single Family_TRUE | Single Family_TRUE | Single Family_TRUE | Single Family_TRUE | Single Family_TRUE | 2.5gpm | 2.5gpmSingle Family_TRUE | 2.5gpmSingle Family_TRUE
Water_00005096 | SITE_00138 | Room_00007648 | Bathroom_2 | Bathroom | Bathroom Faucet | 1 | 0.70778 | 1 | 0.8 |  | N/A | N/A | N/A | Bag | 0.796 |  | 0.637 |  | WA | Single Family | Bathroom Faucet | 660 | 2259.17 | Single Family | FALSE | FALSE |  |  |  | 2259.17 | 1439.0913 | Single Family_FALSE | Single Family_FALSE | Single Family_ | Single Family_ | Single Family_ | unknown | unknownSingle Family_ | unknownSingle Family_FALSE
Water_00005097 | SITE_00138 | Room_00007648 | Bathroom_2 | Bathroom | Shower / Bathtub combo with diverter valve | 2 | 2.0756 | 2 | 2.2 |  | Primary | Daily / Almost Daily | N/A | Bag | 0.8492 |  | 1.868 |  | WA | Single Family | Shower | 660 | 2259.17 | Single Family | TRUE | TRUE | TRUE | TRUE | TRUE | 4518.34 | 4220.1296 | Single Family_TRUE | Single Family_TRUE | Single Family_TRUE | Single Family_TRUE | Single Family_TRUE | 2.0gpm | 2.0gpmSingle Family_TRUE | 2.0gpmSingle Family_TRUE
Water_00005098 | SITE_00139 | Room_00007655 | Kitchen_1 | Kitchen | Kitchen Faucet | 1.7689 | 1.7689 |  | 2 |  | N/A | N/A | N/A | Bag | 0.796 |  | 1.592 |  | WA | Single Family | Kitchen Faucet | 661 | 3801.52 | Single Family | FALSE | FALSE |  |  |  | 6724.4665 | 6052.0198 | Single Family_FALSE | Single Family_FALSE | Single Family_ | Single Family_ | Single Family_ | unknown | unknownSingle Family_ | unknownSingle Family_FALSE
Water_00005099 | SITE_00139 | Room_00007658 | Bathroom_4 | Bathroom | Bathroom Faucet | 2.2 | 3.5378 | 2.2 | 4 |  | N/A | N/A | N/A | Bag | 0.796 |  | 3.184 |  | WA | Single Family | Bathroom Faucet | 661 | 3801.52 | Single Family | FALSE | FALSE |  |  |  | 8363.344 | 12104.0397 | Single Family_FALSE | Single Family_FALSE | Single Family_ | Single Family_ | Single Family_ | unknown | unknownSingle Family_ | unknownSingle Family_FALSE
Water_00005100 | SITE_00139 | Room_00007660 | Bathroom_1 | Bathroom | Bathroom Faucet | 2 | 3.2722 | 2 | 3.7 |  | N/A | N/A | N/A | Bag | 0.796 |  | 2.945 |  | WA | Single Family | Bathroom Faucet | 661 | 3801.52 | Single Family | FALSE | FALSE |  |  |  | 7603.04 | 11195.4764 | Single Family_FALSE | Single Family_FALSE | Single Family_ | Single Family_ | Single Family_ | unknown | unknownSingle Family_ | unknownSingle Family_FALSE
Water_00005101 | SITE_00139 | Room_00007660 | Bathroom_1 | Bathroom | Shower | 2.8311 | 2.8311 |  | 3 |  | Secondary | A few times per year | N/A | Bag | 0.8492 |  | 2.548 |  | WA | Single Family | Shower | 661 | 3801.52 | Single Family | TRUE | FALSE | TRUE | TRUE | TRUE | 10762.5255 | 9686.273 | Single Family_TRUE | Single Family_FALSE | Single Family_TRUE | Single Family_TRUE | Single Family_TRUE | gt2.5gpm | gt2.5gpmSingle Family_TRUE | gt2.5gpmSingle Family_TRUE
Water_00005102 | SITE_00139 | Room_00007664 | Bathroom_2 | Bathroom | Bathroom Faucet | 2 | 2.2111 | 2 | 2.5 |  | N/A | N/A | N/A | Bag | 0.796 |  | 1.99 |  | WA | Single Family | Bathroom Faucet | 661 | 3801.52 | Single Family | FALSE | FALSE |  |  |  | 7603.04 | 7565.0248 | Single Family_FALSE | Single Family_FALSE | Single Family_ | Single Family_ | Single Family_ | unknown | unknownSingle Family_ | unknownSingle Family_FALSE
Water_00005103 | SITE_00139 | Room_00007664 | Bathroom_2 | Bathroom | Bathroom Faucet | 2 | 1.7689 | 2 | 2 |  | N/A | N/A | N/A | Bag | 0.796 |  | 1.592 |  | WA | Single Family | Bathroom Faucet | 661 | 3801.52 | Single Family | FALSE | FALSE |  |  |  | 7603.04 | 6052.0198 | Single Family_FALSE | Single Family_FALSE | Single Family_ | Single Family_ | Single Family_ | unknown | unknownSingle Family_ | unknownSingle Family_FALSE
Water_00005104 | SITE_00139 | Room_00007664 | Bathroom_2 | Bathroom | Shower | 2.5 | 2.8311 | 2.5 | 3 |  | Primary | Daily / Almost Daily | N/A | Bag | 0.8492 |  | 2.548 |  | WA | Single Family | Shower | 661 | 3801.52 | Single Family | TRUE | FALSE | TRUE | TRUE | TRUE | 9503.8 | 9686.273 | Single Family_TRUE | Single Family_FALSE | Single Family_TRUE | Single Family_TRUE | Single Family_TRUE | 2.5gpm | 2.5gpmSingle Family_TRUE | 2.5gpmSingle Family_TRUE
Water_00005105 | SITE_00139 | Room_00007664 | Bathroom_2 | Bathroom | Bathtub | unknown |  |  |  | N/A | N/A | N/A | N/A | Unknown |  | N/A |  | N/A | WA | Single Family | Bathtub | 661 | 3801.52 | Single Family | FALSE | FALSE |  |  |  | 0 | 0 | Single Family_FALSE | Single Family_FALSE | Single Family_ | Single Family_ | Single Family_ | unknown | unknownSingle Family_ | unknownSingle Family_FALSE
Water_00005106 | SITE_00139 | Room_00007666 | Bedroom_4 | Bedroom | Bathroom Faucet | 2 | 1.7689 | 2 | 2 |  | N/A | N/A | N/A | Bag | 0.796 |  | 1.592 |  | WA | Single Family | Bathroom Faucet | 661 | 3801.52 | Single Family | FALSE | FALSE |  |  |  | 7603.04 | 6052.0198 | Single Family_FALSE | Single Family_FALSE | Single Family_ | Single Family_ | Single Family_ | unknown | unknownSingle Family_ | unknownSingle Family_FALSE
Water_00005107 | SITE_00139 | Room_00007666 | Bedroom_4 | Bedroom | Bathroom Faucet | 2 | 1.7689 | 2 | 2 |  | N/A | N/A | N/A | Bag | 0.796 |  | 1.592 |  | WA | Single Family | Bathroom Faucet | 661 | 3801.52 | Single Family | FALSE | FALSE |  |  |  | 7603.04 | 6052.0198 | Single Family_FALSE | Single Family_FALSE | Single Family_ | Single Family_ | Single Family_ | unknown | unknownSingle Family_ | unknownSingle Family_FALSE
Water_00005108 | SITE_00139 | Room_00007666 | Bedroom_4 | Bedroom | Shower | 2.5 | 2.3589 | 2.5 | 2.5 |  | Never / rarely used | A few times per year | N/A | Bag | 0.8492 |  | 2.123 |  | WA | Single Family | Shower | 661 | 3801.52 | Single Family | TRUE | FALSE | TRUE | TRUE | TRUE | 9503.8 | 8070.627 | Single Family_TRUE | Single Family_FALSE | Single Family_TRUE | Single Family_TRUE | Single Family_TRUE | 2.5gpm | 2.5gpmSingle Family_TRUE | 2.5gpmSingle Family_TRUE
Water_00005109 | SITE_00145 | Room_00007748 | Kitchen_1 | Kitchen | Bathroom Faucet | 2.2 |  | 2.2 | 3 |  | N/A | N/A | N/A | Unknown |  | N/A |  | N/A | WA | Single Family | Bathroom Faucet | 667 | 10259.39 | Single Family | FALSE | FALSE |  |  |  | 22570.658 | 0 | Single Family_FALSE | Single Family_FALSE | Single Family_ | Single Family_ | Single Family_ | unknown | unknownSingle Family_ | unknownSingle Family_FALSE
Water_00005110 | SITE_00148 | Room_00007791 | Bathroom_6 | Bathroom | Bathroom Faucet | 2 |  | 2 | 2.5 |  | N/A | N/A | N/A | Unknown |  | N/A |  | N/A | WA | Single Family | Bathroom Faucet | 670 | 597.38 | Single Family | FALSE | FALSE |  |  |  | 1194.76 | 0 | Single Family_FALSE | Single Family_FALSE | Single Family_ | Single Family_ | Single Family_ | unknown | unknownSingle Family_ | unknownSingle Family_FALSE
Water_00005111 | SITE_00148 | Room_00007791 | Bathroom_6 | Bathroom | Shower / Bathtub combo with diverter valve | unknown |  |  | 3 |  | Primary | Daily / Almost Daily | N/A | Unknown |  | N/A |  | N/A | WA | Single Family | Shower | 670 | 597.38 | Single Family | TRUE | TRUE | FALSE | FALSE | FALSE | 0 | 0 | Single Family_TRUE | Single Family_TRUE | Single Family_FALSE | Single Family_FALSE | Single Family_FALSE | unknown | unknownSingle Family_FALSE | unknownSingle Family_TRUE
Water_00005112 | SITE_00148 | Room_00007793 | Bathroom_1 | Bathroom | Bathroom Faucet | 4.4222 | 4.4222 |  | 5 |  | N/A | N/A | N/A | Bag | 0.796 |  | 3.98 |  | WA | Single Family | Bathroom Faucet | 670 | 597.38 | Single Family | FALSE | FALSE |  |  |  | 2641.7471 | 2377.5724 | Single Family_FALSE | Single Family_FALSE | Single Family_ | Single Family_ | Single Family_ | unknown | unknownSingle Family_ | unknownSingle Family_FALSE
Water_00005113 | SITE_00148 | Room_00007795 | Kitchen_1 | Kitchen | Kitchen Faucet | 0.88444 | 0.88444 |  | 1 |  | N/A | N/A | N/A | Bag | 0.796 |  | 0.796 |  | WA | Single Family | Kitchen Faucet | 670 | 597.38 | Single Family | FALSE | FALSE |  |  |  | 528.3494 | 475.5145 | Single Family_FALSE | Single Family_FALSE | Single Family_ | Single Family_ | Single Family_ | unknown | unknownSingle Family_ | unknownSingle Family_FALSE
Water_00005114 | SITE_00149 | Room_00007802 | Kitchen_1 | Kitchen | Kitchen Faucet | 3.5378 | 3.5378 |  | 4 |  | N/A | N/A | N/A | Bag | 0.796 |  | 3.184 |  | WA | Single Family | Kitchen Faucet | 671 | 2259.17 | Single Family | FALSE | FALSE |  |  |  | 7992.4414 | 7193.1973 | Single Family_FALSE | Single Family_FALSE | Single Family_ | Single Family_ | Single Family_ | unknown | unknownSingle Family_ | unknownSingle Family_FALSE
Water_00005115 | SITE_00149 | Room_00007804 | Bathroom_1 | Bathroom | Bathroom Faucet | unknown |  |  |  | Unknown | N/A | N/A | N/A | Unknown |  | N/A |  | N/A | WA | Single Family | Bathroom Faucet | 671 | 2259.17 | Single Family | FALSE | FALSE |  |  |  | 0 | 0 | Single Family_FALSE | Single Family_FALSE | Single Family_ | Single Family_ | Single Family_ | unknown | unknownSingle Family_ | unknownSingle Family_FALSE
Water_00005116 | SITE_00149 | Room_00007806 | Bathroom_2 | Bathroom | Bathroom Faucet | unknown |  |  | 3 |  | N/A | N/A | N/A | Unknown |  | N/A |  | N/A | WA | Single Family | Bathroom Faucet | 671 | 2259.17 | Single Family | FALSE | FALSE |  |  |  | 0 | 0 | Single Family_FALSE | Single Family_FALSE | Single Family_ | Single Family_ | Single Family_ | unknown | unknownSingle Family_ | unknownSingle Family_FALSE
Water_00005117 | SITE_00149 | Room_00007806 | Bathroom_2 | Bathroom | Shower / Bathtub combo with diverter valve | unknown |  |  | 2.5 |  | Primary | Daily / Almost Daily | N/A | Unknown |  | N/A |  | N/A | WA | Single Family | Shower | 671 | 2259.17 | Single Family | TRUE | TRUE | FALSE | FALSE | FALSE | 0 | 0 | Single Family_TRUE | Single Family_TRUE | Single Family_FALSE | Single Family_FALSE | Single Family_FALSE | unknown | unknownSingle Family_FALSE | unknownSingle Family_TRUE
Water_00005118 | SITE_00149 | Room_00007804 | Bathroom_1 | Bathroom | Shower / Bathtub combo with diverter valve | unknown |  |  | 3 |  | Secondary | A few times per year | N/A | Unknown |  | N/A |  | N/A | WA | Single Family | Shower | 671 | 2259.17 | Single Family | TRUE | TRUE | FALSE | FALSE | FALSE | 0 | 0 | Single Family_TRUE | Single Family_TRUE | Single Family_FALSE | Single Family_FALSE | Single Family_FALSE | unknown | unknownSingle Family_FALSE | unknownSingle Family_TRUE
Water_00005119 | SITE_00149 | Room_00007807 | Bathroom_3 | Bathroom | Shower | unknown |  |  | 2.5 |  | Secondary | A few times per year | N/A | Unknown |  | N/A |  | N/A | WA | Single Family | Shower | 671 | 2259.17 | Single Family | TRUE | FALSE | FALSE | FALSE | FALSE | 0 | 0 | Single Family_TRUE | Single Family_FALSE | Single Family_FALSE | Single Family_FALSE | Single Family_FALSE | unknown | unknownSingle Family_FALSE | unknownSingle Family_TRUE
Water_00005120 | SITE_00149 | Room_00007807 | Bathroom_3 | Bathroom | Bathroom Faucet | unknown |  |  | 3 |  | N/A | N/A | N/A | Unknown |  | N/A |  | N/A | WA | Single Family | Bathroom Faucet | 671 | 2259.17 | Single Family | FALSE | FALSE |  |  |  | 0 | 0 | Single Family_FALSE | Single Family_FALSE | Single Family_ | Single Family_ | Single Family_ | unknown | unknownSingle Family_ | unknownSingle Family_FALSE
Water_00005121 | SITE_00153 | Room_00007852 | Kitchen_1 | Kitchen | Kitchen Faucet | 2 |  | 2 |  | Unknown | N/A | N/A | Water not hooked up | Bag | 0.796 |  |  | Unknown | WA | Single Family | Kitchen Faucet | 675 | 235.4 | Single Family | FALSE | FALSE |  |  |  | 470.8 | 0 | Single Family_FALSE | Single Family_FALSE | Single Family_ | Single Family_ | Single Family_ | unknown | unknownSingle Family_ | unknownSingle Family_FALSE
Water_00005122 | SITE_00153 | Room_00007858 | Bathroom_1 | Bathroom | Bathroom Faucet | unknown |  |  |  | Unknown | N/A | N/A | Water not hooked up | Bag | 0.796 |  |  | Unknown | WA | Single Family | Bathroom Faucet | 675 | 235.4 | Single Family | FALSE | FALSE |  |  |  | 0 | 0 | Single Family_FALSE | Single Family_FALSE | Single Family_ | Single Family_ | Single Family_ | unknown | unknownSingle Family_ | unknownSingle Family_FALSE
Water_00005123 | SITE_00153 | Room_00007858 | Bathroom_1 | Bathroom | Bathtub | unknown |  |  |  | N/A | N/A | N/A | N/A | Unknown |  | N/A |  | N/A | WA | Single Family | Bathtub | 675 | 235.4 | Single Family | FALSE | FALSE |  |  |  | 0 | 0 | Single Family_FALSE | Single Family_FALSE | Single Family_ | Single Family_ | Single Family_ | unknown | unknownSingle Family_ | unknownSingle Family_FALSE
Water_00005124 | SITE_00153 | Room_00007861 | Bathroom_2 | Bathroom | Shower | 2.5 |  | 2.5 |  | Unknown | Primary | A few times per week | Water not hooked up, she turns main hookup on every few days, massive pipe leak | Bag | 0.8492 |  |  | Unknown | WA | Single Family | Shower | 675 | 235.4 | Single Family | TRUE | FALSE | TRUE | FALSE | FALSE | 588.5 | 0 | Single Family_TRUE | Single Family_FALSE | Single Family_TRUE | Single Family_FALSE | Single Family_FALSE | unknown | unknownSingle Family_FALSE | unknownSingle Family_TRUE
Water_00005125 | SITE_00153 | Room_00007861 | Bathroom_2 | Bathroom | Bathroom Faucet | unknown |  |  |  | Unknown | N/A | N/A | N/A | Bag | 0.796 |  |  | Unknown | WA | Single Family | Bathroom Faucet | 675 | 235.4 | Single Family | FALSE | FALSE |  |  |  | 0 | 0 | Single Family_FALSE | Single Family_FALSE | Single Family_ | Single Family_ | Single Family_ | unknown | unknownSingle Family_ | unknownSingle Family_FALSE
Water_00005126 | SITE_00153 | Room_00007861 | Bathroom_2 | Bathroom | Bathroom Faucet | 1 |  | 1 |  | Unknown | N/A | N/A | N/A | Bag | 0.796 |  |  | Unknown | WA | Single Family | Bathroom Faucet | 675 | 235.4 | Single Family | FALSE | FALSE |  |  |  | 235.4 | 0 | Single Family_FALSE | Single Family_FALSE | Single Family_ | Single Family_ | Single Family_ | unknown | unknownSingle Family_ | unknownSingle Family_FALSE
Water_00005127 | SITE_00155 | Room_00007888 | Bathroom_1 | Bathroom | Shower | unknown |  |  | 4.5 |  | Primary | Daily / Almost Daily | N/A | Unknown |  | N/A |  | N/A | WA | Single Family | Shower | 677 | 3801.52 | Single Family | TRUE | FALSE | FALSE | FALSE | FALSE | 0 | 0 | Single Family_TRUE | Single Family_FALSE | Single Family_FALSE | Single Family_FALSE | Single Family_FALSE | unknown | unknownSingle Family_FALSE | unknownSingle Family_TRUE
Water_00005128 | SITE_00155 | Room_00007888 | Bathroom_1 | Bathroom | Bathroom Faucet | unknown |  |  | 1.5 |  | N/A | N/A | N/A | Unknown |  | N/A |  | N/A | WA | Single Family | Bathroom Faucet | 677 | 3801.52 | Single Family | FALSE | FALSE |  |  |  | 0 | 0 | Single Family_FALSE | Single Family_FALSE | Single Family_ | Single Family_ | Single Family_ | unknown | unknownSingle Family_ | unknownSingle Family_FALSE
Water_00005129 | SITE_00155 | Room_00007890 | Kitchen_1 | Kitchen | Kitchen Faucet | 1.3267 | 1.3267 |  | 1.5 |  | N/A | N/A | N/A | Bag | 0.796 |  | 1.194 |  | WA | Single Family | Kitchen Faucet | 677 | 3801.52 | Single Family | FALSE | FALSE |  |  |  | 5043.3499 | 4539.0149 | Single Family_FALSE | Single Family_FALSE | Single Family_ | Single Family_ | Single Family_ | unknown | unknownSingle Family_ | unknownSingle Family_FALSE
Water_00005130 | SITE_00155 | Room_00007896 | Bathroom_2 | Bathroom | Shower / Bathtub combo with diverter valve | 2.5 |  | 2.5 | 2.5 |  | Secondary | A few times per week | N/A | Unknown |  | N/A |  | N/A | WA | Single Family | Shower | 677 | 3801.52 | Single Family | TRUE | TRUE | TRUE | FALSE | FALSE | 9503.8 | 0 | Single Family_TRUE | Single Family_TRUE | Single Family_TRUE | Single Family_FALSE | Single Family_FALSE | unknown | unknownSingle Family_FALSE | unknownSingle Family_TRUE
Water_00005131 | SITE_00155 | Room_00007896 | Bathroom_2 | Bathroom | Bathroom Faucet | unknown |  |  | 1.5 |  | N/A | N/A | N/A | Unknown |  | N/A |  | N/A | WA | Single Family | Bathroom Faucet | 677 | 3801.52 | Single Family | FALSE | FALSE |  |  |  | 0 | 0 | Single Family_FALSE | Single Family_FALSE | Single Family_ | Single Family_ | Single Family_ | unknown | unknownSingle Family_ | unknownSingle Family_FALSE
Water_00005132 | SITE_00160 | Room_00007955 | Kitchen_1 | Kitchen | Kitchen Faucet | 2.2 |  | 2.2 | 1.3 |  | N/A | N/A | N/A | Unknown |  | N/A |  | N/A | WA | Single Family | Kitchen Faucet | 681 | 2259.17 | Single Family | FALSE | FALSE |  |  |  | 4970.174 | 0 | Single Family_FALSE | Single Family_FALSE | Single Family_ | Single Family_ | Single Family_ | unknown | unknownSingle Family_ | unknownSingle Family_FALSE
Water_00005133 | SITE_00160 | Room_00007957 | Bathroom_1 | Bathroom | Bathroom Faucet | 2 |  | 2 |  | Unknown | N/A | N/A | N/A | Unknown |  | N/A |  | N/A | WA | Single Family | Bathroom Faucet | 681 | 2259.17 | Single Family | FALSE | FALSE |  |  |  | 4518.34 | 0 | Single Family_FALSE | Single Family_FALSE | Single Family_ | Single Family_ | Single Family_ | unknown | unknownSingle Family_ | unknownSingle Family_FALSE
Water_00005134 | SITE_00160 | Room_00007957 | Bathroom_1 | Bathroom | Shower / Bathtub combo with diverter valve | 2 |  | 2 | 2 |  | Primary | Daily / Almost Daily | N/A | Unknown |  | N/A |  | N/A | WA | Single Family | Shower | 681 | 2259.17 | Single Family | TRUE | TRUE | TRUE | FALSE | FALSE | 4518.34 | 0 | Single Family_TRUE | Single Family_TRUE | Single Family_TRUE | Single Family_FALSE | Single Family_FALSE | unknown | unknownSingle Family_FALSE | unknownSingle Family_TRUE
Water_00005135 | SITE_00160 | Room_00007961 | Family Room_3 | Family Room | Kitchen Faucet | 1.3267 | 1.3267 |  | 1.5 |  | N/A | N/A | N/A | Bag | 0.796 |  | 1.194 |  | WA | Single Family | Kitchen Faucet | 681 | 2259.17 | Single Family | FALSE | FALSE |  |  |  | 2997.1655 | 2697.449 | Single Family_FALSE | Single Family_FALSE | Single Family_ | Single Family_ | Single Family_ | unknown | unknownSingle Family_ | unknownSingle Family_FALSE
Water_00005136 | SITE_00160 | Room_00007962 | Bathroom_6 | Bathroom | Bathroom Faucet | 2 |  | 2 | 2.5 |  | N/A | N/A | N/A | Unknown |  | N/A |  | N/A | WA | Single Family | Bathroom Faucet | 681 | 2259.17 | Single Family | FALSE | FALSE |  |  |  | 4518.34 | 0 | Single Family_FALSE | Single Family_FALSE | Single Family_ | Single Family_ | Single Family_ | unknown | unknownSingle Family_ | unknownSingle Family_FALSE
Water_00005137 | SITE_00160 | Room_00007962 | Bathroom_6 | Bathroom | Shower | unknown |  |  | 2 |  | Secondary | Unknown | N/A | Unknown |  | N/A |  | N/A | WA | Single Family | Shower | 681 | 2259.17 | Single Family | TRUE | FALSE | FALSE | FALSE | FALSE | 0 | 0 | Single Family_TRUE | Single Family_FALSE | Single Family_FALSE | Single Family_FALSE | Single Family_FALSE | unknown | unknownSingle Family_FALSE | unknownSingle Family_TRUE
Water_00005138 | SITE_00161 | Room_00007970 | Bathroom_1 | Bathroom | Bathroom Faucet | 1.7689 | 1.7689 |  | 2 |  | N/A | N/A | N/A | Bag | 0.796 |  | 1.592 |  | WA | Multifamily Residence | Bathroom Faucet | 682 | 2002.11 | Multifamily Residence | FALSE | FALSE |  |  |  | 3541.5101 | 3187.3591 | Multifamily Residence_FALSE | Multifamily Residence_FALSE | Multifamily Residence_ | Multifamily Residence_ | Multifamily Residence_ | unknown | unknownMultifamily Residence_ | unknownMultifamily Residence_FALSE
Water_00005139 | SITE_00161 | Room_00007970 | Bathroom_1 | Bathroom | Shower / Bathtub combo with diverter valve | 2.5 | 2.1233 | 2.5 | 2.25 |  | Primary | Daily / Almost Daily | N/A | Bag | 0.8492 |  | 1.911 |  | WA | Multifamily Residence | Shower | 682 | 2002.11 | Multifamily Residence | TRUE | TRUE | TRUE | TRUE | TRUE | 5005.275 | 3826.0322 | Multifamily Residence_TRUE | Multifamily Residence_TRUE | Multifamily Residence_TRUE | Multifamily Residence_TRUE | Multifamily Residence_TRUE | 2.5gpm | 2.5gpmMultifamily Residence_TRUE | 2.5gpmMultifamily Residence_TRUE
Water_00005140 | SITE_00161 | Room_00007971 | Kitchen_1 | Kitchen | Kitchen Faucet | 1.3267 | 1.3267 |  | 1.5 |  | N/A | N/A | N/A | Bag | 0.796 |  | 1.194 |  | WA | Multifamily Residence | Kitchen Faucet | 682 | 2002.11 | Multifamily Residence | FALSE | FALSE |  |  |  | 2656.1326 | 2390.5193 | Multifamily Residence_FALSE | Multifamily Residence_FALSE | Multifamily Residence_ | Multifamily Residence_ | Multifamily Residence_ | unknown | unknownMultifamily Residence_ | unknownMultifamily Residence_FALSE
Water_00005141 | SITE_00163 | Room_00007987 | Kitchen_1 | Kitchen | Kitchen Faucet | unknown |  |  | 1.2 |  | N/A | N/A | N/A | Unknown |  | N/A |  | N/A | WA | Single Family | Kitchen Faucet | 684 | 2259.17 | Single Family | FALSE | FALSE |  |  |  | 0 | 0 | Single Family_FALSE | Single Family_FALSE | Single Family_ | Single Family_ | Single Family_ | unknown | unknownSingle Family_ | unknownSingle Family_FALSE
Water_00005142 | SITE_00163 | Room_00007990 | Bathroom_1 | Bathroom | Shower | 2 |  | 2 | 2 |  | Primary | Daily / Almost Daily | N/A | Unknown |  | N/A |  | N/A | WA | Single Family | Shower | 684 | 2259.17 | Single Family | TRUE | FALSE | TRUE | FALSE | FALSE | 4518.34 | 0 | Single Family_TRUE | Single Family_FALSE | Single Family_TRUE | Single Family_FALSE | Single Family_FALSE | unknown | unknownSingle Family_FALSE | unknownSingle Family_TRUE
Water_00005143 | SITE_00163 | Room_00007990 | Bathroom_1 | Bathroom | Bathroom Faucet | 1 |  | 1 | 1 |  | N/A | N/A | N/A | Unknown |  | N/A |  | N/A | WA | Single Family | Bathroom Faucet | 684 | 2259.17 | Single Family | FALSE | FALSE |  |  |  | 2259.17 | 0 | Single Family_FALSE | Single Family_FALSE | Single Family_ | Single Family_ | Single Family_ | unknown | unknownSingle Family_ | unknownSingle Family_FALSE
Water_00005144 | SITE_00163 | Room_00007990 | Bathroom_1 | Bathroom | Bathroom Faucet | 1 |  | 1 | 1 |  | N/A | N/A | N/A | Unknown |  | N/A |  | N/A | WA | Single Family | Bathroom Faucet | 684 | 2259.17 | Single Family | FALSE | FALSE |  |  |  | 2259.17 | 0 | Single Family_FALSE | Single Family_FALSE | Single Family_ | Single Family_ | Single Family_ | unknown | unknownSingle Family_ | unknownSingle Family_FALSE
Water_00005145 | SITE_00163 | Room_00007998 | Bathroom_2 | Bathroom | Shower / Bathtub combo with separate valve | unknown |  |  |  | Unknown | Secondary | A few times per year | N/A | Unknown |  | N/A |  | N/A | WA | Single Family | Shower | 684 | 2259.17 | Single Family | TRUE | TRUE | FALSE | FALSE | FALSE | 0 | 0 | Single Family_TRUE | Single Family_TRUE | Single Family_FALSE | Single Family_FALSE | Single Family_FALSE | unknown | unknownSingle Family_FALSE | unknownSingle Family_TRUE
Water_00005146 | SITE_00163 | Room_00007998 | Bathroom_2 | Bathroom | Bathroom Faucet | 1 |  | 1 | 1.2 |  | N/A | N/A | N/A | Unknown |  | N/A |  | N/A | WA | Single Family | Bathroom Faucet | 684 | 2259.17 | Single Family | FALSE | FALSE |  |  |  | 2259.17 | 0 | Single Family_FALSE | Single Family_FALSE | Single Family_ | Single Family_ | Single Family_ | unknown | unknownSingle Family_ | unknownSingle Family_FALSE
Water_00005147 | SITE_00168 | Room_00008055 | Bathroom_1 | Bathroom | Bathroom Faucet | 0.70778 | 0.70778 |  | 0.8 |  | N/A | N/A | N/A | Bag | 0.796 |  | 0.637 |  | WA | Single Family | Bathroom Faucet | 689 | 597.38 | Single Family | FALSE | FALSE |  |  |  | 422.8123 | 380.5311 | Single Family_FALSE | Single Family_FALSE | Single Family_ | Single Family_ | Single Family_ | unknown | unknownSingle Family_ | unknownSingle Family_FALSE
Water_00005148 | SITE_00168 | Room_00008055 | Bathroom_1 | Bathroom | Shower / Bathtub combo with diverter valve | 2.5 | 1.8867 | 2.5 | 2 |  | Primary | Daily / Almost Daily | N/A | Bag | 0.8492 |  | 1.698 |  | WA | Single Family | Shower | 689 | 597.38 | Single Family | TRUE | TRUE | TRUE | TRUE | TRUE | 1493.45 | 1014.3512 | Single Family_TRUE | Single Family_TRUE | Single Family_TRUE | Single Family_TRUE | Single Family_TRUE | 2.5gpm | 2.5gpmSingle Family_TRUE | 2.5gpmSingle Family_TRUE
Water_00005149 | SITE_00168 | Room_00008056 | Kitchen_1 | Kitchen | Kitchen Faucet | 1.7689 | 1.7689 |  | 2 |  | N/A | N/A | N/A | Bag | 0.796 |  | 1.592 |  | WA | Single Family | Kitchen Faucet | 689 | 597.38 | Single Family | FALSE | FALSE |  |  |  | 1056.6988 | 951.029 | Single Family_FALSE | Single Family_FALSE | Single Family_ | Single Family_ | Single Family_ | unknown | unknownSingle Family_ | unknownSingle Family_FALSE
Water_00005150 | SITE_00171 | Room_00008093 | Kitchen_1 | Kitchen | Kitchen Faucet | unknown |  |  | 1.4 |  | N/A | N/A | N/A | Unknown |  | N/A |  | N/A | WA | Single Family | Kitchen Faucet | 692 | 2259.17 | Single Family | FALSE | FALSE |  |  |  | 0 | 0 | Single Family_FALSE | Single Family_FALSE | Single Family_ | Single Family_ | Single Family_ | unknown | unknownSingle Family_ | unknownSingle Family_FALSE
Water_00005151 | SITE_00171 | Room_00008094 | Bathroom_1 | Bathroom | Bathroom Faucet | unknown |  |  | 1.2 |  | N/A | N/A | N/A | Unknown |  | N/A |  | N/A | WA | Single Family | Bathroom Faucet | 692 | 2259.17 | Single Family | FALSE | FALSE |  |  |  | 0 | 0 | Single Family_FALSE | Single Family_FALSE | Single Family_ | Single Family_ | Single Family_ | unknown | unknownSingle Family_ | unknownSingle Family_FALSE
Water_00005152 | SITE_00171 | Room_00008094 | Bathroom_1 | Bathroom | Shower / Bathtub combo with separate valve | unknown |  |  |  | Unknown | Primary | Daily / Almost Daily | N/A | Unknown |  | N/A |  | N/A | WA | Single Family | Shower | 692 | 2259.17 | Single Family | TRUE | TRUE | FALSE | FALSE | FALSE | 0 | 0 | Single Family_TRUE | Single Family_TRUE | Single Family_FALSE | Single Family_FALSE | Single Family_FALSE | unknown | unknownSingle Family_FALSE | unknownSingle Family_TRUE
Water_00005153 | SITE_00171 | Room_00008102 | Bathroom_2 | Bathroom | Shower | unknown |  |  |  | Unknown | Secondary | A few times per year | N/A | Unknown |  | N/A |  | N/A | WA | Single Family | Shower | 692 | 2259.17 | Single Family | TRUE | FALSE | FALSE | FALSE | FALSE | 0 | 0 | Single Family_TRUE | Single Family_FALSE | Single Family_FALSE | Single Family_FALSE | Single Family_FALSE | unknown | unknownSingle Family_FALSE | unknownSingle Family_TRUE
Water_00005154 | SITE_00171 | Room_00008102 | Bathroom_2 | Bathroom | Bathroom Faucet | unknown |  |  | 2.5 |  | N/A | N/A | N/A | Unknown |  | N/A |  | N/A | WA | Single Family | Bathroom Faucet | 692 | 2259.17 | Single Family | FALSE | FALSE |  |  |  | 0 | 0 | Single Family_FALSE | Single Family_FALSE | Single Family_ | Single Family_ | Single Family_ | unknown | unknownSingle Family_ | unknownSingle Family_FALSE
Water_00005155 | SITE_00177 | Room_00008190 | Bathroom_1 | Bathroom | Bathroom Faucet | 2.2 |  | 2.2 | 2.5 |  | N/A | N/A | N/A | Unknown |  | N/A |  | N/A | WA | Single Family | Bathroom Faucet | 697 | 3801.52 | Single Family | FALSE | FALSE |  |  |  | 8363.344 | 0 | Single Family_FALSE | Single Family_FALSE | Single Family_ | Single Family_ | Single Family_ | unknown | unknownSingle Family_ | unknownSingle Family_FALSE
Water_00005156 | SITE_00177 | Room_00008188 | Kitchen_1 | Kitchen | Kitchen Faucet | 1.7689 | 1.7689 |  | 2 |  | N/A | N/A | N/A | Bag | 0.796 |  | 1.592 |  | WA | Single Family | Kitchen Faucet | 697 | 3801.52 | Single Family | FALSE | FALSE |  |  |  | 6724.4665 | 6052.0198 | Single Family_FALSE | Single Family_FALSE | Single Family_ | Single Family_ | Single Family_ | unknown | unknownSingle Family_ | unknownSingle Family_FALSE
Water_00005157 | SITE_00177 | Room_00008195 | Bathroom_2 | Bathroom | Shower / Bathtub combo with diverter valve | unknown |  |  | 2.5 |  | Primary | A few times per week | N/A | Unknown |  | N/A |  | N/A | WA | Single Family | Shower | 697 | 3801.52 | Single Family | TRUE | TRUE | FALSE | FALSE | FALSE | 0 | 0 | Single Family_TRUE | Single Family_TRUE | Single Family_FALSE | Single Family_FALSE | Single Family_FALSE | unknown | unknownSingle Family_FALSE | unknownSingle Family_TRUE
Water_00005158 | SITE_00177 | Room_00008195 | Bathroom_2 | Bathroom | Bathroom Faucet | 1.75 |  | 1.75 | 2 |  | N/A | N/A | N/A | Unknown |  | N/A |  | N/A | WA | Single Family | Bathroom Faucet | 697 | 3801.52 | Single Family | FALSE | FALSE |  |  |  | 6652.66 | 0 | Single Family_FALSE | Single Family_FALSE | Single Family_ | Single Family_ | Single Family_ | unknown | unknownSingle Family_ | unknownSingle Family_FALSE
Water_00005159 | SITE_00419 | Room_00009500 | Kitchen_1 | Kitchen | Kitchen Faucet | 1.8 | 1.3267 | 1.8 | 1.5 |  | N/A | N/A | N/A | Bag | 0.796 |  | 1.194 |  | WA | Manufactured | Kitchen Faucet | 939 | 1824.63 | Manufactured | FALSE | FALSE |  |  |  | 3284.334 | 2178.6082 | Manufactured_FALSE | Manufactured_FALSE | Manufactured_ | Manufactured_ | Manufactured_ | unknown | unknownManufactured_ | unknownManufactured_FALSE
Water_00005160 | SITE_00419 | Room_00009504 | Bathroom_1 | Bathroom | Bathtub | unknown |  |  |  | N/A | N/A | N/A | N/A | Unknown |  | N/A |  | N/A | WA | Manufactured | Bathtub | 939 | 1824.63 | Manufactured | FALSE | FALSE |  |  |  | 0 | 0 | Manufactured_FALSE | Manufactured_FALSE | Manufactured_ | Manufactured_ | Manufactured_ | unknown | unknownManufactured_ | unknownManufactured_FALSE
Water_00005161 | SITE_00419 | Room_00009504 | Bathroom_1 | Bathroom | Bathroom Faucet | 2.2111 | 2.2111 |  | 2.5 |  | N/A | N/A | N/A | Bag | 0.796 |  | 1.99 |  | WA | Manufactured | Bathroom Faucet | 939 | 1824.63 | Manufactured | FALSE | FALSE |  |  |  | 4034.4597 | 3631.0137 | Manufactured_FALSE | Manufactured_FALSE | Manufactured_ | Manufactured_ | Manufactured_ | unknown | unknownManufactured_ | unknownManufactured_FALSE
Water_00005162 | SITE_00419 | Room_00009504 | Bathroom_1 | Bathroom | Bathroom Faucet | 2.2 | 2.0344 | 2.2 | 2.3 |  | N/A | N/A | N/A | Bag | 0.796 |  | 1.831 |  | WA | Manufactured | Bathroom Faucet | 939 | 1824.63 | Manufactured | FALSE | FALSE |  |  |  | 4014.186 | 3340.8975 | Manufactured_FALSE | Manufactured_FALSE | Manufactured_ | Manufactured_ | Manufactured_ | unknown | unknownManufactured_ | unknownManufactured_FALSE
Water_00005163 | SITE_00419 | Room_00009504 | Bathroom_1 | Bathroom | Shower | 2.3589 | 2.3589 |  | 2.5 |  | Primary | Daily / Almost Daily | N/A | Bag | 0.8492 |  | 2.123 |  | WA | Manufactured | Shower | 939 | 1824.63 | Manufactured | TRUE | FALSE | TRUE | TRUE | TRUE | 4304.0994 | 3873.6895 | Manufactured_TRUE | Manufactured_FALSE | Manufactured_TRUE | Manufactured_TRUE | Manufactured_TRUE | 2.5gpm | 2.5gpmManufactured_TRUE | 2.5gpmManufactured_TRUE
Water_00005164 | SITE_00419 | Room_00009505 | Bathroom_2 | Bathroom | Bathroom Faucet | 2.2 | 1.9456 | 2.2 | 2.2 |  | N/A | N/A | N/A | Bag | 0.796 |  | 1.751 |  | WA | Manufactured | Bathroom Faucet | 939 | 1824.63 | Manufactured | FALSE | FALSE |  |  |  | 4014.186 | 3194.9271 | Manufactured_FALSE | Manufactured_FALSE | Manufactured_ | Manufactured_ | Manufactured_ | unknown | unknownManufactured_ | unknownManufactured_FALSE
Water_00005165 | SITE_00419 | Room_00009505 | Bathroom_2 | Bathroom | Shower / Bathtub combo with diverter valve | 2.5 | 2.4533 | 2.5 | 2.6 |  | Secondary | A few times per year | N/A | Bag | 0.8492 |  | 2.208 |  | WA | Manufactured | Shower | 939 | 1824.63 | Manufactured | TRUE | TRUE | TRUE | TRUE | TRUE | 4561.575 | 4028.783 | Manufactured_TRUE | Manufactured_TRUE | Manufactured_TRUE | Manufactured_TRUE | Manufactured_TRUE | 2.5gpm | 2.5gpmManufactured_TRUE | 2.5gpmManufactured_TRUE
Water_00005166 | SITE_00422 | Room_00009535 | Bathroom_1 | Bathroom | Bathroom Faucet | 2.2 | 4.4222 | 2.2 | 5 |  | N/A | N/A | N/A | Bag | 0.796 |  | 3.98 |  | WA | Manufactured | Bathroom Faucet | 942 | 1628.92 | Manufactured | FALSE | FALSE |  |  |  | 3583.624 | 6483.1016 | Manufactured_FALSE | Manufactured_FALSE | Manufactured_ | Manufactured_ | Manufactured_ | unknown | unknownManufactured_ | unknownManufactured_FALSE
Water_00005167 | SITE_00422 | Room_00009535 | Bathroom_1 | Bathroom | Shower / Bathtub combo with diverter valve | 2.5 | 1.6511 | 2.5 | 1.75 |  | Secondary | A few times per year | N/A | Bag | 0.8492 |  | 1.486 |  | WA | Manufactured | Shower | 942 | 1628.92 | Manufactured | TRUE | TRUE | TRUE | TRUE | TRUE | 4072.3 | 2420.5751 | Manufactured_TRUE | Manufactured_TRUE | Manufactured_TRUE | Manufactured_TRUE | Manufactured_TRUE | 2.5gpm | 2.5gpmManufactured_TRUE | 2.5gpmManufactured_TRUE
Water_00005168 | SITE_00422 | Room_00009538 | Kitchen_1 | Kitchen | Kitchen Faucet | 1.7689 | 1.7689 |  | 2 |  | N/A | N/A | N/A | Bag | 0.796 |  | 1.592 |  | WA | Manufactured | Kitchen Faucet | 942 | 1628.92 | Manufactured | FALSE | FALSE |  |  |  | 2881.3785 | 2593.2406 | Manufactured_FALSE | Manufactured_FALSE | Manufactured_ | Manufactured_ | Manufactured_ | unknown | unknownManufactured_ | unknownManufactured_FALSE
Water_00005169 | SITE_00422 | Room_00009543 | Bathroom_2 | Bathroom | Bathroom Faucet | 1.5 | 1.1056 | 1.5 | 1.25 |  | N/A | N/A | N/A | Bag | 0.796 |  | 0.995 |  | WA | Manufactured | Bathroom Faucet | 942 | 1628.92 | Manufactured | FALSE | FALSE |  |  |  | 2443.38 | 1620.7754 | Manufactured_FALSE | Manufactured_FALSE | Manufactured_ | Manufactured_ | Manufactured_ | unknown | unknownManufactured_ | unknownManufactured_FALSE
Water_00005170 | SITE_00422 | Room_00009543 | Bathroom_2 | Bathroom | Bathroom Faucet | 1.5 | 1.3267 | 1.5 | 1.5 |  | N/A | N/A | N/A | Bag | 0.796 |  | 1.194 |  | WA | Manufactured | Bathroom Faucet | 942 | 1628.92 | Manufactured | FALSE | FALSE |  |  |  | 2443.38 | 1944.9305 | Manufactured_FALSE | Manufactured_FALSE | Manufactured_ | Manufactured_ | Manufactured_ | unknown | unknownManufactured_ | unknownManufactured_FALSE
Water_00005171 | SITE_00422 | Room_00009543 | Bathroom_2 | Bathroom | Shower | 2.5 | 1.8867 | 2.5 | 2 |  | Primary | Daily / Almost Daily | N/A | Bag | 0.8492 |  | 1.698 |  | WA | Manufactured | Shower | 942 | 1628.92 | Manufactured | TRUE | FALSE | TRUE | TRUE | TRUE | 4072.3 | 2765.9062 | Manufactured_TRUE | Manufactured_FALSE | Manufactured_TRUE | Manufactured_TRUE | Manufactured_TRUE | 2.5gpm | 2.5gpmManufactured_TRUE | 2.5gpmManufactured_TRUE
Water_00005172 | SITE_00422 | Room_00009543 | Bathroom_2 | Bathroom | Bathtub | unknown |  |  |  | N/A | N/A | N/A | N/A | Unknown |  | N/A |  | N/A | WA | Manufactured | Bathtub | 942 | 1628.92 | Manufactured | FALSE | FALSE |  |  |  | 0 | 0 | Manufactured_FALSE | Manufactured_FALSE | Manufactured_ | Manufactured_ | Manufactured_ | unknown | unknownManufactured_ | unknownManufactured_FALSE
Water_00005173 | SITE_00429 | Room_00009624 | Kitchen_2 | Kitchen | Kitchen Faucet | 1.8 |  | 1.8 |  | Unknown | N/A | N/A | Couldn't measure | Bag | 0.796 |  |  | Unknown | WA | Manufactured | Kitchen Faucet | 949 | 1824.63 | Manufactured | FALSE | FALSE |  |  |  | 3284.334 | 0 | Manufactured_FALSE | Manufactured_FALSE | Manufactured_ | Manufactured_ | Manufactured_ | unknown | unknownManufactured_ | unknownManufactured_FALSE
Water_00005174 | SITE_00429 | Room_00009629 | Bathroom_8 | Bathroom | Shower | unknown |  |  |  | Unknown | All used about the same | Daily / Almost Daily | Couldn't measure | Bag | 0.8492 |  |  | Unknown | WA | Manufactured | Shower | 949 | 1824.63 | Manufactured | TRUE | FALSE | FALSE | FALSE | FALSE | 0 | 0 | Manufactured_TRUE | Manufactured_FALSE | Manufactured_FALSE | Manufactured_FALSE | Manufactured_FALSE | unknown | unknownManufactured_FALSE | unknownManufactured_TRUE
Water_00005175 | SITE_00429 | Room_00009629 | Bathroom_8 | Bathroom | Bathroom Faucet | 1.5 |  | 1.5 |  | Unknown | N/A | N/A | Couldn't measure | Bag | 0.796 |  |  | Unknown | WA | Manufactured | Bathroom Faucet | 949 | 1824.63 | Manufactured | FALSE | FALSE |  |  |  | 2736.945 | 0 | Manufactured_FALSE | Manufactured_FALSE | Manufactured_ | Manufactured_ | Manufactured_ | unknown | unknownManufactured_ | unknownManufactured_FALSE
Water_00005176 | SITE_00429 | Room_00009629 | Bathroom_8 | Bathroom | Bathroom Faucet | 1.5 |  | 1.5 |  | Unknown | N/A | N/A | Couldn't measure | Bag | 0.796 |  |  | Unknown | WA | Manufactured | Bathroom Faucet | 949 | 1824.63 | Manufactured | FALSE | FALSE |  |  |  | 2736.945 | 0 | Manufactured_FALSE | Manufactured_FALSE | Manufactured_ | Manufactured_ | Manufactured_ | unknown | unknownManufactured_ | unknownManufactured_FALSE
Water_00005177 | SITE_00429 | Room_00009636 | Bathroom_1 | Bathroom | Shower / Bathtub combo with diverter valve | unknown |  |  |  | Unknown | All used about the same | Daily / Almost Daily | Two people per bathroom | Bag | 0.8492 |  |  | Unknown | WA | Manufactured | Shower | 949 | 1824.63 | Manufactured | TRUE | TRUE | FALSE | FALSE | FALSE | 0 | 0 | Manufactured_TRUE | Manufactured_TRUE | Manufactured_FALSE | Manufactured_FALSE | Manufactured_FALSE | unknown | unknownManufactured_FALSE | unknownManufactured_TRUE
Water_00005178 | SITE_00429 | Room_00009636 | Bathroom_1 | Bathroom | Bathroom Faucet | unknown |  |  |  | Unknown | N/A | N/A | N/A | Bag | 0.796 |  |  | Unknown | WA | Manufactured | Bathroom Faucet | 949 | 1824.63 | Manufactured | FALSE | FALSE |  |  |  | 0 | 0 | Manufactured_FALSE | Manufactured_FALSE | Manufactured_ | Manufactured_ | Manufactured_ | unknown | unknownManufactured_ | unknownManufactured_FALSE
Water_00005179 | SITE_00438 | Room_00009711 | Kitchen_2 | Kitchen | Kitchen Faucet | unknown |  |  |  | Unknown | N/A | N/A | Couldn't measure | Bag | 0.796 |  |  | Unknown | WA | Multifamily Residence | Kitchen Faucet | 958 | 1819.67 | Multifamily Residence | FALSE | FALSE |  |  |  | 0 | 0 | Multifamily Residence_FALSE | Multifamily Residence_FALSE | Multifamily Residence_ | Multifamily Residence_ | Multifamily Residence_ | unknown | unknownMultifamily Residence_ | unknownMultifamily Residence_FALSE
Water_00005180 | SITE_00438 | Room_00009715 | Bathroom_6 | Bathroom | Bathroom Faucet | unknown |  |  |  | Unknown | N/A | N/A | Couldn't measure | Bag | 0.796 |  |  | Unknown | WA | Multifamily Residence | Bathroom Faucet | 958 | 1819.67 | Multifamily Residence | FALSE | FALSE |  |  |  | 0 | 0 | Multifamily Residence_FALSE | Multifamily Residence_FALSE | Multifamily Residence_ | Multifamily Residence_ | Multifamily Residence_ | unknown | unknownMultifamily Residence_ | unknownMultifamily Residence_FALSE
Water_00005181 | SITE_00438 | Room_00009715 | Bathroom_6 | Bathroom | Shower / Bathtub combo with diverter valve | unknown |  |  |  | Unknown | Primary | Daily / Almost Daily | Couldn't measure | Bag | 0.8492 |  |  | Unknown | WA | Multifamily Residence | Shower | 958 | 1819.67 | Multifamily Residence | TRUE | TRUE | FALSE | FALSE | FALSE | 0 | 0 | Multifamily Residence_TRUE | Multifamily Residence_TRUE | Multifamily Residence_FALSE | Multifamily Residence_FALSE | Multifamily Residence_FALSE | unknown | unknownMultifamily Residence_FALSE | unknownMultifamily Residence_TRUE
Water_00005182 | SITE_00446 | Room_00009780 | Bathroom_1 | Bathroom | Shower / Bathtub combo with diverter valve | unknown |  |  | 3 |  | Primary | A few times per week | N/A | Unknown |  | N/A |  | N/A | WA | Multifamily Residence | Shower | 966 | 687.85 | Multifamily Residence | TRUE | TRUE | FALSE | FALSE | FALSE | 0 | 0 | Multifamily Residence_TRUE | Multifamily Residence_TRUE | Multifamily Residence_FALSE | Multifamily Residence_FALSE | Multifamily Residence_FALSE | unknown | unknownMultifamily Residence_FALSE | unknownMultifamily Residence_TRUE
Water_00005183 | SITE_00446 | Room_00009780 | Bathroom_1 | Bathroom | Bathroom Faucet | 1.2 |  | 1.2 | 1.8 |  | N/A | N/A | N/A | Unknown |  | N/A |  | N/A | WA | Multifamily Residence | Bathroom Faucet | 966 | 687.85 | Multifamily Residence | FALSE | FALSE |  |  |  | 825.42 | 0 | Multifamily Residence_FALSE | Multifamily Residence_FALSE | Multifamily Residence_ | Multifamily Residence_ | Multifamily Residence_ | unknown | unknownMultifamily Residence_ | unknownMultifamily Residence_FALSE
Water_00005184 | SITE_00446 | Room_00009784 | Kitchen_1 | Kitchen | Kitchen Faucet | 2.2 | 1.7689 | 2.2 | 2 |  | N/A | N/A | N/A | Bag | 0.796 |  | 1.592 |  | WA | Multifamily Residence | Kitchen Faucet | 966 | 687.85 | Multifamily Residence | FALSE | FALSE |  |  |  | 1513.27 | 1095.0572 | Multifamily Residence_FALSE | Multifamily Residence_FALSE | Multifamily Residence_ | Multifamily Residence_ | Multifamily Residence_ | unknown | unknownMultifamily Residence_ | unknownMultifamily Residence_FALSE
Water_00005185 | SITE_00447 | Room_00009791 | Bathroom_1 | Bathroom | Shower | unknown |  |  | 1.5 |  | Primary | Daily / Almost Daily | N/A | Unknown |  | N/A |  | N/A | WA | Multifamily Residence | Shower | 967 | 1819.67 | Multifamily Residence | TRUE | FALSE | FALSE | FALSE | FALSE | 0 | 0 | Multifamily Residence_TRUE | Multifamily Residence_FALSE | Multifamily Residence_FALSE | Multifamily Residence_FALSE | Multifamily Residence_FALSE | unknown | unknownMultifamily Residence_FALSE | unknownMultifamily Residence_TRUE
Water_00005186 | SITE_00447 | Room_00009791 | Bathroom_1 | Bathroom | Bathroom Faucet | unknown |  |  | 1.5 |  | N/A | N/A | N/A | Unknown |  | N/A |  | N/A | WA | Multifamily Residence | Bathroom Faucet | 967 | 1819.67 | Multifamily Residence | FALSE | FALSE |  |  |  | 0 | 0 | Multifamily Residence_FALSE | Multifamily Residence_FALSE | Multifamily Residence_ | Multifamily Residence_ | Multifamily Residence_ | unknown | unknownMultifamily Residence_ | unknownMultifamily Residence_FALSE
Water_00005187 | SITE_00447 | Room_00009793 | Kitchen_1 | Kitchen | Kitchen Faucet | unknown |  |  | 4.5 |  | N/A | N/A | N/A | Unknown |  | N/A |  | N/A | WA | Multifamily Residence | Kitchen Faucet | 967 | 1819.67 | Multifamily Residence | FALSE | FALSE |  |  |  | 0 | 0 | Multifamily Residence_FALSE | Multifamily Residence_FALSE | Multifamily Residence_ | Multifamily Residence_ | Multifamily Residence_ | unknown | unknownMultifamily Residence_ | unknownMultifamily Residence_FALSE
Water_00005188 | SITE_00453 | Room_00009838 | Kitchen_1 | Kitchen | Kitchen Faucet | 1.5033 | 1.5033 |  | 1.7 |  | N/A | N/A | N/A | Bag | 0.796 |  | 1.353 |  | WA | Multifamily Residence | Kitchen Faucet | 973 | 1819.67 | Multifamily Residence | FALSE | FALSE |  |  |  | 2735.5706 | 2462.0135 | Multifamily Residence_FALSE | Multifamily Residence_FALSE | Multifamily Residence_ | Multifamily Residence_ | Multifamily Residence_ | unknown | unknownMultifamily Residence_ | unknownMultifamily Residence_FALSE
Water_00005189 | SITE_00453 | Room_00009836 | Bathroom_1 | Bathroom | Bathroom Faucet | unknown |  |  |  | Unknown | N/A | N/A | Things in sink. Did not test | Bag | 0.796 |  |  | Unknown | WA | Multifamily Residence | Bathroom Faucet | 973 | 1819.67 | Multifamily Residence | FALSE | FALSE |  |  |  | 0 | 0 | Multifamily Residence_FALSE | Multifamily Residence_FALSE | Multifamily Residence_ | Multifamily Residence_ | Multifamily Residence_ | unknown | unknownMultifamily Residence_ | unknownMultifamily Residence_FALSE
Water_00005190 | SITE_00453 | Room_00009836 | Bathroom_1 | Bathroom | Shower / Bathtub combo with diverter valve | 1.4156 | 1.4156 |  | 1.5 |  | All used about the same | Daily / Almost Daily | N/A | Bag | 0.8492 |  | 1.274 |  | WA | Multifamily Residence | Shower | 973 | 1819.67 | Multifamily Residence | TRUE | TRUE | TRUE | TRUE | TRUE | 2575.844 | 2318.2596 | Multifamily Residence_TRUE | Multifamily Residence_TRUE | Multifamily Residence_TRUE | Multifamily Residence_TRUE | Multifamily Residence_TRUE | <1.5gpm | <1.5gpmMultifamily Residence_TRUE | <1.5gpmMultifamily Residence_TRUE
Water_00005191 | SITE_00453 | Room_00009840 | Bathroom_2 | Bathroom | Bathroom Faucet | 2.2 | 1.5033 | 2.2 | 1.7 |  | N/A | N/A | N/A | Bag | 0.796 |  | 1.353 |  | WA | Multifamily Residence | Bathroom Faucet | 973 | 1819.67 | Multifamily Residence | FALSE | FALSE |  |  |  | 4003.274 | 2462.0135 | Multifamily Residence_FALSE | Multifamily Residence_FALSE | Multifamily Residence_ | Multifamily Residence_ | Multifamily Residence_ | unknown | unknownMultifamily Residence_ | unknownMultifamily Residence_FALSE
Water_00005192 | SITE_00453 | Room_00009840 | Bathroom_2 | Bathroom | Shower / Bathtub combo with diverter valve | 2.5478 | 2.5478 |  | 2.7 |  | All used about the same | Daily / Almost Daily | N/A | Bag | 0.8492 |  | 2.293 |  | WA | Multifamily Residence | Shower | 973 | 1819.67 | Multifamily Residence | TRUE | TRUE | TRUE | TRUE | TRUE | 4636.1148 | 4172.5033 | Multifamily Residence_TRUE | Multifamily Residence_TRUE | Multifamily Residence_TRUE | Multifamily Residence_TRUE | Multifamily Residence_TRUE | gt2.5gpm | gt2.5gpmMultifamily Residence_TRUE | gt2.5gpmMultifamily Residence_TRUE
Water_00005193 | SITE_00495 | Room_00010282 | Kitchen_1 | Kitchen | Kitchen Faucet | 3.0956 | 3.0956 |  | 3.5 |  | N/A | N/A | N/A | Bag | 0.796 |  | 2.786 |  | WA | Single Family | Kitchen Faucet | 1015 | 3931.6 | Single Family | FALSE | FALSE |  |  |  | 12170.4862 | 10953.4376 | Single Family_FALSE | Single Family_FALSE | Single Family_ | Single Family_ | Single Family_ | unknown | unknownSingle Family_ | unknownSingle Family_FALSE
Water_00005194 | SITE_00495 | Room_00010288 | Bathroom_1 | Bathroom | Bathroom Faucet | unknown |  |  | 4.5 |  | N/A | N/A | N/A | Unknown |  | N/A |  | N/A | WA | Single Family | Bathroom Faucet | 1015 | 3931.6 | Single Family | FALSE | FALSE |  |  |  | 0 | 0 | Single Family_FALSE | Single Family_FALSE | Single Family_ | Single Family_ | Single Family_ | unknown | unknownSingle Family_ | unknownSingle Family_FALSE
Water_00005195 | SITE_00495 | Room_00010288 | Bathroom_1 | Bathroom | Shower | unknown |  |  | 3.5 |  | Primary | Daily / Almost Daily | N/A | Unknown |  | N/A |  | N/A | WA | Single Family | Shower | 1015 | 3931.6 | Single Family | TRUE | FALSE | FALSE | FALSE | FALSE | 0 | 0 | Single Family_TRUE | Single Family_FALSE | Single Family_FALSE | Single Family_FALSE | Single Family_FALSE | unknown | unknownSingle Family_FALSE | unknownSingle Family_TRUE
Water_00005196 | SITE_00495 | Room_00010291 | Bathroom_2 | Bathroom | Shower / Bathtub combo with diverter valve | 2 |  | 2 | 3 |  | Secondary | Unknown | N/A | Unknown |  | N/A |  | N/A | WA | Single Family | Shower | 1015 | 3931.6 | Single Family | TRUE | TRUE | TRUE | FALSE | FALSE | 7863.2 | 0 | Single Family_TRUE | Single Family_TRUE | Single Family_TRUE | Single Family_FALSE | Single Family_FALSE | unknown | unknownSingle Family_FALSE | unknownSingle Family_TRUE
Water_00005197 | SITE_00495 | Room_00010291 | Bathroom_2 | Bathroom | Bathroom Faucet | unknown |  |  | 5 |  | N/A | N/A | N/A | Unknown |  | N/A |  | N/A | WA | Single Family | Bathroom Faucet | 1015 | 3931.6 | Single Family | FALSE | FALSE |  |  |  | 0 | 0 | Single Family_FALSE | Single Family_FALSE | Single Family_ | Single Family_ | Single Family_ | unknown | unknownSingle Family_ | unknownSingle Family_FALSE
Water_00005198 | SITE_00495 | Room_00010298 | Bathroom_3 | Bathroom | Bathroom Faucet | 2 |  | 2 | 3 |  | N/A | N/A | N/A | Unknown |  | N/A |  | N/A | WA | Single Family | Bathroom Faucet | 1015 | 3931.6 | Single Family | FALSE | FALSE |  |  |  | 7863.2 | 0 | Single Family_FALSE | Single Family_FALSE | Single Family_ | Single Family_ | Single Family_ | unknown | unknownSingle Family_ | unknownSingle Family_FALSE
Water_00005199 | SITE_00495 | Room_00010298 | Bathroom_3 | Bathroom | Shower / Bathtub combo with diverter valve | 2.5 |  | 2.5 | 3.5 |  | Primary | A few times per year | N/A | Unknown |  | N/A |  | N/A | WA | Single Family | Shower | 1015 | 3931.6 | Single Family | TRUE | TRUE | TRUE | FALSE | FALSE | 9829 | 0 | Single Family_TRUE | Single Family_TRUE | Single Family_TRUE | Single Family_FALSE | Single Family_FALSE | unknown | unknownSingle Family_FALSE | unknownSingle Family_TRUE
Water_00005200 | SITE_00497 | Room_00010321 | Bathroom_1 | Bathroom | Bathtub | unknown |  |  |  | N/A | N/A | N/A | N/A | Unknown |  | N/A |  | N/A | WA | Single Family | Bathtub | 1017 | 3805.5 | Single Family | FALSE | FALSE |  |  |  | 0 | 0 | Single Family_FALSE | Single Family_FALSE | Single Family_ | Single Family_ | Single Family_ | unknown | unknownSingle Family_ | unknownSingle Family_FALSE
Water_00005201 | SITE_00497 | Room_00010321 | Bathroom_1 | Bathroom | Bathroom Faucet | 1.7689 | 1.7689 |  | 2 |  | N/A | N/A | N/A | Bag | 0.796 |  | 1.592 |  | WA | Single Family | Bathroom Faucet | 1017 | 3805.5 | Single Family | FALSE | FALSE |  |  |  | 6731.5067 | 6058.356 | Single Family_FALSE | Single Family_FALSE | Single Family_ | Single Family_ | Single Family_ | unknown | unknownSingle Family_ | unknownSingle Family_FALSE
Water_00005202 | SITE_00497 | Room_00010323 | Kitchen_1 | Kitchen | Kitchen Faucet | 3.98 | 3.98 |  | 4.5 |  | N/A | N/A | N/A | Bag | 0.796 |  | 3.582 |  | WA | Single Family | Kitchen Faucet | 1017 | 3805.5 | Single Family | FALSE | FALSE |  |  |  | 15145.89 | 13631.301 | Single Family_FALSE | Single Family_FALSE | Single Family_ | Single Family_ | Single Family_ | unknown | unknownSingle Family_ | unknownSingle Family_FALSE
Water_00005203 | SITE_00497 | Room_00010325 | Bathroom_2 | Bathroom | Bathroom Faucet | 2.2111 | 2.2111 |  | 2.5 |  | N/A | N/A | N/A | Bag | 0.796 |  | 1.99 |  | WA | Single Family | Bathroom Faucet | 1017 | 3805.5 | Single Family | FALSE | FALSE |  |  |  | 8414.3833 | 7572.945 | Single Family_FALSE | Single Family_FALSE | Single Family_ | Single Family_ | Single Family_ | unknown | unknownSingle Family_ | unknownSingle Family_FALSE
Water_00005204 | SITE_00497 | Room_00010325 | Bathroom_2 | Bathroom | Shower | 2.6422 | 2.6422 |  | 2.8 |  | Primary | Daily / Almost Daily | N/A | Bag | 0.8492 |  | 2.378 |  | WA | Single Family | Shower | 1017 | 3805.5 | Single Family | TRUE | FALSE | TRUE | TRUE | TRUE | 10054.9767 | 9049.479 | Single Family_TRUE | Single Family_FALSE | Single Family_TRUE | Single Family_TRUE | Single Family_TRUE | gt2.5gpm | gt2.5gpmSingle Family_TRUE | gt2.5gpmSingle Family_TRUE
Water_00005205 | SITE_00499 | Room_00010353 | Bathroom_6 | Bathroom | Bathroom Faucet | 1.5 |  | 1.5 |  | Unknown | N/A | N/A | Couldn't measure | Bag | 0.796 |  |  | Unknown | WA | Single Family | Bathroom Faucet | 1019 | 3805.5 | Single Family | FALSE | FALSE |  |  |  | 5708.25 | 0 | Single Family_FALSE | Single Family_FALSE | Single Family_ | Single Family_ | Single Family_ | unknown | unknownSingle Family_ | unknownSingle Family_FALSE
Water_00005206 | SITE_00499 | Room_00010353 | Bathroom_6 | Bathroom | Shower / Bathtub combo with diverter valve | 2.5 |  | 2.5 |  | Unknown | Primary | Daily / Almost Daily | Couldn't measure | Bag | 0.8492 |  |  | Unknown | WA | Single Family | Shower | 1019 | 3805.5 | Single Family | TRUE | TRUE | TRUE | FALSE | FALSE | 9513.75 | 0 | Single Family_TRUE | Single Family_TRUE | Single Family_TRUE | Single Family_FALSE | Single Family_FALSE | unknown | unknownSingle Family_FALSE | unknownSingle Family_TRUE
Water_00005207 | SITE_00499 | Room_00010354 | Kitchen_2 | Kitchen | Kitchen Faucet | 2.2 |  | 2.2 |  | Unknown | N/A | N/A | N/A | Bag | 0.796 |  |  | Unknown | WA | Single Family | Kitchen Faucet | 1019 | 3805.5 | Single Family | FALSE | FALSE |  |  |  | 8372.1 | 0 | Single Family_FALSE | Single Family_FALSE | Single Family_ | Single Family_ | Single Family_ | unknown | unknownSingle Family_ | unknownSingle Family_FALSE
Water_00005208 | SITE_00499 | Room_00010359 | Bathroom_1 | Bathroom | Bathroom Faucet | unknown |  |  |  | Unknown | N/A | N/A | Couldn't measure | Bag | 0.796 |  |  | Unknown | WA | Single Family | Bathroom Faucet | 1019 | 3805.5 | Single Family | FALSE | FALSE |  |  |  | 0 | 0 | Single Family_FALSE | Single Family_FALSE | Single Family_ | Single Family_ | Single Family_ | unknown | unknownSingle Family_ | unknownSingle Family_FALSE
Water_00005209 | SITE_00499 | Room_00010359 | Bathroom_1 | Bathroom | Shower | unknown |  |  |  | Unknown | All used about the same | Daily / Almost Daily | N/A | Bag | 0.8492 |  |  | Unknown | WA | Single Family | Shower | 1019 | 3805.5 | Single Family | TRUE | FALSE | FALSE | FALSE | FALSE | 0 | 0 | Single Family_TRUE | Single Family_FALSE | Single Family_FALSE | Single Family_FALSE | Single Family_FALSE | unknown | unknownSingle Family_FALSE | unknownSingle Family_TRUE
Water_00005210 | SITE_00500 | Room_00010366 | Kitchen_1 | Kitchen | Kitchen Faucet | 2.3 | 2.3 |  | 2.6 |  | N/A | N/A | N/A | Bag | 0.796 |  | 2.07 |  | WA | Single Family | Kitchen Faucet | 1020 | 3931.6 | Single Family | FALSE | FALSE |  |  |  | 9042.68 | 8138.412 | Single Family_FALSE | Single Family_FALSE | Single Family_ | Single Family_ | Single Family_ | unknown | unknownSingle Family_ | unknownSingle Family_FALSE
Water_00005211 | SITE_00500 | Room_00010370 | Bathroom_1 | Bathroom | Bathroom Faucet | 1.5 | 1.2378 | 1.5 | 1.4 |  | N/A | N/A | N/A | Bag | 0.796 |  | 1.114 |  | WA | Single Family | Bathroom Faucet | 1020 | 3931.6 | Single Family | FALSE | FALSE |  |  |  | 5897.4 | 4379.8024 | Single Family_FALSE | Single Family_FALSE | Single Family_ | Single Family_ | Single Family_ | unknown | unknownSingle Family_ | unknownSingle Family_FALSE
Water_00005212 | SITE_00500 | Room_00010370 | Bathroom_1 | Bathroom | Shower / Bathtub combo with diverter valve | 2.5 |  | 2.5 |  | Unknown | Secondary | A few times per year | Couldn't measure, bag broken | Bag | 0.8492 |  |  | Unknown | WA | Single Family | Shower | 1020 | 3931.6 | Single Family | TRUE | TRUE | TRUE | FALSE | FALSE | 9829 | 0 | Single Family_TRUE | Single Family_TRUE | Single Family_TRUE | Single Family_FALSE | Single Family_FALSE | unknown | unknownSingle Family_FALSE | unknownSingle Family_TRUE
Water_00005213 | SITE_00500 | Room_00010373 | Bathroom_2 | Bathroom | Bathroom Faucet | 2.3 | 2.3 |  | 2.6 |  | N/A | N/A | N/A | Bag | 0.796 |  | 2.07 |  | WA | Single Family | Bathroom Faucet | 1020 | 3931.6 | Single Family | FALSE | FALSE |  |  |  | 9042.68 | 8138.412 | Single Family_FALSE | Single Family_FALSE | Single Family_ | Single Family_ | Single Family_ | unknown | unknownSingle Family_ | unknownSingle Family_FALSE
Water_00005214 | SITE_00500 | Room_00010373 | Bathroom_2 | Bathroom | Bathroom Faucet | 2.3 | 2.3 |  | 2.6 |  | N/A | N/A | N/A | Bag | 0.796 |  | 2.07 |  | WA | Single Family | Bathroom Faucet | 1020 | 3931.6 | Single Family | FALSE | FALSE |  |  |  | 9042.68 | 8138.412 | Single Family_FALSE | Single Family_FALSE | Single Family_ | Single Family_ | Single Family_ | unknown | unknownSingle Family_ | unknownSingle Family_FALSE
Water_00005215 | SITE_00500 | Room_00010373 | Bathroom_2 | Bathroom | Shower / Bathtub combo with diverter valve | 2.5 | 1.8867 | 2.5 | 2 |  | Primary | Daily / Almost Daily | Too wide to test | Bag | 0.8492 |  | 1.698 |  | WA | Single Family | Shower | 1020 | 3931.6 | Single Family | TRUE | TRUE | TRUE | TRUE | TRUE | 9829 | 6675.8568 | Single Family_TRUE | Single Family_TRUE | Single Family_TRUE | Single Family_TRUE | Single Family_TRUE | 2.5gpm | 2.5gpmSingle Family_TRUE | 2.5gpmSingle Family_TRUE
Water_00005216 | SITE_00505 | Room_00010446 | Bathroom_1 | Bathroom | Bathroom Faucet | 1.2378 | 1.2378 |  | 1.4 |  | N/A | N/A | N/A | Bag | 0.796 |  | 1.114 |  | WA | Single Family | Bathroom Faucet | 1025 | 3805.5 | Single Family | FALSE | FALSE |  |  |  | 4710.3633 | 4239.327 | Single Family_FALSE | Single Family_FALSE | Single Family_ | Single Family_ | Single Family_ | unknown | unknownSingle Family_ | unknownSingle Family_FALSE
Water_00005217 | SITE_00505 | Room_00010446 | Bathroom_1 | Bathroom | Shower / Bathtub combo with diverter valve | 2 | 1.9811 | 2 | 2.1 |  | Primary | Daily / Almost Daily | N/A | Bag | 0.8492 |  | 1.783 |  | WA | Single Family | Shower | 1025 | 3805.5 | Single Family | TRUE | TRUE | TRUE | TRUE | TRUE | 7611 | 6785.2065 | Single Family_TRUE | Single Family_TRUE | Single Family_TRUE | Single Family_TRUE | Single Family_TRUE | 2.0gpm | 2.0gpmSingle Family_TRUE | 2.0gpmSingle Family_TRUE
Water_00005218 | SITE_00505 | Room_00010448 | Kitchen_1 | Kitchen | Kitchen Faucet | 2.2 | 2.2111 | 2.2 | 2.5 |  | N/A | N/A | N/A | Bag | 0.796 |  | 1.99 |  | WA | Single Family | Kitchen Faucet | 1025 | 3805.5 | Single Family | FALSE | FALSE |  |  |  | 8372.1 | 7572.945 | Single Family_FALSE | Single Family_FALSE | Single Family_ | Single Family_ | Single Family_ | unknown | unknownSingle Family_ | unknownSingle Family_FALSE
Water_00005219 | SITE_00505 | Room_00010449 | Kitchen_2 | Kitchen | Kitchen Faucet | 2.2 | 2.3878 | 2.2 | 2.7 |  | N/A | N/A | N/A | Bag | 0.796 |  | 2.149 |  | WA | Single Family | Kitchen Faucet | 1025 | 3805.5 | Single Family | FALSE | FALSE |  |  |  | 8372.1 | 8178.0195 | Single Family_FALSE | Single Family_FALSE | Single Family_ | Single Family_ | Single Family_ | unknown | unknownSingle Family_ | unknownSingle Family_FALSE
Water_00005220 | SITE_00505 | Room_00010452 | Bathroom_2 | Bathroom | Bathroom Faucet | 2 | 1.8578 | 2 | 2.1 |  | N/A | N/A | N/A | Bag | 0.796 |  | 1.672 |  | WA | Single Family | Bathroom Faucet | 1025 | 3805.5 | Single Family | FALSE | FALSE |  |  |  | 7611 | 6362.796 | Single Family_FALSE | Single Family_FALSE | Single Family_ | Single Family_ | Single Family_ | unknown | unknownSingle Family_ | unknownSingle Family_FALSE
Water_00005221 | SITE_00505 | Room_00010452 | Bathroom_2 | Bathroom | Shower | 1.9811 | 1.9811 |  | 2.1 |  | Secondary | A few times per year | N/A | Bag | 0.8492 |  | 1.783 |  | WA | Single Family | Shower | 1025 | 3805.5 | Single Family | TRUE | FALSE | TRUE | TRUE | TRUE | 7539.1183 | 6785.2065 | Single Family_TRUE | Single Family_FALSE | Single Family_TRUE | Single Family_TRUE | Single Family_TRUE | 2.0gpm | 2.0gpmSingle Family_TRUE | 2.0gpmSingle Family_TRUE
Water_00005222 | SITE_00507 | Room_00010473 | Bathroom_1 | Bathroom | Bathroom Faucet | 1.4156 | 1.4156 |  | 1.6 |  | N/A | N/A | N/A | Bag | 0.796 |  | 1.274 |  | WA | Single Family | Bathroom Faucet | 1027 | 3805.5 | Single Family | FALSE | FALSE |  |  |  | 5386.8967 | 4848.207 | Single Family_FALSE | Single Family_FALSE | Single Family_ | Single Family_ | Single Family_ | unknown | unknownSingle Family_ | unknownSingle Family_FALSE
Water_00005223 | SITE_00507 | Room_00010473 | Bathroom_1 | Bathroom | Bathroom Faucet | unknown |  |  |  | Unknown | N/A | N/A | Can't measure flow too many things in the sink. | Bag | 0.796 |  |  | Unknown | WA | Single Family | Bathroom Faucet | 1027 | 3805.5 | Single Family | FALSE | FALSE |  |  |  | 0 | 0 | Single Family_FALSE | Single Family_FALSE | Single Family_ | Single Family_ | Single Family_ | unknown | unknownSingle Family_ | unknownSingle Family_FALSE
Water_00005224 | SITE_00507 | Room_00010473 | Bathroom_1 | Bathroom | Shower | 2.5 | 2.17 | 2.5 | 2.3 |  | All used about the same | Daily / Almost Daily | N/A | Bag | 0.8492 |  | 1.953 |  | WA | Single Family | Shower | 1027 | 3805.5 | Single Family | TRUE | FALSE | TRUE | TRUE | TRUE | 9513.75 | 7432.1415 | Single Family_TRUE | Single Family_FALSE | Single Family_TRUE | Single Family_TRUE | Single Family_TRUE | 2.5gpm | 2.5gpmSingle Family_TRUE | 2.5gpmSingle Family_TRUE
Water_00005225 | SITE_00507 | Room_00010476 | Kitchen_1 | Kitchen | Kitchen Faucet | 1.8 | 1.8578 | 1.8 | 2.1 |  | N/A | N/A | N/A | Bag | 0.796 |  | 1.672 |  | WA | Single Family | Kitchen Faucet | 1027 | 3805.5 | Single Family | FALSE | FALSE |  |  |  | 6849.9 | 6362.796 | Single Family_FALSE | Single Family_FALSE | Single Family_ | Single Family_ | Single Family_ | unknown | unknownSingle Family_ | unknownSingle Family_FALSE
Water_00005226 | SITE_00507 | Room_00010477 | Bathroom_2 | Bathroom | Bathroom Faucet | 2.2111 | 2.2111 |  | 2.5 |  | N/A | N/A | N/A | Bag | 0.796 |  | 1.99 |  | WA | Single Family | Bathroom Faucet | 1027 | 3805.5 | Single Family | FALSE | FALSE |  |  |  | 8414.3833 | 7572.945 | Single Family_FALSE | Single Family_FALSE | Single Family_ | Single Family_ | Single Family_ | unknown | unknownSingle Family_ | unknownSingle Family_FALSE
Water_00005227 | SITE_00507 | Room_00010477 | Bathroom_2 | Bathroom | Shower / Bathtub combo with diverter valve | 2.5 | 1.8867 | 2.5 | 2 |  | All used about the same | Daily / Almost Daily | N/A | Bag | 0.8492 |  | 1.698 |  | WA | Single Family | Shower | 1027 | 3805.5 | Single Family | TRUE | TRUE | TRUE | TRUE | TRUE | 9513.75 | 6461.739 | Single Family_TRUE | Single Family_TRUE | Single Family_TRUE | Single Family_TRUE | Single Family_TRUE | 2.5gpm | 2.5gpmSingle Family_TRUE | 2.5gpmSingle Family_TRUE
Water_00005228 | SITE_00508 | Room_00010490 | Kitchen_1 | Kitchen | Kitchen Faucet | 1.5 | 2.2111 | 1.5 | 2.5 |  | N/A | N/A | N/A | Bag | 0.796 |  | 1.99 |  | WA | Single Family | Kitchen Faucet | 1028 | 3805.5 | Single Family | FALSE | FALSE |  |  |  | 5708.25 | 7572.945 | Single Family_FALSE | Single Family_FALSE | Single Family_ | Single Family_ | Single Family_ | unknown | unknownSingle Family_ | unknownSingle Family_FALSE
Water_00005229 | SITE_00508 | Room_00010492 | Bathroom_1 | Bathroom | Bathroom Faucet | unknown |  |  | 2.5 |  | N/A | N/A | N/A | Unknown |  | N/A |  | N/A | WA | Single Family | Bathroom Faucet | 1028 | 3805.5 | Single Family | FALSE | FALSE |  |  |  | 0 | 0 | Single Family_FALSE | Single Family_FALSE | Single Family_ | Single Family_ | Single Family_ | unknown | unknownSingle Family_ | unknownSingle Family_FALSE
Water_00005230 | SITE_00508 | Room_00010492 | Bathroom_1 | Bathroom | Shower / Bathtub combo with diverter valve | 2 |  | 2 | 2.5 |  | Secondary | A few times per year | N/A | Unknown |  | N/A |  | N/A | WA | Single Family | Shower | 1028 | 3805.5 | Single Family | TRUE | TRUE | TRUE | FALSE | FALSE | 7611 | 0 | Single Family_TRUE | Single Family_TRUE | Single Family_TRUE | Single Family_FALSE | Single Family_FALSE | unknown | unknownSingle Family_FALSE | unknownSingle Family_TRUE
Water_00005231 | SITE_00508 | Room_00010497 | Bathroom_2 | Bathroom | Shower | 2.5 |  | 2.5 | 2.5 |  | Primary | A few times per week | N/A | Unknown |  | N/A |  | N/A | WA | Single Family | Shower | 1028 | 3805.5 | Single Family | TRUE | FALSE | TRUE | FALSE | FALSE | 9513.75 | 0 | Single Family_TRUE | Single Family_FALSE | Single Family_TRUE | Single Family_FALSE | Single Family_FALSE | unknown | unknownSingle Family_FALSE | unknownSingle Family_TRUE
Water_00005232 | SITE_00508 | Room_00010497 | Bathroom_2 | Bathroom | Bathroom Faucet | 2.2 |  | 2.2 | 1 |  | N/A | N/A | N/A | Unknown |  | N/A |  | N/A | WA | Single Family | Bathroom Faucet | 1028 | 3805.5 | Single Family | FALSE | FALSE |  |  |  | 8372.1 | 0 | Single Family_FALSE | Single Family_FALSE | Single Family_ | Single Family_ | Single Family_ | unknown | unknownSingle Family_ | unknownSingle Family_FALSE
Water_00005233 | SITE_00510 | Room_00010524 | Bathroom_6 | Bathroom | Bathroom Faucet | 2.2 | 2.3 | 2.2 | 2.6 |  | N/A | N/A | N/A | Bag | 0.796 |  | 2.07 |  | OR | Manufactured | Bathroom Faucet | 1030 | 1135.4 | Manufactured | FALSE | FALSE |  |  |  | 2497.88 | 2350.278 | Manufactured_FALSE | Manufactured_FALSE | Manufactured_ | Manufactured_ | Manufactured_ | unknown | unknownManufactured_ | unknownManufactured_FALSE
Water_00005234 | SITE_00510 | Room_00010524 | Bathroom_6 | Bathroom | Bathtub | unknown |  |  |  | N/A | N/A | N/A | N/A | Unknown |  | N/A |  | N/A | OR | Manufactured | Bathtub | 1030 | 1135.4 | Manufactured | FALSE | FALSE |  |  |  | 0 | 0 | Manufactured_FALSE | Manufactured_FALSE | Manufactured_ | Manufactured_ | Manufactured_ | unknown | unknownManufactured_ | unknownManufactured_FALSE
Water_00005235 | SITE_00510 | Room_00010524 | Bathroom_6 | Bathroom | Shower | 2.17 | 2.17 |  | 2.3 |  | All used about the same | A few times per week | N/A | Bag | 0.8492 |  | 1.953 |  | OR | Manufactured | Shower | 1030 | 1135.4 | Manufactured | TRUE | FALSE | TRUE | TRUE | TRUE | 2463.818 | 2217.4362 | Manufactured_TRUE | Manufactured_FALSE | Manufactured_TRUE | Manufactured_TRUE | Manufactured_TRUE | 2.5gpm | 2.5gpmManufactured_TRUE | 2.5gpmManufactured_TRUE
Water_00005236 | SITE_00510 | Room_00010529 | Bathroom_1 | Bathroom | Bathroom Faucet | 2 | 1.7689 | 2 | 2 |  | N/A | N/A | N/A | Bag | 0.796 |  | 1.592 |  | OR | Manufactured | Bathroom Faucet | 1030 | 1135.4 | Manufactured | FALSE | FALSE |  |  |  | 2270.8 | 1807.5568 | Manufactured_FALSE | Manufactured_FALSE | Manufactured_ | Manufactured_ | Manufactured_ | unknown | unknownManufactured_ | unknownManufactured_FALSE
Water_00005237 | SITE_00510 | Room_00010529 | Bathroom_1 | Bathroom | Shower | 2.5 | 1.3211 | 2.5 | 1.4 |  | All used about the same | A few times per week | N/A | Bag | 0.8492 |  | 1.189 |  | OR | Manufactured | Shower | 1030 | 1135.4 | Manufactured | TRUE | FALSE | TRUE | TRUE | TRUE | 2838.5 | 1349.9906 | Manufactured_TRUE | Manufactured_FALSE | Manufactured_TRUE | Manufactured_TRUE | Manufactured_TRUE | 2.5gpm | 2.5gpmManufactured_TRUE | 2.5gpmManufactured_TRUE
Water_00005238 | SITE_00510 | Room_00010531 | Bathroom_2 | Bathroom | Bathroom Faucet | 2 | 1.8578 | 2 | 2.1 |  | N/A | N/A | N/A | Bag | 0.796 |  | 1.672 |  | OR | Manufactured | Bathroom Faucet | 1030 | 1135.4 | Manufactured | FALSE | FALSE |  |  |  | 2270.8 | 1898.3888 | Manufactured_FALSE | Manufactured_FALSE | Manufactured_ | Manufactured_ | Manufactured_ | unknown | unknownManufactured_ | unknownManufactured_FALSE
Water_00005239 | SITE_00510 | Room_00010531 | Bathroom_2 | Bathroom | Shower / Bathtub combo with diverter valve | 2.5 | 2.8311 | 2.5 | 3 |  | All used about the same | A few times per week | N/A | Bag | 0.8492 |  | 2.548 |  | OR | Manufactured | Shower | 1030 | 1135.4 | Manufactured | TRUE | TRUE | TRUE | TRUE | TRUE | 2838.5 | 2892.9992 | Manufactured_TRUE | Manufactured_TRUE | Manufactured_TRUE | Manufactured_TRUE | Manufactured_TRUE | 2.5gpm | 2.5gpmManufactured_TRUE | 2.5gpmManufactured_TRUE
Water_00005240 | SITE_00510 | Room_00010533 | Laundry_1 | Laundry | Bathroom Faucet | 2.2 | 2.6533 | 2.2 | 3 |  | N/A | N/A | N/A | Bag | 0.796 |  | 2.388 |  | OR | Manufactured | Bathroom Faucet | 1030 | 1135.4 | Manufactured | FALSE | FALSE |  |  |  | 2497.88 | 2711.3352 | Manufactured_FALSE | Manufactured_FALSE | Manufactured_ | Manufactured_ | Manufactured_ | unknown | unknownManufactured_ | unknownManufactured_FALSE
Water_00005241 | SITE_00510 | Room_00010534 | Kitchen_1 | Kitchen | Kitchen Faucet | 2.2 | 2.1222 | 2.2 | 2.4 |  | N/A | N/A | N/A | Bag | 0.796 |  | 1.91 |  | OR | Manufactured | Kitchen Faucet | 1030 | 1135.4 | Manufactured | FALSE | FALSE |  |  |  | 2497.88 | 2168.614 | Manufactured_FALSE | Manufactured_FALSE | Manufactured_ | Manufactured_ | Manufactured_ | unknown | unknownManufactured_ | unknownManufactured_FALSE
Water_00005242 | SITE_00511 | Room_00010539 | Bathroom_1 | Bathroom | Shower / Bathtub combo with diverter valve | 2.5 | 2.3589 | 2.5 | 2.5 |  | Secondary | A few times per year | N/A | Bag | 0.8492 |  | 2.123 |  | OR | Manufactured | Shower | 1031 | 1135.4 | Manufactured | TRUE | TRUE | TRUE | TRUE | TRUE | 2838.5 | 2410.4542 | Manufactured_TRUE | Manufactured_TRUE | Manufactured_TRUE | Manufactured_TRUE | Manufactured_TRUE | 2.5gpm | 2.5gpmManufactured_TRUE | 2.5gpmManufactured_TRUE
Water_00005243 | SITE_00511 | Room_00010539 | Bathroom_1 | Bathroom | Bathroom Faucet | 2.2111 | 2.2111 |  | 2.5 |  | N/A | N/A | N/A | Bag | 0.796 |  | 1.99 |  | OR | Manufactured | Bathroom Faucet | 1031 | 1135.4 | Manufactured | FALSE | FALSE |  |  |  | 2510.4956 | 2259.446 | Manufactured_FALSE | Manufactured_FALSE | Manufactured_ | Manufactured_ | Manufactured_ | unknown | unknownManufactured_ | unknownManufactured_FALSE
Water_00005244 | SITE_00511 | Room_00010539 | Bathroom_1 | Bathroom | Bathroom Faucet | 2.2111 | 2.2111 |  | 2.5 |  | N/A | N/A | N/A | Bag | 0.796 |  | 1.99 |  | OR | Manufactured | Bathroom Faucet | 1031 | 1135.4 | Manufactured | FALSE | FALSE |  |  |  | 2510.4956 | 2259.446 | Manufactured_FALSE | Manufactured_FALSE | Manufactured_ | Manufactured_ | Manufactured_ | unknown | unknownManufactured_ | unknownManufactured_FALSE
Water_00005245 | SITE_00511 | Room_00010542 | Bathroom_2 | Bathroom | Bathroom Faucet | 2.2 | 2.0344 | 2.2 | 2.3 |  | N/A | N/A | N/A | Bag | 0.796 |  | 1.831 |  | OR | Manufactured | Bathroom Faucet | 1031 | 1135.4 | Manufactured | FALSE | FALSE |  |  |  | 2497.88 | 2078.9174 | Manufactured_FALSE | Manufactured_FALSE | Manufactured_ | Manufactured_ | Manufactured_ | unknown | unknownManufactured_ | unknownManufactured_FALSE
Water_00005246 | SITE_00511 | Room_00010542 | Bathroom_2 | Bathroom | Bathroom Faucet | 2.2 | 2.0344 | 2.2 | 2.3 |  | N/A | N/A | N/A | Bag | 0.796 |  | 1.831 |  | OR | Manufactured | Bathroom Faucet | 1031 | 1135.4 | Manufactured | FALSE | FALSE |  |  |  | 2497.88 | 2078.9174 | Manufactured_FALSE | Manufactured_FALSE | Manufactured_ | Manufactured_ | Manufactured_ | unknown | unknownManufactured_ | unknownManufactured_FALSE
Water_00005247 | SITE_00511 | Room_00010542 | Bathroom_2 | Bathroom | Bathtub | unknown |  |  |  | N/A | N/A | N/A | N/A | Unknown |  | N/A |  | N/A | OR | Manufactured | Bathtub | 1031 | 1135.4 | Manufactured | FALSE | FALSE |  |  |  | 0 | 0 | Manufactured_FALSE | Manufactured_FALSE | Manufactured_ | Manufactured_ | Manufactured_ | unknown | unknownManufactured_ | unknownManufactured_FALSE
Water_00005248 | SITE_00511 | Room_00010542 | Bathroom_2 | Bathroom | Shower / Bathtub combo with diverter valve | 2.5 | 2.3589 | 2.5 | 2.5 |  | Primary | Daily / Almost Daily | N/A | Bag | 0.8492 |  | 2.123 |  | OR | Manufactured | Shower | 1031 | 1135.4 | Manufactured | TRUE | TRUE | TRUE | TRUE | TRUE | 2838.5 | 2410.4542 | Manufactured_TRUE | Manufactured_TRUE | Manufactured_TRUE | Manufactured_TRUE | Manufactured_TRUE | 2.5gpm | 2.5gpmManufactured_TRUE | 2.5gpmManufactured_TRUE
Water_00005249 | SITE_00511 | Room_00010546 | Kitchen_1 | Kitchen | Kitchen Faucet | 1.8 | 2.0344 | 1.8 | 2.3 |  | N/A | N/A | N/A | Bag | 0.796 |  | 1.831 |  | OR | Manufactured | Kitchen Faucet | 1031 | 1135.4 | Manufactured | FALSE | FALSE |  |  |  | 2043.72 | 2078.9174 | Manufactured_FALSE | Manufactured_FALSE | Manufactured_ | Manufactured_ | Manufactured_ | unknown | unknownManufactured_ | unknownManufactured_FALSE
Water_00005250 | SITE_00511 | Room_00010549 | Bathroom_6 | Bathroom | Bathroom Faucet | 2.2 | 1.7689 | 2.2 | 2 |  | N/A | N/A | N/A | Bag | 0.796 |  | 1.592 |  | OR | Manufactured | Bathroom Faucet | 1031 | 1135.4 | Manufactured | FALSE | FALSE |  |  |  | 2497.88 | 1807.5568 | Manufactured_FALSE | Manufactured_FALSE | Manufactured_ | Manufactured_ | Manufactured_ | unknown | unknownManufactured_ | unknownManufactured_FALSE
Water_00005251 | SITE_00512 | Room_00010555 | Bathroom_1 | Bathroom | Bathroom Faucet | 1.3267 | 1.3267 |  | 1.5 |  | N/A | N/A | N/A | Bag | 0.796 |  | 1.194 |  | OR | Manufactured | Bathroom Faucet | 1032 | 1135.4 | Manufactured | FALSE | FALSE |  |  |  | 1506.2973 | 1355.6676 | Manufactured_FALSE | Manufactured_FALSE | Manufactured_ | Manufactured_ | Manufactured_ | unknown | unknownManufactured_ | unknownManufactured_FALSE
Water_00005252 | SITE_00512 | Room_00010555 | Bathroom_1 | Bathroom | Shower | unknown |  |  |  | Unknown | Secondary | A few times per year | Shower head too big for flow measurer | Bag | 0.8492 |  |  | Unknown | OR | Manufactured | Shower | 1032 | 1135.4 | Manufactured | TRUE | FALSE | FALSE | FALSE | FALSE | 0 | 0 | Manufactured_TRUE | Manufactured_FALSE | Manufactured_FALSE | Manufactured_FALSE | Manufactured_FALSE | unknown | unknownManufactured_FALSE | unknownManufactured_TRUE
Water_00005253 | SITE_00512 | Room_00010559 | Kitchen_1 | Kitchen | Kitchen Faucet | 2 | 1.7689 | 2 | 2 |  | N/A | N/A | N/A | Bag | 0.796 |  | 1.592 |  | OR | Manufactured | Kitchen Faucet | 1032 | 1135.4 | Manufactured | FALSE | FALSE |  |  |  | 2270.8 | 1807.5568 | Manufactured_FALSE | Manufactured_FALSE | Manufactured_ | Manufactured_ | Manufactured_ | unknown | unknownManufactured_ | unknownManufactured_FALSE
Water_00005254 | SITE_00512 | Room_00010562 | Bathroom_2 | Bathroom | Bathroom Faucet | 2.2 | 0.97333 | 2.2 | 1.1 |  | N/A | N/A | N/A | Bag | 0.796 |  | 0.876 |  | OR | Manufactured | Bathroom Faucet | 1032 | 1135.4 | Manufactured | FALSE | FALSE |  |  |  | 2497.88 | 994.6104 | Manufactured_FALSE | Manufactured_FALSE | Manufactured_ | Manufactured_ | Manufactured_ | unknown | unknownManufactured_ | unknownManufactured_FALSE
Water_00005255 | SITE_00512 | Room_00010562 | Bathroom_2 | Bathroom | Shower / Bathtub combo with diverter valve | 2.5 | 1.9811 | 2.5 | 2.1 |  | Primary | Daily / Almost Daily | N/A | Bag | 0.8492 |  | 1.783 |  | OR | Manufactured | Shower | 1032 | 1135.4 | Manufactured | TRUE | TRUE | TRUE | TRUE | TRUE | 2838.5 | 2024.4182 | Manufactured_TRUE | Manufactured_TRUE | Manufactured_TRUE | Manufactured_TRUE | Manufactured_TRUE | 2.5gpm | 2.5gpmManufactured_TRUE | 2.5gpmManufactured_TRUE
Water_00005256 | SITE_00513 | Room_00010567 | Bathroom_1 | Bathroom | Bathtub | unknown |  |  |  | N/A | N/A | N/A | N/A | Unknown |  | N/A |  | N/A | OR | Manufactured | Bathtub | 1033 | 1135.4 | Manufactured | FALSE | FALSE |  |  |  | 0 | 0 | Manufactured_FALSE | Manufactured_FALSE | Manufactured_ | Manufactured_ | Manufactured_ | unknown | unknownManufactured_ | unknownManufactured_FALSE
Water_00005257 | SITE_00513 | Room_00010567 | Bathroom_1 | Bathroom | Bathroom Faucet | 2 | 1.9456 | 2 | 2.2 |  | N/A | N/A | N/A | Bag | 0.796 |  | 1.751 |  | OR | Manufactured | Bathroom Faucet | 1033 | 1135.4 | Manufactured | FALSE | FALSE |  |  |  | 2270.8 | 1988.0854 | Manufactured_FALSE | Manufactured_FALSE | Manufactured_ | Manufactured_ | Manufactured_ | unknown | unknownManufactured_ | unknownManufactured_FALSE
Water_00005258 | SITE_00513 | Room_00010567 | Bathroom_1 | Bathroom | Shower | 1.6989 | 1.6989 |  | 1.8 |  | Secondary | A few times per year | N/A | Bag | 0.8492 |  | 1.529 |  | OR | Manufactured | Shower | 1033 | 1135.4 | Manufactured | TRUE | FALSE | TRUE | TRUE | TRUE | 1928.9184 | 1736.0266 | Manufactured_TRUE | Manufactured_FALSE | Manufactured_TRUE | Manufactured_TRUE | Manufactured_TRUE | 1.8gpm | 1.8gpmManufactured_TRUE | 1.8gpmManufactured_TRUE
Water_00005259 | SITE_00513 | Room_00010572 | Kitchen_1 | Kitchen | Kitchen Faucet | 2 | 1.7689 | 2 | 2 |  | N/A | N/A | N/A | Bag | 0.796 |  | 1.592 |  | OR | Manufactured | Kitchen Faucet | 1033 | 1135.4 | Manufactured | FALSE | FALSE |  |  |  | 2270.8 | 1807.5568 | Manufactured_FALSE | Manufactured_FALSE | Manufactured_ | Manufactured_ | Manufactured_ | unknown | unknownManufactured_ | unknownManufactured_FALSE
Water_00005260 | SITE_00513 | Room_00010574 | Bathroom_2 | Bathroom | Bathroom Faucet | 2 | 1.8578 | 2 | 2.1 |  | N/A | N/A | N/A | Bag | 0.796 |  | 1.672 |  | OR | Manufactured | Bathroom Faucet | 1033 | 1135.4 | Manufactured | FALSE | FALSE |  |  |  | 2270.8 | 1898.3888 | Manufactured_FALSE | Manufactured_FALSE | Manufactured_ | Manufactured_ | Manufactured_ | unknown | unknownManufactured_ | unknownManufactured_FALSE
Water_00005261 | SITE_00513 | Room_00010574 | Bathroom_2 | Bathroom | Shower / Bathtub combo with diverter valve | 2.5 | 1.8867 | 2.5 | 2 |  | Primary | A few times per week | N/A | Bag | 0.8492 |  | 1.698 |  | OR | Manufactured | Shower | 1033 | 1135.4 | Manufactured | TRUE | TRUE | TRUE | TRUE | TRUE | 2838.5 | 1927.9092 | Manufactured_TRUE | Manufactured_TRUE | Manufactured_TRUE | Manufactured_TRUE | Manufactured_TRUE | 2.5gpm | 2.5gpmManufactured_TRUE | 2.5gpmManufactured_TRUE
Water_00005262 | SITE_00516 | Room_00010608 | Bathroom_1 | Bathroom | Bathroom Faucet | 2 | 2.2111 | 2 | 2.5 |  | N/A | N/A | N/A | Bag | 0.796 |  | 1.99 |  | OR | Manufactured | Bathroom Faucet | 1036 | 1323.42 | Manufactured | FALSE | FALSE |  |  |  | 2646.84 | 2633.6058 | Manufactured_FALSE | Manufactured_FALSE | Manufactured_ | Manufactured_ | Manufactured_ | unknown | unknownManufactured_ | unknownManufactured_FALSE
Water_00005263 | SITE_00516 | Room_00010608 | Bathroom_1 | Bathroom | Shower / Bathtub combo with diverter valve | 2.5 | 2.3589 | 2.5 | 2.5 |  | Primary | Daily / Almost Daily | Split head, usually just run the wand represented above. The other head runs 2.0 rated 2.5 | Bag | 0.8492 |  | 2.123 |  | OR | Manufactured | Shower | 1036 | 1323.42 | Manufactured | TRUE | TRUE | TRUE | TRUE | TRUE | 3308.55 | 2809.6207 | Manufactured_TRUE | Manufactured_TRUE | Manufactured_TRUE | Manufactured_TRUE | Manufactured_TRUE | 2.5gpm | 2.5gpmManufactured_TRUE | 2.5gpmManufactured_TRUE
Water_00005264 | SITE_00516 | Room_00010612 | Kitchen_1 | Kitchen | Kitchen Faucet | 1.8 | 1.5922 | 1.8 | 1.8 |  | N/A | N/A | N/A | Bag | 0.796 |  | 1.433 |  | OR | Manufactured | Kitchen Faucet | 1036 | 1323.42 | Manufactured | FALSE | FALSE |  |  |  | 2382.156 | 1896.4609 | Manufactured_FALSE | Manufactured_FALSE | Manufactured_ | Manufactured_ | Manufactured_ | unknown | unknownManufactured_ | unknownManufactured_FALSE
Water_00005265 | SITE_00516 | Room_00010615 | Bathroom_2 | Bathroom | Bathroom Faucet | 2 | 1.7689 | 2 | 2 |  | N/A | N/A | N/A | Bag | 0.796 |  | 1.592 |  | OR | Manufactured | Bathroom Faucet | 1036 | 1323.42 | Manufactured | FALSE | FALSE |  |  |  | 2646.84 | 2106.8846 | Manufactured_FALSE | Manufactured_FALSE | Manufactured_ | Manufactured_ | Manufactured_ | unknown | unknownManufactured_ | unknownManufactured_FALSE
Water_00005266 | SITE_00516 | Room_00010615 | Bathroom_2 | Bathroom | Shower | 2 | 1.8867 | 2 | 2 |  | Secondary | A few times per year | N/A | Bag | 0.8492 |  | 1.698 |  | OR | Manufactured | Shower | 1036 | 1323.42 | Manufactured | TRUE | FALSE | TRUE | TRUE | TRUE | 2646.84 | 2247.1672 | Manufactured_TRUE | Manufactured_FALSE | Manufactured_TRUE | Manufactured_TRUE | Manufactured_TRUE | 2.0gpm | 2.0gpmManufactured_TRUE | 2.0gpmManufactured_TRUE
Water_00005267 | SITE_00516 | Room_00010615 | Bathroom_2 | Bathroom | Bathtub | unknown |  |  |  | N/A | N/A | N/A | N/A | Unknown |  | N/A |  | N/A | OR | Manufactured | Bathtub | 1036 | 1323.42 | Manufactured | FALSE | FALSE |  |  |  | 0 | 0 | Manufactured_FALSE | Manufactured_FALSE | Manufactured_ | Manufactured_ | Manufactured_ | unknown | unknownManufactured_ | unknownManufactured_FALSE
Water_00005268 | SITE_00517 | Room_00010618 | Kitchen_1 | Kitchen | Kitchen Faucet | 3.0956 | 3.0956 |  | 3.5 |  | N/A | N/A | No aerator | Bag | 0.796 |  | 2.786 |  | OR | Manufactured | Kitchen Faucet | 1037 | 1323.42 | Manufactured | FALSE | FALSE |  |  |  | 4096.7201 | 3687.0481 | Manufactured_FALSE | Manufactured_FALSE | Manufactured_ | Manufactured_ | Manufactured_ | unknown | unknownManufactured_ | unknownManufactured_FALSE
Water_00005269 | SITE_00517 | Room_00010623 | Bathroom_1 | Bathroom | Bathroom Faucet | 2.3878 | 2.3878 |  | 2.7 |  | N/A | N/A | Lots of buildup | Bag | 0.796 |  | 2.149 |  | OR | Manufactured | Bathroom Faucet | 1037 | 1323.42 | Manufactured | FALSE | FALSE |  |  |  | 3160.0329 | 2844.0296 | Manufactured_FALSE | Manufactured_FALSE | Manufactured_ | Manufactured_ | Manufactured_ | unknown | unknownManufactured_ | unknownManufactured_FALSE
Water_00005270 | SITE_00517 | Room_00010623 | Bathroom_1 | Bathroom | Shower / Bathtub combo with diverter valve | 2.5 | 1.4156 | 2.5 | 1.5 |  | Primary | Daily / Almost Daily | N/A | Bag | 0.8492 |  | 1.274 |  | OR | Manufactured | Shower | 1037 | 1323.42 | Manufactured | TRUE | TRUE | TRUE | TRUE | TRUE | 3308.55 | 1686.0371 | Manufactured_TRUE | Manufactured_TRUE | Manufactured_TRUE | Manufactured_TRUE | Manufactured_TRUE | 2.5gpm | 2.5gpmManufactured_TRUE | 2.5gpmManufactured_TRUE
Water_00005271 | SITE_00517 | Room_00010625 | Bathroom_2 | Bathroom | Shower / Bathtub combo with diverter valve | 1.3211 | 1.3211 |  | 1.4 |  | Secondary | Daily / Almost Daily | N/A | Bag | 0.8492 |  | 1.189 |  | OR | Manufactured | Shower | 1037 | 1323.42 | Manufactured | TRUE | TRUE | TRUE | TRUE | TRUE | 1748.3849 | 1573.5464 | Manufactured_TRUE | Manufactured_TRUE | Manufactured_TRUE | Manufactured_TRUE | Manufactured_TRUE | <1.5gpm | <1.5gpmManufactured_TRUE | <1.5gpmManufactured_TRUE
Water_00005272 | SITE_00517 | Room_00010625 | Bathroom_2 | Bathroom | Bathroom Faucet | 1.8 | 2.1222 | 1.8 | 2.4 |  | N/A | N/A | N/A | Bag | 0.796 |  | 1.91 |  | OR | Manufactured | Bathroom Faucet | 1037 | 1323.42 | Manufactured | FALSE | FALSE |  |  |  | 2382.156 | 2527.7322 | Manufactured_FALSE | Manufactured_FALSE | Manufactured_ | Manufactured_ | Manufactured_ | unknown | unknownManufactured_ | unknownManufactured_FALSE
Water_00005273 | SITE_00518 | Room_00010640 | Kitchen_1 | Kitchen | Bathroom Faucet | 2.2111 | 2.2111 |  | 2.5 |  | N/A | N/A | N/A | Bag | 0.796 |  | 1.99 |  | OR | Multifamily Residence | Bathroom Faucet | 1038 | 1307 | Multifamily Residence | FALSE | FALSE |  |  |  | 2889.9222 | 2600.93 | Multifamily Residence_FALSE | Multifamily Residence_FALSE | Multifamily Residence_ | Multifamily Residence_ | Multifamily Residence_ | unknown | unknownMultifamily Residence_ | unknownMultifamily Residence_FALSE
Water_00005274 | SITE_00518 | Room_00010643 | Bathroom_1 | Bathroom | Bathroom Faucet | 1 | 2.6533 | 1 | 3 |  | N/A | N/A | N/A | Bag | 0.796 |  | 2.388 |  | OR | Multifamily Residence | Bathroom Faucet | 1038 | 1307 | Multifamily Residence | FALSE | FALSE |  |  |  | 1307 | 3121.116 | Multifamily Residence_FALSE | Multifamily Residence_FALSE | Multifamily Residence_ | Multifamily Residence_ | Multifamily Residence_ | unknown | unknownMultifamily Residence_ | unknownMultifamily Residence_FALSE
Water_00005275 | SITE_00518 | Room_00010643 | Bathroom_1 | Bathroom | Shower / Bathtub combo with diverter valve | unknown |  |  |  | Unknown | Primary | A few times per week | Customers stuff too much in the way to test | Bag | 0.8492 |  |  | Unknown | OR | Multifamily Residence | Shower | 1038 | 1307 | Multifamily Residence | TRUE | TRUE | FALSE | FALSE | FALSE | 0 | 0 | Multifamily Residence_TRUE | Multifamily Residence_TRUE | Multifamily Residence_FALSE | Multifamily Residence_FALSE | Multifamily Residence_FALSE | unknown | unknownMultifamily Residence_FALSE | unknownMultifamily Residence_TRUE
Water_00005276 | SITE_00521 | Room_00010666 | Bathroom_1 | Bathroom | Shower / Bathtub combo with diverter valve | 2.5 |  | 2.5 | 2 |  | Primary | Daily / Almost Daily | N/A | Unknown |  | N/A |  | N/A | OR | Single Family | Shower | 1041 | 1362.08 | Single Family | TRUE | TRUE | TRUE | FALSE | FALSE | 3405.2 | 0 | Single Family_TRUE | Single Family_TRUE | Single Family_TRUE | Single Family_FALSE | Single Family_FALSE | unknown | unknownSingle Family_FALSE | unknownSingle Family_TRUE
Water_00005277 | SITE_00521 | Room_00010666 | Bathroom_1 | Bathroom | Bathroom Faucet | unknown |  |  |  | Unknown | N/A | N/A | N/A | Unknown |  | N/A |  | N/A | OR | Single Family | Bathroom Faucet | 1041 | 1362.08 | Single Family | FALSE | FALSE |  |  |  | 0 | 0 | Single Family_FALSE | Single Family_FALSE | Single Family_ | Single Family_ | Single Family_ | unknown | unknownSingle Family_ | unknownSingle Family_FALSE
Water_00005278 | SITE_00521 | Room_00010670 | Kitchen_1 | Kitchen | Kitchen Faucet | 1.3267 | 1.3267 |  | 1.5 |  | N/A | N/A | N/A | Bag | 0.796 |  | 1.194 |  | OR | Single Family | Kitchen Faucet | 1041 | 1362.08 | Single Family | FALSE | FALSE |  |  |  | 1807.0261 | 1626.3235 | Single Family_FALSE | Single Family_FALSE | Single Family_ | Single Family_ | Single Family_ | unknown | unknownSingle Family_ | unknownSingle Family_FALSE
Water_00005279 | SITE_00522 | Room_00010677 | Bathroom_1 | Bathroom | Bathroom Faucet | 1.5 | 1.5922 | 1.5 | 1.8 |  | N/A | N/A | N/A | Bag | 0.796 |  | 1.433 |  | OR | Single Family | Bathroom Faucet | 1042 | 1362.08 | Single Family | FALSE | FALSE |  |  |  | 2043.12 | 1951.8606 | Single Family_FALSE | Single Family_FALSE | Single Family_ | Single Family_ | Single Family_ | unknown | unknownSingle Family_ | unknownSingle Family_FALSE
Water_00005280 | SITE_00522 | Room_00010677 | Bathroom_1 | Bathroom | Shower / Bathtub combo with diverter valve | 1.5 | 1.4156 | 1.5 | 1.5 |  | Primary | A few times per week | N/A | Bag | 0.8492 |  | 1.274 |  | OR | Single Family | Shower | 1042 | 1362.08 | Single Family | TRUE | TRUE | TRUE | TRUE | TRUE | 2043.12 | 1735.2899 | Single Family_TRUE | Single Family_TRUE | Single Family_TRUE | Single Family_TRUE | Single Family_TRUE | 1.5gpm | 1.5gpmSingle Family_TRUE | 1.5gpmSingle Family_TRUE
Water_00005281 | SITE_00522 | Room_00010680 | Kitchen_1 | Kitchen | Kitchen Faucet | 1.5 | 1.3267 | 1.5 | 1.5 |  | N/A | N/A | N/A | Bag | 0.796 |  | 1.194 |  | OR | Single Family | Kitchen Faucet | 1042 | 1362.08 | Single Family | FALSE | FALSE |  |  |  | 2043.12 | 1626.3235 | Single Family_FALSE | Single Family_FALSE | Single Family_ | Single Family_ | Single Family_ | unknown | unknownSingle Family_ | unknownSingle Family_FALSE
Water_00005282 | SITE_00523 | Room_00010685 | Kitchen_1 | Kitchen | Kitchen Faucet | 2.2 | 2.6533 | 2.2 | 3 |  | N/A | N/A | N/A | Bag | 0.796 |  | 2.388 |  | OR | Multifamily Residence | Kitchen Faucet | 1043 | 1307 | Multifamily Residence | FALSE | FALSE |  |  |  | 2875.4 | 3121.116 | Multifamily Residence_FALSE | Multifamily Residence_FALSE | Multifamily Residence_ | Multifamily Residence_ | Multifamily Residence_ | unknown | unknownMultifamily Residence_ | unknownMultifamily Residence_FALSE
Water_00005283 | SITE_00523 | Room_00010688 | Bathroom_1 | Bathroom | Bathroom Faucet | 1.9456 | 1.9456 |  | 2.2 |  | N/A | N/A | N/A | Bag | 0.796 |  | 1.751 |  | OR | Multifamily Residence | Bathroom Faucet | 1043 | 1307 | Multifamily Residence | FALSE | FALSE |  |  |  | 2542.8411 | 2288.557 | Multifamily Residence_FALSE | Multifamily Residence_FALSE | Multifamily Residence_ | Multifamily Residence_ | Multifamily Residence_ | unknown | unknownMultifamily Residence_ | unknownMultifamily Residence_FALSE
Water_00005284 | SITE_00523 | Room_00010688 | Bathroom_1 | Bathroom | Shower | 1.3211 | 1.3211 |  | 1.4 |  | Primary | Unknown | N/A | Bag | 0.8492 |  | 1.189 |  | OR | Multifamily Residence | Shower | 1043 | 1307 | Multifamily Residence | TRUE | FALSE | TRUE | TRUE | TRUE | 1726.6922 | 1554.023 | Multifamily Residence_TRUE | Multifamily Residence_FALSE | Multifamily Residence_TRUE | Multifamily Residence_TRUE | Multifamily Residence_TRUE | <1.5gpm | <1.5gpmMultifamily Residence_TRUE | <1.5gpmMultifamily Residence_TRUE
Water_00005285 | SITE_00524 | Room_00010693 | Bathroom_1 | Bathroom | Shower / Bathtub combo with diverter valve | 2.5 | 2.6422 | 2.5 | 2.8 |  | Secondary | A few times per month | N/A | Bag | 0.8492 |  | 2.378 |  | OR | Single Family | Shower | 1044 | 2348.97 | Single Family | TRUE | TRUE | TRUE | TRUE | TRUE | 5872.425 | 5585.8507 | Single Family_TRUE | Single Family_TRUE | Single Family_TRUE | Single Family_TRUE | Single Family_TRUE | 2.5gpm | 2.5gpmSingle Family_TRUE | 2.5gpmSingle Family_TRUE
Water_00005286 | SITE_00524 | Room_00010693 | Bathroom_1 | Bathroom | Bathroom Faucet | 2.2111 | 2.2111 |  | 2.5 |  | N/A | N/A | N/A | Bag | 0.796 |  | 1.99 |  | OR | Single Family | Bathroom Faucet | 1044 | 2348.97 | Single Family | FALSE | FALSE |  |  |  | 5193.8337 | 4674.4503 | Single Family_FALSE | Single Family_FALSE | Single Family_ | Single Family_ | Single Family_ | unknown | unknownSingle Family_ | unknownSingle Family_FALSE
Water_00005287 | SITE_00524 | Room_00010697 | Bathroom_2 | Bathroom | Shower | unknown |  |  |  | Unknown | Primary | Daily / Almost Daily | Too big for bag, cant measure | Bag | 0.8492 |  |  | Unknown | OR | Single Family | Shower | 1044 | 2348.97 | Single Family | TRUE | FALSE | FALSE | FALSE | FALSE | 0 | 0 | Single Family_TRUE | Single Family_FALSE | Single Family_FALSE | Single Family_FALSE | Single Family_FALSE | unknown | unknownSingle Family_FALSE | unknownSingle Family_TRUE
Water_00005288 | SITE_00524 | Room_00010697 | Bathroom_2 | Bathroom | Bathroom Faucet | 2.2 | 2.2111 | 2.2 | 2.5 |  | N/A | N/A | N/A | Bag | 0.796 |  | 1.99 |  | OR | Single Family | Bathroom Faucet | 1044 | 2348.97 | Single Family | FALSE | FALSE |  |  |  | 5167.734 | 4674.4503 | Single Family_FALSE | Single Family_FALSE | Single Family_ | Single Family_ | Single Family_ | unknown | unknownSingle Family_ | unknownSingle Family_FALSE
Water_00005289 | SITE_00524 | Room_00010698 | Kitchen_1 | Kitchen | Kitchen Faucet | 2.9189 | 2.9189 |  | 3.3 |  | N/A | N/A | N/A | Bag | 0.796 |  | 2.627 |  | OR | Single Family | Kitchen Faucet | 1044 | 2348.97 | Single Family | FALSE | FALSE |  |  |  | 6856.3824 | 6170.7442 | Single Family_FALSE | Single Family_FALSE | Single Family_ | Single Family_ | Single Family_ | unknown | unknownSingle Family_ | unknownSingle Family_FALSE
Water_00005290 | SITE_00525 | Room_00010701 | Kitchen_1 | Kitchen | Kitchen Faucet | 2 | 2.6533 | 2 | 3 |  | N/A | N/A | N/A | Bag | 0.796 |  | 2.388 |  | OR | Multifamily Residence | Kitchen Faucet | 1045 | 819.89 | Multifamily Residence | FALSE | FALSE |  |  |  | 1639.78 | 1957.8973 | Multifamily Residence_FALSE | Multifamily Residence_FALSE | Multifamily Residence_ | Multifamily Residence_ | Multifamily Residence_ | unknown | unknownMultifamily Residence_ | unknownMultifamily Residence_FALSE
Water_00005291 | SITE_00525 | Room_00010704 | Bathroom_1 | Bathroom | Bathroom Faucet | 2.2111 | 2.2111 |  | 2.5 |  | N/A | N/A | N/A | Bag | 0.796 |  | 1.99 |  | OR | Multifamily Residence | Bathroom Faucet | 1045 | 819.89 | Multifamily Residence | FALSE | FALSE |  |  |  | 1812.8679 | 1631.5811 | Multifamily Residence_FALSE | Multifamily Residence_FALSE | Multifamily Residence_ | Multifamily Residence_ | Multifamily Residence_ | unknown | unknownMultifamily Residence_ | unknownMultifamily Residence_FALSE
Water_00005292 | SITE_00525 | Room_00010704 | Bathroom_1 | Bathroom | Shower / Bathtub combo with diverter valve | 3.3022 | 3.3022 |  | 3.5 |  | Primary | Daily / Almost Daily | N/A | Bag | 0.8492 |  | 2.972 |  | OR | Multifamily Residence | Shower | 1045 | 819.89 | Multifamily Residence | TRUE | TRUE | TRUE | TRUE | TRUE | 2707.459 | 2436.7131 | Multifamily Residence_TRUE | Multifamily Residence_TRUE | Multifamily Residence_TRUE | Multifamily Residence_TRUE | Multifamily Residence_TRUE | gt2.5gpm | gt2.5gpmMultifamily Residence_TRUE | gt2.5gpmMultifamily Residence_TRUE
Water_00005293 | SITE_00526 | Room_00010711 | Bathroom_1 | Bathroom | Bathroom Faucet | 1 | 0.97333 | 1 | 1.1 |  | N/A | N/A | N/A | Bag | 0.796 |  | 0.876 |  | OR | Multifamily Residence | Bathroom Faucet | 1046 | 1307 | Multifamily Residence | FALSE | FALSE |  |  |  | 1307 | 1144.932 | Multifamily Residence_FALSE | Multifamily Residence_FALSE | Multifamily Residence_ | Multifamily Residence_ | Multifamily Residence_ | unknown | unknownMultifamily Residence_ | unknownMultifamily Residence_FALSE
Water_00005294 | SITE_00526 | Room_00010711 | Bathroom_1 | Bathroom | Shower | 1.51 | 1.51 |  | 1.6 |  | Primary | A few times per week | N/A | Bag | 0.8492 |  | 1.359 |  | OR | Multifamily Residence | Shower | 1046 | 1307 | Multifamily Residence | TRUE | FALSE | TRUE | TRUE | TRUE | 1973.57 | 1776.213 | Multifamily Residence_TRUE | Multifamily Residence_FALSE | Multifamily Residence_TRUE | Multifamily Residence_TRUE | Multifamily Residence_TRUE | 1.8gpm | 1.8gpmMultifamily Residence_TRUE | 1.8gpmMultifamily Residence_TRUE
Water_00005295 | SITE_00526 | Room_00010713 | Kitchen_1 | Kitchen | Kitchen Faucet | 2.6533 | 2.6533 |  | 3 |  | N/A | N/A | N/A | Bag | 0.796 |  | 2.388 |  | OR | Multifamily Residence | Kitchen Faucet | 1046 | 1307 | Multifamily Residence | FALSE | FALSE |  |  |  | 3467.9067 | 3121.116 | Multifamily Residence_FALSE | Multifamily Residence_FALSE | Multifamily Residence_ | Multifamily Residence_ | Multifamily Residence_ | unknown | unknownMultifamily Residence_ | unknownMultifamily Residence_FALSE
Water_00005296 | SITE_00527 | Room_00010718 | Kitchen_1 | Kitchen | Kitchen Faucet | 2.2 | 1.5033 | 2.2 | 1.7 |  | N/A | N/A | N/A | Bag | 0.796 |  | 1.353 |  | OR | Multifamily Residence | Kitchen Faucet | 1047 | 1307 | Multifamily Residence | FALSE | FALSE |  |  |  | 2875.4 | 1768.371 | Multifamily Residence_FALSE | Multifamily Residence_FALSE | Multifamily Residence_ | Multifamily Residence_ | Multifamily Residence_ | unknown | unknownMultifamily Residence_ | unknownMultifamily Residence_FALSE
Water_00005297 | SITE_00527 | Room_00010720 | Bathroom_1 | Bathroom | Bathroom Faucet | 1.7689 | 1.7689 |  | 2 |  | N/A | N/A | N/A | Bag | 0.796 |  | 1.592 |  | OR | Multifamily Residence | Bathroom Faucet | 1047 | 1307 | Multifamily Residence | FALSE | FALSE |  |  |  | 2311.9378 | 2080.744 | Multifamily Residence_FALSE | Multifamily Residence_FALSE | Multifamily Residence_ | Multifamily Residence_ | Multifamily Residence_ | unknown | unknownMultifamily Residence_ | unknownMultifamily Residence_FALSE
Water_00005298 | SITE_00527 | Room_00010720 | Bathroom_1 | Bathroom | Shower | 2.5 | 1.6044 | 2.5 | 1.7 |  | Primary | A few times per week | N/A | Bag | 0.8492 |  | 1.444 |  | OR | Multifamily Residence | Shower | 1047 | 1307 | Multifamily Residence | TRUE | FALSE | TRUE | TRUE | TRUE | 3267.5 | 1887.308 | Multifamily Residence_TRUE | Multifamily Residence_FALSE | Multifamily Residence_TRUE | Multifamily Residence_TRUE | Multifamily Residence_TRUE | 2.5gpm | 2.5gpmMultifamily Residence_TRUE | 2.5gpmMultifamily Residence_TRUE
Water_00005299 | SITE_00529 | Room_00010737 | Bathroom_6 | Bathroom | Bathroom Faucet | 2 | 1.3267 | 2 | 1.5 |  | N/A | N/A | N/A | Bag | 0.796 |  | 1.194 |  | OR | Manufactured | Bathroom Faucet | 1049 | 1323.42 | Manufactured | FALSE | FALSE |  |  |  | 2646.84 | 1580.1635 | Manufactured_FALSE | Manufactured_FALSE | Manufactured_ | Manufactured_ | Manufactured_ | unknown | unknownManufactured_ | unknownManufactured_FALSE
Water_00005300 | SITE_00529 | Room_00010737 | Bathroom_6 | Bathroom | Bathroom Faucet | 3.0956 | 3.0956 |  | 3.5 |  | N/A | N/A | Airator removed (no flow control) | Bag | 0.796 |  | 2.786 |  | OR | Manufactured | Bathroom Faucet | 1049 | 1323.42 | Manufactured | FALSE | FALSE |  |  |  | 4096.7201 | 3687.0481 | Manufactured_FALSE | Manufactured_FALSE | Manufactured_ | Manufactured_ | Manufactured_ | unknown | unknownManufactured_ | unknownManufactured_FALSE
Water_00005301 | SITE_00529 | Room_00010737 | Bathroom_6 | Bathroom | Bathtub | unknown |  |  |  | N/A | N/A | N/A | N/A | Unknown |  | N/A |  | N/A | OR | Manufactured | Bathtub | 1049 | 1323.42 | Manufactured | FALSE | FALSE |  |  |  | 0 | 0 | Manufactured_FALSE | Manufactured_FALSE | Manufactured_ | Manufactured_ | Manufactured_ | unknown | unknownManufactured_ | unknownManufactured_FALSE
Water_00005302 | SITE_00529 | Room_00010737 | Bathroom_6 | Bathroom | Shower | unknown |  |  |  | Unknown | Primary | Daily / Almost Daily | Shower head too large to measure | Bag | 0.8492 |  |  | Unknown | OR | Manufactured | Shower | 1049 | 1323.42 | Manufactured | TRUE | FALSE | FALSE | FALSE | FALSE | 0 | 0 | Manufactured_TRUE | Manufactured_FALSE | Manufactured_FALSE | Manufactured_FALSE | Manufactured_FALSE | unknown | unknownManufactured_FALSE | unknownManufactured_TRUE
Water_00005303 | SITE_00529 | Room_00010742 | Bathroom_1 | Bathroom | Bathroom Faucet | 1 | 0.88444 | 1 | 1 |  | N/A | N/A | N/A | Bag | 0.796 |  | 0.796 |  | OR | Manufactured | Bathroom Faucet | 1049 | 1323.42 | Manufactured | FALSE | FALSE |  |  |  | 1323.42 | 1053.4423 | Manufactured_FALSE | Manufactured_FALSE | Manufactured_ | Manufactured_ | Manufactured_ | unknown | unknownManufactured_ | unknownManufactured_FALSE
Water_00005304 | SITE_00529 | Room_00010742 | Bathroom_1 | Bathroom | Shower / Bathtub combo with diverter valve | 2.5 | 2.3589 | 2.5 | 2.5 |  | Secondary | A few times per year | N/A | Bag | 0.8492 |  | 2.123 |  | OR | Manufactured | Shower | 1049 | 1323.42 | Manufactured | TRUE | TRUE | TRUE | TRUE | TRUE | 3308.55 | 2809.6207 | Manufactured_TRUE | Manufactured_TRUE | Manufactured_TRUE | Manufactured_TRUE | Manufactured_TRUE | 2.5gpm | 2.5gpmManufactured_TRUE | 2.5gpmManufactured_TRUE
Water_00005305 | SITE_00529 | Room_00010745 | Kitchen_1 | Kitchen | Kitchen Faucet | 2.2 | 2.2111 | 2.2 | 2.5 |  | N/A | N/A | N/A | Bag | 0.796 |  | 1.99 |  | OR | Manufactured | Kitchen Faucet | 1049 | 1323.42 | Manufactured | FALSE | FALSE |  |  |  | 2911.524 | 2633.6058 | Manufactured_FALSE | Manufactured_FALSE | Manufactured_ | Manufactured_ | Manufactured_ | unknown | unknownManufactured_ | unknownManufactured_FALSE
Water_00005306 | SITE_00530 | Room_00010755 | Kitchen_1 | Kitchen | Kitchen Faucet | 1.8 | 1.2378 | 1.8 | 1.4 |  | N/A | N/A | N/A | Bag | 0.796 |  | 1.114 |  | OR | Single Family | Kitchen Faucet | 1050 | 1362.08 | Single Family | FALSE | FALSE |  |  |  | 2451.744 | 1517.3571 | Single Family_FALSE | Single Family_FALSE | Single Family_ | Single Family_ | Single Family_ | unknown | unknownSingle Family_ | unknownSingle Family_FALSE
Water_00005307 | SITE_00530 | Room_00010752 | Bathroom_1 | Bathroom | Bathroom Faucet | 2.7422 | 2.7422 |  | 3.1 |  | N/A | N/A | N/A | Bag | 0.796 |  | 2.468 |  | OR | Single Family | Bathroom Faucet | 1050 | 1362.08 | Single Family | FALSE | FALSE |  |  |  | 3735.126 | 3361.6134 | Single Family_FALSE | Single Family_FALSE | Single Family_ | Single Family_ | Single Family_ | unknown | unknownSingle Family_ | unknownSingle Family_FALSE
Water_00005308 | SITE_00530 | Room_00010752 | Bathroom_1 | Bathroom | Shower / Bathtub combo with diverter valve | 2.5 |  | 2.5 |  | Unknown | Primary | Daily / Almost Daily | Unknown measured flow shower head too large for flow bag. | Bag | 0.8492 |  |  | Unknown | OR | Single Family | Shower | 1050 | 1362.08 | Single Family | TRUE | TRUE | TRUE | FALSE | FALSE | 3405.2 | 0 | Single Family_TRUE | Single Family_TRUE | Single Family_TRUE | Single Family_FALSE | Single Family_FALSE | unknown | unknownSingle Family_FALSE | unknownSingle Family_TRUE
Water_00005309 | SITE_00530 | Room_00010760 | Bathroom_2 | Bathroom | Bathroom Faucet | 3.5378 | 3.5378 |  | 4 |  | N/A | N/A | N/A | Bag | 0.796 |  | 3.184 |  | OR | Single Family | Bathroom Faucet | 1050 | 1362.08 | Single Family | FALSE | FALSE |  |  |  | 4818.7364 | 4336.8627 | Single Family_FALSE | Single Family_FALSE | Single Family_ | Single Family_ | Single Family_ | unknown | unknownSingle Family_ | unknownSingle Family_FALSE
Water_00005310 | SITE_00530 | Room_00010760 | Bathroom_2 | Bathroom | Shower / Bathtub combo with diverter valve | 2 | 1.8867 | 2 | 2 |  | Secondary | A few times per month | N/A | Bag | 0.8492 |  | 1.698 |  | OR | Single Family | Shower | 1050 | 1362.08 | Single Family | TRUE | TRUE | TRUE | TRUE | TRUE | 2724.16 | 2312.8118 | Single Family_TRUE | Single Family_TRUE | Single Family_TRUE | Single Family_TRUE | Single Family_TRUE | 2.0gpm | 2.0gpmSingle Family_TRUE | 2.0gpmSingle Family_TRUE
Water_00005311 | SITE_00531 | Room_00010767 | Bathroom_1 | Bathroom | Bathroom Faucet | 1.5 | 2.2111 | 1.5 | 2.5 |  | N/A | N/A | N/A | Bag | 0.796 |  | 1.99 |  | OR | Single Family | Bathroom Faucet | 1051 | 1362.08 | Single Family | FALSE | FALSE |  |  |  | 2043.12 | 2710.5392 | Single Family_FALSE | Single Family_FALSE | Single Family_ | Single Family_ | Single Family_ | unknown | unknownSingle Family_ | unknownSingle Family_FALSE
Water_00005312 | SITE_00531 | Room_00010767 | Bathroom_1 | Bathroom | Bathroom Faucet | 1.5 | 2.2111 | 1.5 | 2.5 |  | N/A | N/A | N/A | Bag | 0.796 |  | 1.99 |  | OR | Single Family | Bathroom Faucet | 1051 | 1362.08 | Single Family | FALSE | FALSE |  |  |  | 2043.12 | 2710.5392 | Single Family_FALSE | Single Family_FALSE | Single Family_ | Single Family_ | Single Family_ | unknown | unknownSingle Family_ | unknownSingle Family_FALSE
Water_00005313 | SITE_00531 | Room_00010767 | Bathroom_1 | Bathroom | Shower | 3.0189 | 3.0189 |  | 3.2 |  | Primary | Daily / Almost Daily | N/A | Bag | 0.8492 |  | 2.717 |  | OR | Single Family | Shower | 1051 | 1362.08 | Single Family | TRUE | FALSE | TRUE | TRUE | TRUE | 4111.9682 | 3700.7714 | Single Family_TRUE | Single Family_FALSE | Single Family_TRUE | Single Family_TRUE | Single Family_TRUE | gt2.5gpm | gt2.5gpmSingle Family_TRUE | gt2.5gpmSingle Family_TRUE
Water_00005314 | SITE_00531 | Room_00010768 | Bathroom_2 | Bathroom | Bathroom Faucet | 3.0067 | 3.0067 |  | 3.4 |  | N/A | N/A | N/A | Bag | 0.796 |  | 2.706 |  | OR | Single Family | Bathroom Faucet | 1051 | 1362.08 | Single Family | FALSE | FALSE |  |  |  | 4095.3205 | 3685.7885 | Single Family_FALSE | Single Family_FALSE | Single Family_ | Single Family_ | Single Family_ | unknown | unknownSingle Family_ | unknownSingle Family_FALSE
Water_00005315 | SITE_00531 | Room_00010768 | Bathroom_2 | Bathroom | Shower / Bathtub combo with diverter valve | 2.5 | 2.3589 | 2.5 | 2.5 |  | Secondary | A few times per year | N/A | Bag | 0.8492 |  | 2.123 |  | OR | Single Family | Shower | 1051 | 1362.08 | Single Family | TRUE | TRUE | TRUE | TRUE | TRUE | 3405.2 | 2891.6958 | Single Family_TRUE | Single Family_TRUE | Single Family_TRUE | Single Family_TRUE | Single Family_TRUE | 2.5gpm | 2.5gpmSingle Family_TRUE | 2.5gpmSingle Family_TRUE
Water_00005316 | SITE_00531 | Room_00010771 | Kitchen_1 | Kitchen | Kitchen Faucet | 2.83 | 2.83 |  | 3.2 |  | N/A | N/A | N/A | Bag | 0.796 |  | 2.547 |  | OR | Single Family | Kitchen Faucet | 1051 | 1362.08 | Single Family | FALSE | FALSE |  |  |  | 3854.6864 | 3469.2178 | Single Family_FALSE | Single Family_FALSE | Single Family_ | Single Family_ | Single Family_ | unknown | unknownSingle Family_ | unknownSingle Family_FALSE
Water_00005317 | SITE_00532 | Room_00010775 | Bathroom_1 | Bathroom | Bathroom Faucet | 2 | 2.2111 | 2 | 2.5 |  | N/A | N/A | N/A | Bag | 0.796 |  | 1.99 |  | OR | Single Family | Bathroom Faucet | 1052 | 2348.97 | Single Family | FALSE | FALSE |  |  |  | 4697.94 | 4674.4503 | Single Family_FALSE | Single Family_FALSE | Single Family_ | Single Family_ | Single Family_ | unknown | unknownSingle Family_ | unknownSingle Family_FALSE
Water_00005318 | SITE_00532 | Room_00010775 | Bathroom_1 | Bathroom | Shower / Bathtub combo with diverter valve | 1.8 | 3.1133 | 1.8 | 3.3 |  | Secondary | A few times per year | N/A | Bag | 0.8492 |  | 2.802 |  | OR | Single Family | Shower | 1052 | 2348.97 | Single Family | TRUE | TRUE | TRUE | TRUE | TRUE | 4228.146 | 6581.8139 | Single Family_TRUE | Single Family_TRUE | Single Family_TRUE | Single Family_TRUE | Single Family_TRUE | 1.8gpm | 1.8gpmSingle Family_TRUE | 1.8gpmSingle Family_TRUE
Water_00005319 | SITE_00532 | Room_00010777 | Bathroom_2 | Bathroom | Shower | 2.5 | 3.3022 | 2.5 | 3.5 |  | Primary | Daily / Almost Daily | N/A | Bag | 0.8492 |  | 2.972 |  | OR | Single Family | Shower | 1052 | 2348.97 | Single Family | TRUE | FALSE | TRUE | TRUE | TRUE | 5872.425 | 6981.1388 | Single Family_TRUE | Single Family_FALSE | Single Family_TRUE | Single Family_TRUE | Single Family_TRUE | 2.5gpm | 2.5gpmSingle Family_TRUE | 2.5gpmSingle Family_TRUE
Water_00005320 | SITE_00532 | Room_00010777 | Bathroom_2 | Bathroom | Bathtub | unknown |  |  |  | N/A | N/A | N/A | N/A | Unknown |  | N/A |  | N/A | OR | Single Family | Bathtub | 1052 | 2348.97 | Single Family | FALSE | FALSE |  |  |  | 0 | 0 | Single Family_FALSE | Single Family_FALSE | Single Family_ | Single Family_ | Single Family_ | unknown | unknownSingle Family_ | unknownSingle Family_FALSE
Water_00005321 | SITE_00532 | Room_00010777 | Bathroom_2 | Bathroom | Bathroom Faucet | 2 | 2.2111 | 2 | 2.5 |  | N/A | N/A | N/A | Bag | 0.796 |  | 1.99 |  | OR | Single Family | Bathroom Faucet | 1052 | 2348.97 | Single Family | FALSE | FALSE |  |  |  | 4697.94 | 4674.4503 | Single Family_FALSE | Single Family_FALSE | Single Family_ | Single Family_ | Single Family_ | unknown | unknownSingle Family_ | unknownSingle Family_FALSE
Water_00005322 | SITE_00532 | Room_00010777 | Bathroom_2 | Bathroom | Bathroom Faucet | 2 | 2.6533 | 2 | 3 |  | N/A | N/A | N/A | Bag | 0.796 |  | 2.388 |  | OR | Single Family | Bathroom Faucet | 1052 | 2348.97 | Single Family | FALSE | FALSE |  |  |  | 4697.94 | 5609.3404 | Single Family_FALSE | Single Family_FALSE | Single Family_ | Single Family_ | Single Family_ | unknown | unknownSingle Family_ | unknownSingle Family_FALSE
Water_00005323 | SITE_00532 | Room_00010781 | Kitchen_1 | Kitchen | Kitchen Faucet | 1.5 | 1.7689 | 1.5 | 2 |  | N/A | N/A | N/A | Bag | 0.796 |  | 1.592 |  | OR | Single Family | Kitchen Faucet | 1052 | 2348.97 | Single Family | FALSE | FALSE |  |  |  | 3523.455 | 3739.5602 | Single Family_FALSE | Single Family_FALSE | Single Family_ | Single Family_ | Single Family_ | unknown | unknownSingle Family_ | unknownSingle Family_FALSE
Water_00005324 | SITE_00533 | Room_00010789 | Kitchen_1 | Kitchen | Kitchen Faucet | 2.6533 | 2.6533 |  | 3 |  | N/A | N/A | N/A | Bag | 0.796 |  | 2.388 |  | OR | Single Family | Kitchen Faucet | 1053 | 2348.97 | Single Family | FALSE | FALSE |  |  |  | 6232.6004 | 5609.3404 | Single Family_FALSE | Single Family_FALSE | Single Family_ | Single Family_ | Single Family_ | unknown | unknownSingle Family_ | unknownSingle Family_FALSE
Water_00005325 | SITE_00533 | Room_00010791 | Bathroom_1 | Bathroom | Bathroom Faucet | 1.1056 | 1.1056 |  | 1.25 |  | N/A | N/A | N/A | Bag | 0.796 |  | 0.995 |  | OR | Single Family | Bathroom Faucet | 1053 | 2348.97 | Single Family | FALSE | FALSE |  |  |  | 2596.9168 | 2337.2251 | Single Family_FALSE | Single Family_FALSE | Single Family_ | Single Family_ | Single Family_ | unknown | unknownSingle Family_ | unknownSingle Family_FALSE
Water_00005326 | SITE_00533 | Room_00010791 | Bathroom_1 | Bathroom | Shower / Bathtub combo with diverter valve | unknown |  |  |  | Unknown | Secondary | A few times per week | Used for tub not shower head. Unable to test flow, shower head too large for flow bag | Bag | 0.8492 |  |  | Unknown | OR | Single Family | Shower | 1053 | 2348.97 | Single Family | TRUE | TRUE | FALSE | FALSE | FALSE | 0 | 0 | Single Family_TRUE | Single Family_TRUE | Single Family_FALSE | Single Family_FALSE | Single Family_FALSE | unknown | unknownSingle Family_FALSE | unknownSingle Family_TRUE
Water_00005327 | SITE_00533 | Room_00010795 | Bathroom_2 | Bathroom | Bathroom Faucet | 2.2 | 1.7689 | 2.2 | 2 |  | N/A | N/A | N/A | Bag | 0.796 |  | 1.592 |  | OR | Single Family | Bathroom Faucet | 1053 | 2348.97 | Single Family | FALSE | FALSE |  |  |  | 5167.734 | 3739.5602 | Single Family_FALSE | Single Family_FALSE | Single Family_ | Single Family_ | Single Family_ | unknown | unknownSingle Family_ | unknownSingle Family_FALSE
Water_00005328 | SITE_00533 | Room_00010795 | Bathroom_2 | Bathroom | Shower | unknown |  |  |  | Unknown | Primary | Daily / Almost Daily | Shower head too large to measure flow | Bag | 0.8492 |  |  | Unknown | OR | Single Family | Shower | 1053 | 2348.97 | Single Family | TRUE | FALSE | FALSE | FALSE | FALSE | 0 | 0 | Single Family_TRUE | Single Family_FALSE | Single Family_FALSE | Single Family_FALSE | Single Family_FALSE | unknown | unknownSingle Family_FALSE | unknownSingle Family_TRUE
Water_00005329 | SITE_00534 | Room_00010800 | Kitchen_1 | Kitchen | Kitchen Faucet | 3.98 | 3.98 |  | 4.5 |  | N/A | N/A | N/A | Bag | 0.796 |  | 3.582 |  | OR | Single Family | Kitchen Faucet | 1054 | 1362.08 | Single Family | FALSE | FALSE |  |  |  | 5421.0784 | 4878.9706 | Single Family_FALSE | Single Family_FALSE | Single Family_ | Single Family_ | Single Family_ | unknown | unknownSingle Family_ | unknownSingle Family_FALSE
Water_00005330 | SITE_00534 | Room_00010802 | Bathroom_1 | Bathroom | Bathroom Faucet | 1.1056 | 1.1056 |  | 1.25 |  | N/A | N/A | N/A | Bag | 0.796 |  | 0.995 |  | OR | Single Family | Bathroom Faucet | 1054 | 1362.08 | Single Family | FALSE | FALSE |  |  |  | 1505.8551 | 1355.2696 | Single Family_FALSE | Single Family_FALSE | Single Family_ | Single Family_ | Single Family_ | unknown | unknownSingle Family_ | unknownSingle Family_FALSE
Water_00005331 | SITE_00534 | Room_00010802 | Bathroom_1 | Bathroom | Shower / Bathtub combo with diverter valve | 1.8867 | 1.8867 |  | 2 |  | Primary | Daily / Almost Daily | N/A | Bag | 0.8492 |  | 1.698 |  | OR | Single Family | Shower | 1054 | 1362.08 | Single Family | TRUE | TRUE | TRUE | TRUE | TRUE | 2569.7909 | 2312.8118 | Single Family_TRUE | Single Family_TRUE | Single Family_TRUE | Single Family_TRUE | Single Family_TRUE | 2.0gpm | 2.0gpmSingle Family_TRUE | 2.0gpmSingle Family_TRUE
Water_00005332 | SITE_00534 | Room_00010806 | Bathroom_2 | Bathroom | Bathroom Faucet | 1.1056 | 1.1056 |  | 1.25 |  | N/A | N/A | N/A | Bag | 0.796 |  | 0.995 |  | OR | Single Family | Bathroom Faucet | 1054 | 1362.08 | Single Family | FALSE | FALSE |  |  |  | 1505.8551 | 1355.2696 | Single Family_FALSE | Single Family_FALSE | Single Family_ | Single Family_ | Single Family_ | unknown | unknownSingle Family_ | unknownSingle Family_FALSE
Water_00005333 | SITE_00534 | Room_00010806 | Bathroom_2 | Bathroom | Shower / Bathtub combo with diverter valve | 2.3589 | 2.3589 |  | 2.5 |  | Secondary | A few times per month | N/A | Bag | 0.8492 |  | 2.123 |  | OR | Single Family | Shower | 1054 | 1362.08 | Single Family | TRUE | TRUE | TRUE | TRUE | TRUE | 3212.9954 | 2891.6958 | Single Family_TRUE | Single Family_TRUE | Single Family_TRUE | Single Family_TRUE | Single Family_TRUE | 2.5gpm | 2.5gpmSingle Family_TRUE | 2.5gpmSingle Family_TRUE
Water_00005334 | SITE_00535 | Room_00010809 | Bathroom_1 | Bathroom | Shower / Bathtub combo with diverter valve | 2 | 1.0378 | 2 | 1.1 |  | Primary | A few times per week | N/A | Bag | 0.8492 |  | 0.934 |  | OR | Manufactured | Shower | 1055 | 1135.4 | Manufactured | TRUE | TRUE | TRUE | TRUE | TRUE | 2270.8 | 1060.4636 | Manufactured_TRUE | Manufactured_TRUE | Manufactured_TRUE | Manufactured_TRUE | Manufactured_TRUE | 2.0gpm | 2.0gpmManufactured_TRUE | 2.0gpmManufactured_TRUE
Water_00005335 | SITE_00535 | Room_00010809 | Bathroom_1 | Bathroom | Bathroom Faucet | 3.3611 | 3.3611 |  | 3.8 |  | N/A | N/A | N/A | Bag | 0.796 |  | 3.025 |  | OR | Manufactured | Bathroom Faucet | 1055 | 1135.4 | Manufactured | FALSE | FALSE |  |  |  | 3816.2056 | 3434.585 | Manufactured_FALSE | Manufactured_FALSE | Manufactured_ | Manufactured_ | Manufactured_ | unknown | unknownManufactured_ | unknownManufactured_FALSE
Water_00005336 | SITE_00535 | Room_00010812 | Kitchen_1 | Kitchen | Kitchen Faucet | 2 | 1.5922 | 2 | 1.8 |  | N/A | N/A | N/A | Bag | 0.796 |  | 1.433 |  | OR | Manufactured | Kitchen Faucet | 1055 | 1135.4 | Manufactured | FALSE | FALSE |  |  |  | 2270.8 | 1627.0282 | Manufactured_FALSE | Manufactured_FALSE | Manufactured_ | Manufactured_ | Manufactured_ | unknown | unknownManufactured_ | unknownManufactured_FALSE
Water_00005337 | SITE_00536 | Room_00010817 | Bathroom_7 | Bathroom | Bathroom Faucet | 2.3878 | 2.3878 |  | 2.7 |  | N/A | N/A | N/A | Bag | 0.796 |  | 2.149 |  | OR | Single Family | Bathroom Faucet | 1056 | 2348.97 | Single Family | FALSE | FALSE |  |  |  | 5608.8184 | 5047.9365 | Single Family_FALSE | Single Family_FALSE | Single Family_ | Single Family_ | Single Family_ | unknown | unknownSingle Family_ | unknownSingle Family_FALSE
Water_00005338 | SITE_00536 | Room_00010817 | Bathroom_7 | Bathroom | Shower | 2.5 | 2.2644 | 2.5 | 2.4 |  | Secondary | A few times per month | N/A | Bag | 0.8492 |  | 2.038 |  | OR | Single Family | Shower | 1056 | 2348.97 | Single Family | TRUE | FALSE | TRUE | TRUE | TRUE | 5872.425 | 4787.2009 | Single Family_TRUE | Single Family_FALSE | Single Family_TRUE | Single Family_TRUE | Single Family_TRUE | 2.5gpm | 2.5gpmSingle Family_TRUE | 2.5gpmSingle Family_TRUE
Water_00005339 | SITE_00536 | Room_00010822 | Kitchen_1 | Kitchen | Kitchen Faucet | 1.5 | 1.3267 | 1.5 | 1.5 |  | N/A | N/A | N/A | Bag | 0.796 |  | 1.194 |  | OR | Single Family | Kitchen Faucet | 1056 | 2348.97 | Single Family | FALSE | FALSE |  |  |  | 3523.455 | 2804.6702 | Single Family_FALSE | Single Family_FALSE | Single Family_ | Single Family_ | Single Family_ | unknown | unknownSingle Family_ | unknownSingle Family_FALSE
Water_00005340 | SITE_00536 | Room_00010822 | Kitchen_1 | Kitchen | Kitchen Faucet | 1.5 | 1.3267 | 1.5 | 1.5 |  | N/A | N/A | N/A | Bag | 0.796 |  | 1.194 |  | OR | Single Family | Kitchen Faucet | 1056 | 2348.97 | Single Family | FALSE | FALSE |  |  |  | 3523.455 | 2804.6702 | Single Family_FALSE | Single Family_FALSE | Single Family_ | Single Family_ | Single Family_ | unknown | unknownSingle Family_ | unknownSingle Family_FALSE
Water_00005341 | SITE_00536 | Room_00010825 | Bathroom_1 | Bathroom | Bathroom Faucet | 1.3267 | 1.3267 |  | 1.5 |  | N/A | N/A | N/A | Bag | 0.796 |  | 1.194 |  | OR | Single Family | Bathroom Faucet | 1056 | 2348.97 | Single Family | FALSE | FALSE |  |  |  | 3116.3002 | 2804.6702 | Single Family_FALSE | Single Family_FALSE | Single Family_ | Single Family_ | Single Family_ | unknown | unknownSingle Family_ | unknownSingle Family_FALSE
Water_00005342 | SITE_00536 | Room_00010825 | Bathroom_1 | Bathroom | Bathroom Faucet | 1.3267 | 1.3267 |  | 1.5 |  | N/A | N/A | N/A | Bag | 0.796 |  | 1.194 |  | OR | Single Family | Bathroom Faucet | 1056 | 2348.97 | Single Family | FALSE | FALSE |  |  |  | 3116.3002 | 2804.6702 | Single Family_FALSE | Single Family_FALSE | Single Family_ | Single Family_ | Single Family_ | unknown | unknownSingle Family_ | unknownSingle Family_FALSE
Water_00005343 | SITE_00536 | Room_00010825 | Bathroom_1 | Bathroom | Bathtub | unknown |  |  |  | N/A | N/A | N/A | N/A | Unknown |  | N/A |  | N/A | OR | Single Family | Bathtub | 1056 | 2348.97 | Single Family | FALSE | FALSE |  |  |  | 0 | 0 | Single Family_FALSE | Single Family_FALSE | Single Family_ | Single Family_ | Single Family_ | unknown | unknownSingle Family_ | unknownSingle Family_FALSE
Water_00005344 | SITE_00536 | Room_00010825 | Bathroom_1 | Bathroom | Shower | unknown |  |  |  | Unknown | Primary | Daily / Almost Daily | Can't measure | Bag | 0.8492 |  |  | Unknown | OR | Single Family | Shower | 1056 | 2348.97 | Single Family | TRUE | FALSE | FALSE | FALSE | FALSE | 0 | 0 | Single Family_TRUE | Single Family_FALSE | Single Family_FALSE | Single Family_FALSE | Single Family_FALSE | unknown | unknownSingle Family_FALSE | unknownSingle Family_TRUE
Water_00005345 | SITE_00536 | Room_00010829 | Bathroom_2 | Bathroom | Bathroom Faucet | 2.6533 | 2.6533 |  | 3 |  | N/A | N/A | N/A | Bag | 0.796 |  | 2.388 |  | OR | Single Family | Bathroom Faucet | 1056 | 2348.97 | Single Family | FALSE | FALSE |  |  |  | 6232.6004 | 5609.3404 | Single Family_FALSE | Single Family_FALSE | Single Family_ | Single Family_ | Single Family_ | unknown | unknownSingle Family_ | unknownSingle Family_FALSE
Water_00005346 | SITE_00536 | Room_00010834 | Bathroom_3 | Bathroom | Bathroom Faucet | 3.0956 | 3.0956 |  | 3.5 |  | N/A | N/A | N/A | Bag | 0.796 |  | 2.786 |  | OR | Single Family | Bathroom Faucet | 1056 | 2348.97 | Single Family | FALSE | FALSE |  |  |  | 7271.3671 | 6544.2304 | Single Family_FALSE | Single Family_FALSE | Single Family_ | Single Family_ | Single Family_ | unknown | unknownSingle Family_ | unknownSingle Family_FALSE
Water_00005347 | SITE_00536 | Room_00010834 | Bathroom_3 | Bathroom | Bathroom Faucet | 2.4767 | 2.4767 |  | 2.8 |  | N/A | N/A | N/A | Bag | 0.796 |  | 2.229 |  | OR | Single Family | Bathroom Faucet | 1056 | 2348.97 | Single Family | FALSE | FALSE |  |  |  | 5817.6157 | 5235.8541 | Single Family_FALSE | Single Family_FALSE | Single Family_ | Single Family_ | Single Family_ | unknown | unknownSingle Family_ | unknownSingle Family_FALSE
Water_00005348 | SITE_00536 | Room_00010834 | Bathroom_3 | Bathroom | Shower / Bathtub combo with diverter valve | 3.0189 | 3.0189 |  | 3.2 |  | Secondary | A few times per year | N/A | Bag | 0.8492 |  | 2.717 |  | OR | Single Family | Shower | 1056 | 2348.97 | Single Family | TRUE | TRUE | TRUE | TRUE | TRUE | 7091.2794 | 6382.1515 | Single Family_TRUE | Single Family_TRUE | Single Family_TRUE | Single Family_TRUE | Single Family_TRUE | gt2.5gpm | gt2.5gpmSingle Family_TRUE | gt2.5gpmSingle Family_TRUE
Water_00005349 | SITE_00537 | Room_00010847 | Bathroom_1 | Bathroom | Bathroom Faucet | 1.5033 | 1.5033 |  | 1.7 |  | N/A | N/A | N/A | Bag | 0.796 |  | 1.353 |  | OR | Single Family | Bathroom Faucet | 1057 | 2348.97 | Single Family | FALSE | FALSE |  |  |  | 3531.2849 | 3178.1564 | Single Family_FALSE | Single Family_FALSE | Single Family_ | Single Family_ | Single Family_ | unknown | unknownSingle Family_ | unknownSingle Family_FALSE
Water_00005350 | SITE_00537 | Room_00010847 | Bathroom_1 | Bathroom | Shower / Bathtub combo with diverter valve | 2.5 | 2.8311 | 2.5 | 3 |  | Primary | Daily / Almost Daily | N/A | Bag | 0.8492 |  | 2.548 |  | OR | Single Family | Shower | 1057 | 2348.97 | Single Family | TRUE | TRUE | TRUE | TRUE | TRUE | 5872.425 | 5985.1756 | Single Family_TRUE | Single Family_TRUE | Single Family_TRUE | Single Family_TRUE | Single Family_TRUE | 2.5gpm | 2.5gpmSingle Family_TRUE | 2.5gpmSingle Family_TRUE
Water_00005351 | SITE_00537 | Room_00010850 | Kitchen_1 | Kitchen | Kitchen Faucet | 1.8 | 1.4156 | 1.8 | 1.6 |  | N/A | N/A | N/A | Bag | 0.796 |  | 1.274 |  | OR | Single Family | Kitchen Faucet | 1057 | 2348.97 | Single Family | FALSE | FALSE |  |  |  | 4228.146 | 2992.5878 | Single Family_FALSE | Single Family_FALSE | Single Family_ | Single Family_ | Single Family_ | unknown | unknownSingle Family_ | unknownSingle Family_FALSE
Water_00005352 | SITE_00537 | Room_00010852 | Bathroom_2 | Bathroom | Bathroom Faucet | 1.2 | 1.3267 | 1.2 | 1.5 |  | N/A | N/A | N/A | Bag | 0.796 |  | 1.194 |  | OR | Single Family | Bathroom Faucet | 1057 | 2348.97 | Single Family | FALSE | FALSE |  |  |  | 2818.764 | 2804.6702 | Single Family_FALSE | Single Family_FALSE | Single Family_ | Single Family_ | Single Family_ | unknown | unknownSingle Family_ | unknownSingle Family_FALSE
Water_00005353 | SITE_00537 | Room_00010854 | Bathroom_3 | Bathroom | Bathroom Faucet | 1.2 | 1.3267 | 1.2 | 1.5 |  | N/A | N/A | N/A | Bag | 0.796 |  | 1.194 |  | OR | Single Family | Bathroom Faucet | 1057 | 2348.97 | Single Family | FALSE | FALSE |  |  |  | 2818.764 | 2804.6702 | Single Family_FALSE | Single Family_FALSE | Single Family_ | Single Family_ | Single Family_ | unknown | unknownSingle Family_ | unknownSingle Family_FALSE
Water_00005354 | SITE_00537 | Room_00010854 | Bathroom_3 | Bathroom | Bathroom Faucet | 1.2 | 1.0611 | 1.2 | 1.2 |  | N/A | N/A | N/A | Bag | 0.796 |  | 0.955 |  | OR | Single Family | Bathroom Faucet | 1057 | 2348.97 | Single Family | FALSE | FALSE |  |  |  | 2818.764 | 2243.2663 | Single Family_FALSE | Single Family_FALSE | Single Family_ | Single Family_ | Single Family_ | unknown | unknownSingle Family_ | unknownSingle Family_FALSE
Water_00005355 | SITE_00538 | Room_00010858 | Bathroom_1 | Bathroom | Bathroom Faucet | 2.2111 | 2.2111 |  | 2.5 |  | N/A | N/A | N/A | Bag | 0.796 |  | 1.99 |  | OR | Single Family | Bathroom Faucet | 1058 | 1362.08 | Single Family | FALSE | FALSE |  |  |  | 3011.7102 | 2710.5392 | Single Family_FALSE | Single Family_FALSE | Single Family_ | Single Family_ | Single Family_ | unknown | unknownSingle Family_ | unknownSingle Family_FALSE
Water_00005356 | SITE_00538 | Room_00010858 | Bathroom_1 | Bathroom | Shower / Bathtub combo with diverter valve | 2.8311 | 2.8311 |  | 3 |  | Primary | Daily / Almost Daily | No writing | Bag | 0.8492 |  | 2.548 |  | OR | Single Family | Shower | 1058 | 1362.08 | Single Family | TRUE | TRUE | TRUE | TRUE | TRUE | 3856.1998 | 3470.5798 | Single Family_TRUE | Single Family_TRUE | Single Family_TRUE | Single Family_TRUE | Single Family_TRUE | gt2.5gpm | gt2.5gpmSingle Family_TRUE | gt2.5gpmSingle Family_TRUE
Water_00005357 | SITE_00538 | Room_00010861 | Bathroom_2 | Bathroom | Bathroom Faucet | 1.7689 | 1.7689 |  | 2 |  | N/A | N/A | N/A | Bag | 0.796 |  | 1.592 |  | OR | Single Family | Bathroom Faucet | 1058 | 1362.08 | Single Family | FALSE | FALSE |  |  |  | 2409.3682 | 2168.4314 | Single Family_FALSE | Single Family_FALSE | Single Family_ | Single Family_ | Single Family_ | unknown | unknownSingle Family_ | unknownSingle Family_FALSE
Water_00005358 | SITE_00538 | Room_00010862 | Kitchen_1 | Kitchen | Kitchen Faucet | 2 | 1.1056 | 2 | 1.25 |  | N/A | N/A | N/A | Bag | 0.796 |  | 0.995 |  | OR | Single Family | Kitchen Faucet | 1058 | 1362.08 | Single Family | FALSE | FALSE |  |  |  | 2724.16 | 1355.2696 | Single Family_FALSE | Single Family_FALSE | Single Family_ | Single Family_ | Single Family_ | unknown | unknownSingle Family_ | unknownSingle Family_FALSE
Water_00005359 | SITE_00538 | Room_00010870 | Bathroom_3 | Bathroom | Shower / Bathtub combo with diverter valve | 2.0756 | 2.0756 |  | 2.2 |  | Secondary | A few times per year | N/A | Bag | 0.8492 |  | 1.868 |  | OR | Single Family | Shower | 1058 | 1362.08 | Single Family | TRUE | TRUE | TRUE | TRUE | TRUE | 2827.0727 | 2544.3654 | Single Family_TRUE | Single Family_TRUE | Single Family_TRUE | Single Family_TRUE | Single Family_TRUE | 2.5gpm | 2.5gpmSingle Family_TRUE | 2.5gpmSingle Family_TRUE
Water_00005360 | SITE_00538 | Room_00010870 | Bathroom_3 | Bathroom | Bathroom Faucet | 2.2111 | 2.2111 |  | 2.5 |  | N/A | N/A | N/A | Bag | 0.796 |  | 1.99 |  | OR | Single Family | Bathroom Faucet | 1058 | 1362.08 | Single Family | FALSE | FALSE |  |  |  | 3011.7102 | 2710.5392 | Single Family_FALSE | Single Family_FALSE | Single Family_ | Single Family_ | Single Family_ | unknown | unknownSingle Family_ | unknownSingle Family_FALSE
Water_00005361 | SITE_00539 | Room_00010877 | Kitchen_1 | Kitchen | Kitchen Faucet | 2.2 | 1.9456 | 2.2 | 2.2 |  | N/A | N/A | N/A | Bag | 0.796 |  | 1.751 |  | OR | Single Family | Kitchen Faucet | 1059 | 1362.08 | Single Family | FALSE | FALSE |  |  |  | 2996.576 | 2385.0021 | Single Family_FALSE | Single Family_FALSE | Single Family_ | Single Family_ | Single Family_ | unknown | unknownSingle Family_ | unknownSingle Family_FALSE
Water_00005362 | SITE_00539 | Room_00010880 | Bathroom_1 | Bathroom | Bathroom Faucet | 2 | 2.3 | 2 | 2.6 |  | N/A | N/A | N/A | Bag | 0.796 |  | 2.07 |  | OR | Single Family | Bathroom Faucet | 1059 | 1362.08 | Single Family | FALSE | FALSE |  |  |  | 2724.16 | 2819.5056 | Single Family_FALSE | Single Family_FALSE | Single Family_ | Single Family_ | Single Family_ | unknown | unknownSingle Family_ | unknownSingle Family_FALSE
Water_00005363 | SITE_00539 | Room_00010880 | Bathroom_1 | Bathroom | Shower / Bathtub combo with diverter valve | 2.5 | 1.9811 | 2.5 | 2.1 |  | Secondary | A few times per month | N/A | Bag | 0.8492 |  | 1.783 |  | OR | Single Family | Shower | 1059 | 1362.08 | Single Family | TRUE | TRUE | TRUE | TRUE | TRUE | 3405.2 | 2428.5886 | Single Family_TRUE | Single Family_TRUE | Single Family_TRUE | Single Family_TRUE | Single Family_TRUE | 2.5gpm | 2.5gpmSingle Family_TRUE | 2.5gpmSingle Family_TRUE
Water_00005364 | SITE_00539 | Room_00010883 | Bathroom_2 | Bathroom | Bathroom Faucet | 0.88444 | 0.88444 |  | 1 |  | N/A | N/A | N/A | Bag | 0.796 |  | 0.796 |  | OR | Single Family | Bathroom Faucet | 1059 | 1362.08 | Single Family | FALSE | FALSE |  |  |  | 1204.6841 | 1084.2157 | Single Family_FALSE | Single Family_FALSE | Single Family_ | Single Family_ | Single Family_ | unknown | unknownSingle Family_ | unknownSingle Family_FALSE
Water_00005365 | SITE_00539 | Room_00010883 | Bathroom_2 | Bathroom | Shower / Bathtub combo with diverter valve | 2.4533 | 2.4533 |  | 2.6 |  | Primary | Daily / Almost Daily | N/A | Bag | 0.8492 |  | 2.208 |  | OR | Single Family | Shower | 1059 | 1362.08 | Single Family | TRUE | TRUE | TRUE | TRUE | TRUE | 3341.6363 | 3007.4726 | Single Family_TRUE | Single Family_TRUE | Single Family_TRUE | Single Family_TRUE | Single Family_TRUE | 2.5gpm | 2.5gpmSingle Family_TRUE | 2.5gpmSingle Family_TRUE
Water_00005366 | SITE_00540 | Room_00010891 | Bathroom_1 | Bathroom | Bathroom Faucet | 2.2 | 2.2111 | 2.2 | 2.5 |  | N/A | N/A | N/A | Bag | 0.796 |  | 1.99 |  | OR | Single Family | Bathroom Faucet | 1060 | 2348.97 | Single Family | FALSE | FALSE |  |  |  | 5167.734 | 4674.4503 | Single Family_FALSE | Single Family_FALSE | Single Family_ | Single Family_ | Single Family_ | unknown | unknownSingle Family_ | unknownSingle Family_FALSE
Water_00005367 | SITE_00540 | Room_00010891 | Bathroom_1 | Bathroom | Bathroom Faucet | 2.2 | 2.2111 | 2.2 | 2.5 |  | N/A | N/A | N/A | Bag | 0.796 |  | 1.99 |  | OR | Single Family | Bathroom Faucet | 1060 | 2348.97 | Single Family | FALSE | FALSE |  |  |  | 5167.734 | 4674.4503 | Single Family_FALSE | Single Family_FALSE | Single Family_ | Single Family_ | Single Family_ | unknown | unknownSingle Family_ | unknownSingle Family_FALSE
Water_00005368 | SITE_00540 | Room_00010891 | Bathroom_1 | Bathroom | Bathtub | unknown |  |  |  | N/A | N/A | N/A | N/A | Unknown |  | N/A |  | N/A | OR | Single Family | Bathtub | 1060 | 2348.97 | Single Family | FALSE | FALSE |  |  |  | 0 | 0 | Single Family_FALSE | Single Family_FALSE | Single Family_ | Single Family_ | Single Family_ | unknown | unknownSingle Family_ | unknownSingle Family_FALSE
Water_00005369 | SITE_00540 | Room_00010891 | Bathroom_1 | Bathroom | Shower | 3.5856 | 3.5856 |  | 3.8 |  | Primary | Daily / Almost Daily | N/A | Bag | 0.8492 |  | 3.227 |  | OR | Single Family | Shower | 1060 | 2348.97 | Single Family | TRUE | FALSE | TRUE | TRUE | TRUE | 8422.3624 | 7580.1262 | Single Family_TRUE | Single Family_FALSE | Single Family_TRUE | Single Family_TRUE | Single Family_TRUE | gt2.5gpm | gt2.5gpmSingle Family_TRUE | gt2.5gpmSingle Family_TRUE
Water_00005370 | SITE_00540 | Room_00010895 | Bathroom_2 | Bathroom | Shower / Bathtub combo with diverter valve | 2.8311 | 2.8311 |  | 3 |  | Secondary | A few times per year | N/A | Bag | 0.8492 |  | 2.548 |  | OR | Single Family | Shower | 1060 | 2348.97 | Single Family | TRUE | TRUE | TRUE | TRUE | TRUE | 6650.1951 | 5985.1756 | Single Family_TRUE | Single Family_TRUE | Single Family_TRUE | Single Family_TRUE | Single Family_TRUE | gt2.5gpm | gt2.5gpmSingle Family_TRUE | gt2.5gpmSingle Family_TRUE
Water_00005371 | SITE_00540 | Room_00010895 | Bathroom_2 | Bathroom | Bathroom Faucet | 2.0344 | 2.0344 |  | 2.3 |  | N/A | N/A | N/A | Bag | 0.796 |  | 1.831 |  | OR | Single Family | Bathroom Faucet | 1060 | 2348.97 | Single Family | FALSE | FALSE |  |  |  | 4778.849 | 4300.9641 | Single Family_FALSE | Single Family_FALSE | Single Family_ | Single Family_ | Single Family_ | unknown | unknownSingle Family_ | unknownSingle Family_FALSE
Water_00005372 | SITE_00540 | Room_00010894 | Kitchen_1 | Kitchen | Kitchen Faucet | 1.5 | 1.7689 | 1.5 | 2 |  | N/A | N/A | N/A | Bag | 0.796 |  | 1.592 |  | OR | Single Family | Kitchen Faucet | 1060 | 2348.97 | Single Family | FALSE | FALSE |  |  |  | 3523.455 | 3739.5602 | Single Family_FALSE | Single Family_FALSE | Single Family_ | Single Family_ | Single Family_ | unknown | unknownSingle Family_ | unknownSingle Family_FALSE
Water_00005373 | SITE_00541 | Room_00010905 | Bathroom_1 | Bathroom | Shower | 2.8311 | 2.8311 |  | 3 |  | Secondary | A few times per week | N/A | Bag | 0.8492 |  | 2.548 |  | OR | Single Family | Shower | 1061 | 1362.08 | Single Family | TRUE | FALSE | TRUE | TRUE | TRUE | 3856.1998 | 3470.5798 | Single Family_TRUE | Single Family_FALSE | Single Family_TRUE | Single Family_TRUE | Single Family_TRUE | gt2.5gpm | gt2.5gpmSingle Family_TRUE | gt2.5gpmSingle Family_TRUE
Water_00005374 | SITE_00541 | Room_00010905 | Bathroom_1 | Bathroom | Bathroom Faucet | 1.7689 | 1.7689 |  | 2 |  | N/A | N/A | N/A | Bag | 0.796 |  | 1.592 |  | OR | Single Family | Bathroom Faucet | 1061 | 1362.08 | Single Family | FALSE | FALSE |  |  |  | 2409.3682 | 2168.4314 | Single Family_FALSE | Single Family_FALSE | Single Family_ | Single Family_ | Single Family_ | unknown | unknownSingle Family_ | unknownSingle Family_FALSE
Water_00005375 | SITE_00541 | Room_00010899 | Kitchen_1 | Kitchen | Kitchen Faucet | 1.7689 | 1.7689 |  | 2 |  | N/A | N/A | N/A | Bag | 0.796 |  | 1.592 |  | OR | Single Family | Kitchen Faucet | 1061 | 1362.08 | Single Family | FALSE | FALSE |  |  |  | 2409.3682 | 2168.4314 | Single Family_FALSE | Single Family_FALSE | Single Family_ | Single Family_ | Single Family_ | unknown | unknownSingle Family_ | unknownSingle Family_FALSE
Water_00005376 | SITE_00541 | Room_00010913 | Bathroom_2 | Bathroom | Bathroom Faucet | 1.5 | 0.88444 | 1.5 | 1 |  | N/A | N/A | N/A | Bag | 0.796 |  | 0.796 |  | OR | Single Family | Bathroom Faucet | 1061 | 1362.08 | Single Family | FALSE | FALSE |  |  |  | 2043.12 | 1084.2157 | Single Family_FALSE | Single Family_FALSE | Single Family_ | Single Family_ | Single Family_ | unknown | unknownSingle Family_ | unknownSingle Family_FALSE
Water_00005377 | SITE_00541 | Room_00010913 | Bathroom_2 | Bathroom | Bathtub | unknown |  |  |  | N/A | N/A | N/A | N/A | Unknown |  | N/A |  | N/A | OR | Single Family | Bathtub | 1061 | 1362.08 | Single Family | FALSE | FALSE |  |  |  | 0 | 0 | Single Family_FALSE | Single Family_FALSE | Single Family_ | Single Family_ | Single Family_ | unknown | unknownSingle Family_ | unknownSingle Family_FALSE
Water_00005378 | SITE_00543 | Room_00010933 | Bathroom_1 | Bathroom | Bathroom Faucet | 1.5 | 1.2378 | 1.5 | 1.4 |  | N/A | N/A | N/A | Bag | 0.796 |  | 1.114 |  | OR | Single Family | Bathroom Faucet | 1063 | 2348.97 | Single Family | FALSE | FALSE |  |  |  | 3523.455 | 2616.7526 | Single Family_FALSE | Single Family_FALSE | Single Family_ | Single Family_ | Single Family_ | unknown | unknownSingle Family_ | unknownSingle Family_FALSE
Water_00005379 | SITE_00543 | Room_00010933 | Bathroom_1 | Bathroom | Bathroom Faucet | 1.5 | 1.0611 | 1.5 | 1.2 |  | N/A | N/A | N/A | Bag | 0.796 |  | 0.955 |  | OR | Single Family | Bathroom Faucet | 1063 | 2348.97 | Single Family | FALSE | FALSE |  |  |  | 3523.455 | 2243.2663 | Single Family_FALSE | Single Family_FALSE | Single Family_ | Single Family_ | Single Family_ | unknown | unknownSingle Family_ | unknownSingle Family_FALSE
Water_00005380 | SITE_00543 | Room_00010933 | Bathroom_1 | Bathroom | Shower | 2 | 1.6044 | 2 | 1.7 |  | All used about the same | Daily / Almost Daily | N/A | Bag | 0.8492 |  | 1.444 |  | OR | Single Family | Shower | 1063 | 2348.97 | Single Family | TRUE | FALSE | TRUE | TRUE | TRUE | 4697.94 | 3391.9127 | Single Family_TRUE | Single Family_FALSE | Single Family_TRUE | Single Family_TRUE | Single Family_TRUE | 2.0gpm | 2.0gpmSingle Family_TRUE | 2.0gpmSingle Family_TRUE
Water_00005381 | SITE_00543 | Room_00010935 | Bathroom_2 | Bathroom | Bathroom Faucet | 1.5 | 1.15 | 1.5 | 1.3 |  | N/A | N/A | N/A | Bag | 0.796 |  | 1.035 |  | OR | Single Family | Bathroom Faucet | 1063 | 2348.97 | Single Family | FALSE | FALSE |  |  |  | 3523.455 | 2431.1839 | Single Family_FALSE | Single Family_FALSE | Single Family_ | Single Family_ | Single Family_ | unknown | unknownSingle Family_ | unknownSingle Family_FALSE
Water_00005382 | SITE_00543 | Room_00010937 | Kitchen_1 | Kitchen | Kitchen Faucet | 1.3267 | 1.3267 |  | 1.5 |  | N/A | N/A | N/A | Bag | 0.796 |  | 1.194 |  | OR | Single Family | Kitchen Faucet | 1063 | 2348.97 | Single Family | FALSE | FALSE |  |  |  | 3116.3002 | 2804.6702 | Single Family_FALSE | Single Family_FALSE | Single Family_ | Single Family_ | Single Family_ | unknown | unknownSingle Family_ | unknownSingle Family_FALSE
Water_00005383 | SITE_00543 | Room_00010943 | Bathroom_3 | Bathroom | Bathroom Faucet | 1.5 | 0.97333 | 1.5 | 1.1 |  | N/A | N/A | N/A | Bag | 0.796 |  | 0.876 |  | OR | Single Family | Bathroom Faucet | 1063 | 2348.97 | Single Family | FALSE | FALSE |  |  |  | 3523.455 | 2057.6977 | Single Family_FALSE | Single Family_FALSE | Single Family_ | Single Family_ | Single Family_ | unknown | unknownSingle Family_ | unknownSingle Family_FALSE
Water_00005384 | SITE_00543 | Room_00010943 | Bathroom_3 | Bathroom | Shower | 2 | 1.4156 | 2 | 1.5 |  | All used about the same | Daily / Almost Daily | N/A | Bag | 0.8492 |  | 1.274 |  | OR | Single Family | Shower | 1063 | 2348.97 | Single Family | TRUE | FALSE | TRUE | TRUE | TRUE | 4697.94 | 2992.5878 | Single Family_TRUE | Single Family_FALSE | Single Family_TRUE | Single Family_TRUE | Single Family_TRUE | 2.0gpm | 2.0gpmSingle Family_TRUE | 2.0gpmSingle Family_TRUE
Water_00005385 | SITE_00544 | Room_00010948 | Kitchen_1 | Kitchen | Kitchen Faucet | 1.5 | 0.97333 | 1.5 | 1.1 |  | N/A | N/A | N/A | Bag | 0.796 |  | 0.876 |  | OR | Single Family | Kitchen Faucet | 1064 | 1362.08 | Single Family | FALSE | FALSE |  |  |  | 2043.12 | 1193.1821 | Single Family_FALSE | Single Family_FALSE | Single Family_ | Single Family_ | Single Family_ | unknown | unknownSingle Family_ | unknownSingle Family_FALSE
Water_00005386 | SITE_00544 | Room_00010952 | Bedroom_2 | Bedroom | Bathroom Faucet | 1.9456 | 1.9456 |  | 2.2 |  | N/A | N/A | N/A | Bag | 0.796 |  | 1.751 |  | OR | Single Family | Bathroom Faucet | 1064 | 1362.08 | Single Family | FALSE | FALSE |  |  |  | 2650.0023 | 2385.0021 | Single Family_FALSE | Single Family_FALSE | Single Family_ | Single Family_ | Single Family_ | unknown | unknownSingle Family_ | unknownSingle Family_FALSE
Water_00005387 | SITE_00544 | Room_00010952 | Bedroom_2 | Bedroom | Bathroom Faucet | 1.0611 | 1.0611 |  | 1.2 |  | N/A | N/A | N/A | Bag | 0.796 |  | 0.955 |  | OR | Single Family | Bathroom Faucet | 1064 | 1362.08 | Single Family | FALSE | FALSE |  |  |  | 1445.3182 | 1300.7864 | Single Family_FALSE | Single Family_FALSE | Single Family_ | Single Family_ | Single Family_ | unknown | unknownSingle Family_ | unknownSingle Family_FALSE
Water_00005388 | SITE_00544 | Room_00010959 | Bathroom_2 | Bathroom | Shower / Bathtub combo with diverter valve | 1.3211 | 1.3211 |  | 1.4 |  | Primary | Daily / Almost Daily | N/A | Bag | 0.8492 |  | 1.189 |  | OR | Single Family | Shower | 1064 | 1362.08 | Single Family | TRUE | TRUE | TRUE | TRUE | TRUE | 1799.459 | 1619.5131 | Single Family_TRUE | Single Family_TRUE | Single Family_TRUE | Single Family_TRUE | Single Family_TRUE | <1.5gpm | <1.5gpmSingle Family_TRUE | <1.5gpmSingle Family_TRUE
Water_00005389 | SITE_00544 | Room_00010959 | Bathroom_2 | Bathroom | Bathroom Faucet | 3.1844 | 3.1844 |  | 3.6 |  | N/A | N/A | N/A | Bag | 0.796 |  | 2.866 |  | OR | Single Family | Bathroom Faucet | 1064 | 1362.08 | Single Family | FALSE | FALSE |  |  |  | 4337.4681 | 3903.7213 | Single Family_FALSE | Single Family_FALSE | Single Family_ | Single Family_ | Single Family_ | unknown | unknownSingle Family_ | unknownSingle Family_FALSE
Water_00005390 | SITE_00545 | Room_00010964 | Kitchen_1 | Kitchen | Kitchen Faucet | 1.5 | 1.3267 | 1.5 | 1.5 |  | N/A | N/A | N/A | Bag | 0.796 |  | 1.194 |  | OR | Manufactured | Kitchen Faucet | 1065 | 1323.42 | Manufactured | FALSE | FALSE |  |  |  | 1985.13 | 1580.1635 | Manufactured_FALSE | Manufactured_FALSE | Manufactured_ | Manufactured_ | Manufactured_ | unknown | unknownManufactured_ | unknownManufactured_FALSE
Water_00005391 | SITE_00545 | Room_00010966 | Bathroom_1 | Bathroom | Shower | 1.4156 | 1.4156 |  | 1.5 |  | Primary | Daily / Almost Daily | N/A | Bag | 0.8492 |  | 1.274 |  | OR | Manufactured | Shower | 1065 | 1323.42 | Manufactured | TRUE | FALSE | TRUE | TRUE | TRUE | 1873.3745 | 1686.0371 | Manufactured_TRUE | Manufactured_FALSE | Manufactured_TRUE | Manufactured_TRUE | Manufactured_TRUE | <1.5gpm | <1.5gpmManufactured_TRUE | <1.5gpmManufactured_TRUE
Water_00005392 | SITE_00545 | Room_00010966 | Bathroom_1 | Bathroom | Bathroom Faucet | 3.0956 | 3.0956 |  | 3.5 |  | N/A | N/A | N/A | Bag | 0.796 |  | 2.786 |  | OR | Manufactured | Bathroom Faucet | 1065 | 1323.42 | Manufactured | FALSE | FALSE |  |  |  | 4096.7201 | 3687.0481 | Manufactured_FALSE | Manufactured_FALSE | Manufactured_ | Manufactured_ | Manufactured_ | unknown | unknownManufactured_ | unknownManufactured_FALSE
Water_00005393 | SITE_00547 | Room_00010994 | Kitchen_1 | Kitchen | Kitchen Faucet | unknown |  |  | 2.5 |  | N/A | N/A | N/A | Unknown |  | N/A |  | N/A | OR | Single Family | Kitchen Faucet | 1067 | 1362.08 | Single Family | FALSE | FALSE |  |  |  | 0 | 0 | Single Family_FALSE | Single Family_FALSE | Single Family_ | Single Family_ | Single Family_ | unknown | unknownSingle Family_ | unknownSingle Family_FALSE
Water_00005394 | SITE_00547 | Room_00010996 | Bathroom_1 | Bathroom | Shower | unknown |  |  | 3 |  | Secondary | A few times per year | N/A | Unknown |  | N/A |  | N/A | OR | Single Family | Shower | 1067 | 1362.08 | Single Family | TRUE | FALSE | FALSE | FALSE | FALSE | 0 | 0 | Single Family_TRUE | Single Family_FALSE | Single Family_FALSE | Single Family_FALSE | Single Family_FALSE | unknown | unknownSingle Family_FALSE | unknownSingle Family_TRUE
Water_00005395 | SITE_00547 | Room_00010996 | Bathroom_1 | Bathroom | Bathroom Faucet | unknown |  |  | 3 |  | N/A | N/A | N/A | Unknown |  | N/A |  | N/A | OR | Single Family | Bathroom Faucet | 1067 | 1362.08 | Single Family | FALSE | FALSE |  |  |  | 0 | 0 | Single Family_FALSE | Single Family_FALSE | Single Family_ | Single Family_ | Single Family_ | unknown | unknownSingle Family_ | unknownSingle Family_FALSE
Water_00005396 | SITE_00547 | Room_00010997 | Laundry_1 | Laundry | Bathroom Faucet | 1.8 |  | 1.8 | 1.8 |  | N/A | N/A | N/A | Unknown |  | N/A |  | N/A | OR | Single Family | Bathroom Faucet | 1067 | 1362.08 | Single Family | FALSE | FALSE |  |  |  | 2451.744 | 0 | Single Family_FALSE | Single Family_FALSE | Single Family_ | Single Family_ | Single Family_ | unknown | unknownSingle Family_ | unknownSingle Family_FALSE
Water_00005397 | SITE_00547 | Room_00011002 | Bathroom_2 | Bathroom | Bathroom Faucet | unknown |  |  | 3 |  | N/A | N/A | N/A | Unknown |  | N/A |  | N/A | OR | Single Family | Bathroom Faucet | 1067 | 1362.08 | Single Family | FALSE | FALSE |  |  |  | 0 | 0 | Single Family_FALSE | Single Family_FALSE | Single Family_ | Single Family_ | Single Family_ | unknown | unknownSingle Family_ | unknownSingle Family_FALSE
Water_00005398 | SITE_00547 | Room_00011002 | Bathroom_2 | Bathroom | Bathroom Faucet | unknown |  |  | 3 |  | N/A | N/A | N/A | Unknown |  | N/A |  | N/A | OR | Single Family | Bathroom Faucet | 1067 | 1362.08 | Single Family | FALSE | FALSE |  |  |  | 0 | 0 | Single Family_FALSE | Single Family_FALSE | Single Family_ | Single Family_ | Single Family_ | unknown | unknownSingle Family_ | unknownSingle Family_FALSE
Water_00005399 | SITE_00547 | Room_00011002 | Bathroom_2 | Bathroom | Shower | unknown |  |  | 3 |  | Primary | Daily / Almost Daily | N/A | Unknown |  | N/A |  | N/A | OR | Single Family | Shower | 1067 | 1362.08 | Single Family | TRUE | FALSE | FALSE | FALSE | FALSE | 0 | 0 | Single Family_TRUE | Single Family_FALSE | Single Family_FALSE | Single Family_FALSE | Single Family_FALSE | unknown | unknownSingle Family_FALSE | unknownSingle Family_TRUE
Water_00005400 | SITE_00548 | Room_00011009 | Kitchen_1 | Kitchen | Kitchen Faucet | 2.2 |  | 2.2 |  | Unknown | N/A | N/A | N/A | Bag | 0.796 |  |  | Unknown | OR | Single Family | Kitchen Faucet | 1068 | 1362.08 | Single Family | FALSE | FALSE |  |  |  | 2996.576 | 0 | Single Family_FALSE | Single Family_FALSE | Single Family_ | Single Family_ | Single Family_ | unknown | unknownSingle Family_ | unknownSingle Family_FALSE
Water_00005401 | SITE_00548 | Room_00011014 | Bathroom_1 | Bathroom | Shower / Bathtub combo with diverter valve | unknown |  |  |  | Unknown | Primary | Daily / Almost Daily | Couldn't measure | Unknown |  | N/A |  | N/A | OR | Single Family | Shower | 1068 | 1362.08 | Single Family | TRUE | TRUE | FALSE | FALSE | FALSE | 0 | 0 | Single Family_TRUE | Single Family_TRUE | Single Family_FALSE | Single Family_FALSE | Single Family_FALSE | unknown | unknownSingle Family_FALSE | unknownSingle Family_TRUE
Water_00005402 | SITE_00548 | Room_00011014 | Bathroom_1 | Bathroom | Bathroom Faucet | unknown |  |  |  | Unknown | N/A | N/A | Couldn't measure | Unknown |  | N/A |  | N/A | OR | Single Family | Bathroom Faucet | 1068 | 1362.08 | Single Family | FALSE | FALSE |  |  |  | 0 | 0 | Single Family_FALSE | Single Family_FALSE | Single Family_ | Single Family_ | Single Family_ | unknown | unknownSingle Family_ | unknownSingle Family_FALSE
Water_00005403 | SITE_00549 | Room_00011022 | Kitchen_1 | Kitchen | Kitchen Faucet | 1.8 |  | 1.8 |  | Unknown | N/A | N/A | Couldn't measure | Bag | 0.796 |  |  | Unknown | OR | Single Family | Kitchen Faucet | 1069 | 1362.08 | Single Family | FALSE | FALSE |  |  |  | 2451.744 | 0 | Single Family_FALSE | Single Family_FALSE | Single Family_ | Single Family_ | Single Family_ | unknown | unknownSingle Family_ | unknownSingle Family_FALSE
Water_00005404 | SITE_00549 | Room_00011026 | Bathroom_1 | Bathroom | Bathroom Faucet | unknown |  |  |  | Unknown | N/A | N/A | Couldn't measure | Bag | 0.796 |  |  | Unknown | OR | Single Family | Bathroom Faucet | 1069 | 1362.08 | Single Family | FALSE | FALSE |  |  |  | 0 | 0 | Single Family_FALSE | Single Family_FALSE | Single Family_ | Single Family_ | Single Family_ | unknown | unknownSingle Family_ | unknownSingle Family_FALSE
Water_00005405 | SITE_00549 | Room_00011026 | Bathroom_1 | Bathroom | Shower / Bathtub combo with diverter valve | 1.8 |  | 1.8 |  | Unknown | Primary | Daily / Almost Daily | Couldn't measure | Bag | 0.8492 |  |  | Unknown | OR | Single Family | Shower | 1069 | 1362.08 | Single Family | TRUE | TRUE | TRUE | FALSE | FALSE | 2451.744 | 0 | Single Family_TRUE | Single Family_TRUE | Single Family_TRUE | Single Family_FALSE | Single Family_FALSE | unknown | unknownSingle Family_FALSE | unknownSingle Family_TRUE
Water_00005406 | SITE_00549 | Room_00011028 | Bathroom_2 | Bathroom | Shower | 2.5 |  | 2.5 |  | Unknown | Never / rarely used | A few times per year | Unused/used as storage no test | Bag | 0.8492 |  |  | Unknown | OR | Single Family | Shower | 1069 | 1362.08 | Single Family | TRUE | FALSE | TRUE | FALSE | FALSE | 3405.2 | 0 | Single Family_TRUE | Single Family_FALSE | Single Family_TRUE | Single Family_FALSE | Single Family_FALSE | unknown | unknownSingle Family_FALSE | unknownSingle Family_TRUE
Water_00005407 | SITE_00549 | Room_00011028 | Bathroom_2 | Bathroom | Bathroom Faucet | 2.2 |  | 2.2 |  | Unknown | N/A | N/A | Couldn't measure | Bag | 0.796 |  |  | Unknown | OR | Single Family | Bathroom Faucet | 1069 | 1362.08 | Single Family | FALSE | FALSE |  |  |  | 2996.576 | 0 | Single Family_FALSE | Single Family_FALSE | Single Family_ | Single Family_ | Single Family_ | unknown | unknownSingle Family_ | unknownSingle Family_FALSE
Water_00005408 | SITE_00550 | Room_00011033 | Kitchen_1 | Kitchen | Kitchen Faucet | 1.99 | 1.99 |  | 2.25 |  | N/A | N/A | N/A | Bag | 0.796 |  | 1.791 |  | OR | Single Family | Kitchen Faucet | 1070 | 1362.08 | Single Family | FALSE | FALSE |  |  |  | 2710.5392 | 2439.4853 | Single Family_FALSE | Single Family_FALSE | Single Family_ | Single Family_ | Single Family_ | unknown | unknownSingle Family_ | unknownSingle Family_FALSE
Water_00005409 | SITE_00550 | Room_00011036 | Bathroom_1 | Bathroom | Bathroom Faucet | 2.2 | 1.5922 | 2.2 | 1.8 |  | N/A | N/A | N/A | Bag | 0.796 |  | 1.433 |  | OR | Single Family | Bathroom Faucet | 1070 | 1362.08 | Single Family | FALSE | FALSE |  |  |  | 2996.576 | 1951.8606 | Single Family_FALSE | Single Family_FALSE | Single Family_ | Single Family_ | Single Family_ | unknown | unknownSingle Family_ | unknownSingle Family_FALSE
Water_00005410 | SITE_00550 | Room_00011036 | Bathroom_1 | Bathroom | Shower / Bathtub combo with diverter valve | 2.5 | 3.0667 | 2.5 | 3.25 |  | Primary | Daily / Almost Daily | N/A | Bag | 0.8492 |  | 2.76 |  | OR | Single Family | Shower | 1070 | 1362.08 | Single Family | TRUE | TRUE | TRUE | TRUE | TRUE | 3405.2 | 3759.3408 | Single Family_TRUE | Single Family_TRUE | Single Family_TRUE | Single Family_TRUE | Single Family_TRUE | 2.5gpm | 2.5gpmSingle Family_TRUE | 2.5gpmSingle Family_TRUE
Water_00005411 | SITE_00552 | Room_00011058 | Kitchen_1 | Kitchen | Kitchen Faucet | 2.2 | 2.2111 | 2.2 | 2.5 |  | N/A | N/A | N/A | Bag | 0.796 |  | 1.99 |  | OR | Single Family | Kitchen Faucet | 1072 | 1362.08 | Single Family | FALSE | FALSE |  |  |  | 2996.576 | 2710.5392 | Single Family_FALSE | Single Family_FALSE | Single Family_ | Single Family_ | Single Family_ | unknown | unknownSingle Family_ | unknownSingle Family_FALSE
Water_00005412 | SITE_00552 | Room_00011060 | Bathroom_1 | Bathroom | Bathroom Faucet | 2.2 | 1.9456 | 2.2 | 2.2 |  | N/A | N/A | N/A | Bag | 0.796 |  | 1.751 |  | OR | Single Family | Bathroom Faucet | 1072 | 1362.08 | Single Family | FALSE | FALSE |  |  |  | 2996.576 | 2385.0021 | Single Family_FALSE | Single Family_FALSE | Single Family_ | Single Family_ | Single Family_ | unknown | unknownSingle Family_ | unknownSingle Family_FALSE
Water_00005413 | SITE_00552 | Room_00011062 | Bathroom_2 | Bathroom | Bathroom Faucet | 2.2 | 1.7689 | 2.2 | 2 |  | N/A | N/A | N/A | Bag | 0.796 |  | 1.592 |  | OR | Single Family | Bathroom Faucet | 1072 | 1362.08 | Single Family | FALSE | FALSE |  |  |  | 2996.576 | 2168.4314 | Single Family_FALSE | Single Family_FALSE | Single Family_ | Single Family_ | Single Family_ | unknown | unknownSingle Family_ | unknownSingle Family_FALSE
Water_00005414 | SITE_00552 | Room_00011062 | Bathroom_2 | Bathroom | Shower / Bathtub combo with diverter valve | 2.5 | 2.0756 | 2.5 | 2.2 |  | Primary | Daily / Almost Daily | N/A | Bag | 0.8492 |  | 1.868 |  | OR | Single Family | Shower | 1072 | 1362.08 | Single Family | TRUE | TRUE | TRUE | TRUE | TRUE | 3405.2 | 2544.3654 | Single Family_TRUE | Single Family_TRUE | Single Family_TRUE | Single Family_TRUE | Single Family_TRUE | 2.5gpm | 2.5gpmSingle Family_TRUE | 2.5gpmSingle Family_TRUE
Water_00005415 | SITE_00552 | Room_00011068 | Bathroom_6 | Bathroom | Bathroom Faucet | 2 | 1.7689 | 2 | 2 |  | N/A | N/A | N/A | Bag | 0.796 |  | 1.592 |  | OR | Single Family | Bathroom Faucet | 1072 | 1362.08 | Single Family | FALSE | FALSE |  |  |  | 2724.16 | 2168.4314 | Single Family_FALSE | Single Family_FALSE | Single Family_ | Single Family_ | Single Family_ | unknown | unknownSingle Family_ | unknownSingle Family_FALSE
Water_00005416 | SITE_00552 | Room_00011068 | Bathroom_6 | Bathroom | Shower / Bathtub combo with diverter valve | 1.8 | 2.8311 | 1.8 | 3 |  | Secondary | Daily / Almost Daily | N/A | Bag | 0.8492 |  | 2.548 |  | OR | Single Family | Shower | 1072 | 1362.08 | Single Family | TRUE | TRUE | TRUE | TRUE | TRUE | 2451.744 | 3470.5798 | Single Family_TRUE | Single Family_TRUE | Single Family_TRUE | Single Family_TRUE | Single Family_TRUE | 1.8gpm | 1.8gpmSingle Family_TRUE | 1.8gpmSingle Family_TRUE
Water_00005417 | SITE_00553 | Room_00011073 | Bathroom_1 | Bathroom | Bathroom Faucet | 1.3267 | 1.3267 |  | 1.5 |  | N/A | N/A | N/A | Bag | 0.796 |  | 1.194 |  | OR | Single Family | Bathroom Faucet | 1073 | 1362.08 | Single Family | FALSE | FALSE |  |  |  | 1807.0261 | 1626.3235 | Single Family_FALSE | Single Family_FALSE | Single Family_ | Single Family_ | Single Family_ | unknown | unknownSingle Family_ | unknownSingle Family_FALSE
Water_00005418 | SITE_00553 | Room_00011073 | Bathroom_1 | Bathroom | Shower / Bathtub combo with diverter valve | 2 | 2.3589 | 2 | 2.5 |  | Primary | Daily / Almost Daily | N/A | Bag | 0.8492 |  | 2.123 |  | OR | Single Family | Shower | 1073 | 1362.08 | Single Family | TRUE | TRUE | TRUE | TRUE | TRUE | 2724.16 | 2891.6958 | Single Family_TRUE | Single Family_TRUE | Single Family_TRUE | Single Family_TRUE | Single Family_TRUE | 2.0gpm | 2.0gpmSingle Family_TRUE | 2.0gpmSingle Family_TRUE
Water_00005419 | SITE_00553 | Room_00011075 | Kitchen_1 | Kitchen | Kitchen Faucet | 2.2 | 1.9456 | 2.2 | 2.2 |  | N/A | N/A | N/A | Bag | 0.796 |  | 1.751 |  | OR | Single Family | Kitchen Faucet | 1073 | 1362.08 | Single Family | FALSE | FALSE |  |  |  | 2996.576 | 2385.0021 | Single Family_FALSE | Single Family_FALSE | Single Family_ | Single Family_ | Single Family_ | unknown | unknownSingle Family_ | unknownSingle Family_FALSE
Water_00005420 | SITE_00554 | Room_00011078 | Bathroom_1 | Bathroom | Bathroom Faucet | unknown |  |  | 2.5 |  | N/A | N/A | N/A | Unknown |  | N/A |  | N/A | OR | Single Family | Bathroom Faucet | 1074 | 2348.97 | Single Family | FALSE | FALSE |  |  |  | 0 | 0 | Single Family_FALSE | Single Family_FALSE | Single Family_ | Single Family_ | Single Family_ | unknown | unknownSingle Family_ | unknownSingle Family_FALSE
Water_00005421 | SITE_00554 | Room_00011078 | Bathroom_1 | Bathroom | Shower / Bathtub combo with diverter valve | unknown |  |  | 5.5 |  | Secondary | A few times per month | N/A | Unknown |  | N/A |  | N/A | OR | Single Family | Shower | 1074 | 2348.97 | Single Family | TRUE | TRUE | FALSE | FALSE | FALSE | 0 | 0 | Single Family_TRUE | Single Family_TRUE | Single Family_FALSE | Single Family_FALSE | Single Family_FALSE | unknown | unknownSingle Family_FALSE | unknownSingle Family_TRUE
Water_00005422 | SITE_00554 | Room_00011080 | Living Room_1 | Living Room | Kitchen Faucet | unknown |  |  | 2.5 |  | N/A | N/A | N/A | Unknown |  | N/A |  | N/A | OR | Single Family | Kitchen Faucet | 1074 | 2348.97 | Single Family | FALSE | FALSE |  |  |  | 0 | 0 | Single Family_FALSE | Single Family_FALSE | Single Family_ | Single Family_ | Single Family_ | unknown | unknownSingle Family_ | unknownSingle Family_FALSE
Water_00005423 | SITE_00554 | Room_00011082 | Bathroom_2 | Bathroom | Bathroom Faucet | unknown |  |  | 2.5 |  | N/A | N/A | N/A | Unknown |  | N/A |  | N/A | OR | Single Family | Bathroom Faucet | 1074 | 2348.97 | Single Family | FALSE | FALSE |  |  |  | 0 | 0 | Single Family_FALSE | Single Family_FALSE | Single Family_ | Single Family_ | Single Family_ | unknown | unknownSingle Family_ | unknownSingle Family_FALSE
Water_00005424 | SITE_00554 | Room_00011082 | Bathroom_2 | Bathroom | Bathroom Faucet | unknown |  |  | 2.5 |  | N/A | N/A | N/A | Unknown |  | N/A |  | N/A | OR | Single Family | Bathroom Faucet | 1074 | 2348.97 | Single Family | FALSE | FALSE |  |  |  | 0 | 0 | Single Family_FALSE | Single Family_FALSE | Single Family_ | Single Family_ | Single Family_ | unknown | unknownSingle Family_ | unknownSingle Family_FALSE
Water_00005425 | SITE_00554 | Room_00011082 | Bathroom_2 | Bathroom | Bathtub | unknown |  |  |  | N/A | N/A | N/A | N/A | Unknown |  | N/A |  | N/A | OR | Single Family | Bathtub | 1074 | 2348.97 | Single Family | FALSE | FALSE |  |  |  | 0 | 0 | Single Family_FALSE | Single Family_FALSE | Single Family_ | Single Family_ | Single Family_ | unknown | unknownSingle Family_ | unknownSingle Family_FALSE
Water_00005426 | SITE_00554 | Room_00011082 | Bathroom_2 | Bathroom | Shower | unknown |  |  | 5.5 |  | Primary | Daily / Almost Daily | N/A | Unknown |  | N/A |  | N/A | OR | Single Family | Shower | 1074 | 2348.97 | Single Family | TRUE | FALSE | FALSE | FALSE | FALSE | 0 | 0 | Single Family_TRUE | Single Family_FALSE | Single Family_FALSE | Single Family_FALSE | Single Family_FALSE | unknown | unknownSingle Family_FALSE | unknownSingle Family_TRUE
Water_00005427 | SITE_00555 | Room_00011091 | Bathroom_1 | Bathroom | Bathroom Faucet | 1.7689 | 1.7689 |  | 2 |  | N/A | N/A | N/A | Bag | 0.796 |  | 1.592 |  | OR | Single Family | Bathroom Faucet | 1075 | 1362.08 | Single Family | FALSE | FALSE |  |  |  | 2409.3682 | 2168.4314 | Single Family_FALSE | Single Family_FALSE | Single Family_ | Single Family_ | Single Family_ | unknown | unknownSingle Family_ | unknownSingle Family_FALSE
Water_00005428 | SITE_00555 | Room_00011092 | Kitchen_1 | Kitchen | Kitchen Faucet | 2.2 | 1.7689 | 2.2 | 2 |  | N/A | N/A | N/A | Bag | 0.796 |  | 1.592 |  | OR | Single Family | Kitchen Faucet | 1075 | 1362.08 | Single Family | FALSE | FALSE |  |  |  | 2996.576 | 2168.4314 | Single Family_FALSE | Single Family_FALSE | Single Family_ | Single Family_ | Single Family_ | unknown | unknownSingle Family_ | unknownSingle Family_FALSE
Water_00005429 | SITE_00555 | Room_00011092 | Kitchen_1 | Kitchen | Kitchen Faucet | 1.9456 | 1.9456 |  | 2.2 |  | N/A | N/A | N/A | Bag | 0.796 |  | 1.751 |  | OR | Single Family | Kitchen Faucet | 1075 | 1362.08 | Single Family | FALSE | FALSE |  |  |  | 2650.0023 | 2385.0021 | Single Family_FALSE | Single Family_FALSE | Single Family_ | Single Family_ | Single Family_ | unknown | unknownSingle Family_ | unknownSingle Family_FALSE
Water_00005430 | SITE_00555 | Room_00011102 | Bathroom_2 | Bathroom | Shower / Bathtub combo with diverter valve | 2 | 2.0756 | 2 | 2.2 |  | Never / rarely used | A few times per year | N/A | Bag | 0.8492 |  | 1.868 |  | OR | Single Family | Shower | 1075 | 1362.08 | Single Family | TRUE | TRUE | TRUE | TRUE | TRUE | 2724.16 | 2544.3654 | Single Family_TRUE | Single Family_TRUE | Single Family_TRUE | Single Family_TRUE | Single Family_TRUE | 2.0gpm | 2.0gpmSingle Family_TRUE | 2.0gpmSingle Family_TRUE
Water_00005431 | SITE_00555 | Room_00011102 | Bathroom_2 | Bathroom | Bathroom Faucet | 2.2 | 1.7689 | 2.2 | 2 |  | N/A | N/A | N/A | Bag | 0.796 |  | 1.592 |  | OR | Single Family | Bathroom Faucet | 1075 | 1362.08 | Single Family | FALSE | FALSE |  |  |  | 2996.576 | 2168.4314 | Single Family_FALSE | Single Family_FALSE | Single Family_ | Single Family_ | Single Family_ | unknown | unknownSingle Family_ | unknownSingle Family_FALSE
Water_00005432 | SITE_00555 | Room_00011102 | Bathroom_2 | Bathroom | Bathroom Faucet | 2.2 | 1.9456 | 2.2 | 2.2 |  | N/A | N/A | N/A | Bag | 0.796 |  | 1.751 |  | OR | Single Family | Bathroom Faucet | 1075 | 1362.08 | Single Family | FALSE | FALSE |  |  |  | 2996.576 | 2385.0021 | Single Family_FALSE | Single Family_FALSE | Single Family_ | Single Family_ | Single Family_ | unknown | unknownSingle Family_ | unknownSingle Family_FALSE
Water_00005433 | SITE_00555 | Room_00011111 | Bathroom_3 | Bathroom | Bathroom Faucet | 1.9456 | 1.9456 |  | 2.2 |  | N/A | N/A | N/A | Bag | 0.796 |  | 1.751 |  | OR | Single Family | Bathroom Faucet | 1075 | 1362.08 | Single Family | FALSE | FALSE |  |  |  | 2650.0023 | 2385.0021 | Single Family_FALSE | Single Family_FALSE | Single Family_ | Single Family_ | Single Family_ | unknown | unknownSingle Family_ | unknownSingle Family_FALSE
Water_00005434 | SITE_00555 | Room_00011111 | Bathroom_3 | Bathroom | Bathroom Faucet | 1.9456 | 1.9456 |  | 2.2 |  | N/A | N/A | N/A | Bag | 0.796 |  | 1.751 |  | OR | Single Family | Bathroom Faucet | 1075 | 1362.08 | Single Family | FALSE | FALSE |  |  |  | 2650.0023 | 2385.0021 | Single Family_FALSE | Single Family_FALSE | Single Family_ | Single Family_ | Single Family_ | unknown | unknownSingle Family_ | unknownSingle Family_FALSE
Water_00005435 | SITE_00555 | Room_00011111 | Bathroom_3 | Bathroom | Shower | 2.0756 | 2.0756 |  | 2.2 |  | Primary | Daily / Almost Daily | N/A | Bag | 0.8492 |  | 1.868 |  | OR | Single Family | Shower | 1075 | 1362.08 | Single Family | TRUE | FALSE | TRUE | TRUE | TRUE | 2827.0727 | 2544.3654 | Single Family_TRUE | Single Family_FALSE | Single Family_TRUE | Single Family_TRUE | Single Family_TRUE | 2.5gpm | 2.5gpmSingle Family_TRUE | 2.5gpmSingle Family_TRUE
Water_00005436 | SITE_00555 | Room_00011111 | Bathroom_3 | Bathroom | Bathtub | unknown |  |  |  | N/A | N/A | N/A | N/A | Unknown |  | N/A |  | N/A | OR | Single Family | Bathtub | 1075 | 1362.08 | Single Family | FALSE | FALSE |  |  |  | 0 | 0 | Single Family_FALSE | Single Family_FALSE | Single Family_ | Single Family_ | Single Family_ | unknown | unknownSingle Family_ | unknownSingle Family_FALSE
Water_00005437 | SITE_00556 | Room_00011118 | Kitchen_1 | Kitchen | Kitchen Faucet | 2.0344 | 2.0344 |  | 2.3 |  | N/A | N/A | N/A | Bag | 0.796 |  | 1.831 |  | OR | Single Family | Kitchen Faucet | 1076 | 1362.08 | Single Family | FALSE | FALSE |  |  |  | 2771.0761 | 2493.9685 | Single Family_FALSE | Single Family_FALSE | Single Family_ | Single Family_ | Single Family_ | unknown | unknownSingle Family_ | unknownSingle Family_FALSE
Water_00005438 | SITE_00556 | Room_00011121 | Bathroom_1 | Bathroom | Bathroom Faucet | 2.83 | 2.83 |  | 3.2 |  | N/A | N/A | N/A | Bag | 0.796 |  | 2.547 |  | OR | Single Family | Bathroom Faucet | 1076 | 1362.08 | Single Family | FALSE | FALSE |  |  |  | 3854.6864 | 3469.2178 | Single Family_FALSE | Single Family_FALSE | Single Family_ | Single Family_ | Single Family_ | unknown | unknownSingle Family_ | unknownSingle Family_FALSE
Water_00005439 | SITE_00556 | Room_00011121 | Bathroom_1 | Bathroom | Shower / Bathtub combo with diverter valve | 2.6422 | 2.6422 |  | 2.8 |  | Primary | Daily / Almost Daily | N/A | Bag | 0.8492 |  | 2.378 |  | OR | Single Family | Shower | 1076 | 1362.08 | Single Family | TRUE | TRUE | TRUE | TRUE | TRUE | 3598.918 | 3239.0262 | Single Family_TRUE | Single Family_TRUE | Single Family_TRUE | Single Family_TRUE | Single Family_TRUE | gt2.5gpm | gt2.5gpmSingle Family_TRUE | gt2.5gpmSingle Family_TRUE
Water_00005440 | SITE_00556 | Room_00011123 | Bathroom_2 | Bathroom | Bathroom Faucet | 1.7689 | 1.7689 |  | 2 |  | N/A | N/A | N/A | Bag | 0.796 |  | 1.592 |  | OR | Single Family | Bathroom Faucet | 1076 | 1362.08 | Single Family | FALSE | FALSE |  |  |  | 2409.3682 | 2168.4314 | Single Family_FALSE | Single Family_FALSE | Single Family_ | Single Family_ | Single Family_ | unknown | unknownSingle Family_ | unknownSingle Family_FALSE
Water_00005441 | SITE_00557 | Room_00011124 | Kitchen_1 | Kitchen | Kitchen Faucet | 2.6533 | 2.6533 |  | 3 |  | N/A | N/A | N/A | Bag | 0.796 |  | 2.388 |  | OR | Single Family | Kitchen Faucet | 1077 | 1362.08 | Single Family | FALSE | FALSE |  |  |  | 3614.0523 | 3252.647 | Single Family_FALSE | Single Family_FALSE | Single Family_ | Single Family_ | Single Family_ | unknown | unknownSingle Family_ | unknownSingle Family_FALSE
Water_00005442 | SITE_00557 | Room_00011129 | Bathroom_1 | Bathroom | Shower / Bathtub combo with diverter valve | unknown |  |  |  | Unknown | Secondary | A few times per year | Inaccessible | Unknown |  | N/A |  | N/A | OR | Single Family | Shower | 1077 | 1362.08 | Single Family | TRUE | TRUE | FALSE | FALSE | FALSE | 0 | 0 | Single Family_TRUE | Single Family_TRUE | Single Family_FALSE | Single Family_FALSE | Single Family_FALSE | unknown | unknownSingle Family_FALSE | unknownSingle Family_TRUE
Water_00005443 | SITE_00557 | Room_00011129 | Bathroom_1 | Bathroom | Bathroom Faucet | 2 |  | 2 | 3 |  | N/A | N/A | N/A | Unknown |  | N/A |  | N/A | OR | Single Family | Bathroom Faucet | 1077 | 1362.08 | Single Family | FALSE | FALSE |  |  |  | 2724.16 | 0 | Single Family_FALSE | Single Family_FALSE | Single Family_ | Single Family_ | Single Family_ | unknown | unknownSingle Family_ | unknownSingle Family_FALSE
Water_00005444 | SITE_00557 | Room_00011133 | Bathroom_2 | Bathroom | Bathroom Faucet | unknown |  |  | 3 |  | N/A | N/A | N/A | Unknown |  | N/A |  | N/A | OR | Single Family | Bathroom Faucet | 1077 | 1362.08 | Single Family | FALSE | FALSE |  |  |  | 0 | 0 | Single Family_FALSE | Single Family_FALSE | Single Family_ | Single Family_ | Single Family_ | unknown | unknownSingle Family_ | unknownSingle Family_FALSE
Water_00005445 | SITE_00557 | Room_00011133 | Bathroom_2 | Bathroom | Shower / Bathtub combo with diverter valve | unknown |  |  | 2.5 |  | Primary | Daily / Almost Daily | N/A | Unknown |  | N/A |  | N/A | OR | Single Family | Shower | 1077 | 1362.08 | Single Family | TRUE | TRUE | FALSE | FALSE | FALSE | 0 | 0 | Single Family_TRUE | Single Family_TRUE | Single Family_FALSE | Single Family_FALSE | Single Family_FALSE | unknown | unknownSingle Family_FALSE | unknownSingle Family_TRUE
Water_00005446 | SITE_00558 | Room_00011138 | Kitchen_1 | Kitchen | Kitchen Faucet | 1.5 | 1.3267 | 1.5 | 1.5 |  | N/A | N/A | N/A | Bag | 0.796 |  | 1.194 |  | OR | Manufactured | Kitchen Faucet | 1078 | 1323.42 | Manufactured | FALSE | FALSE |  |  |  | 1985.13 | 1580.1635 | Manufactured_FALSE | Manufactured_FALSE | Manufactured_ | Manufactured_ | Manufactured_ | unknown | unknownManufactured_ | unknownManufactured_FALSE
Water_00005447 | SITE_00558 | Room_00011139 | Laundry_1 | Laundry | Kitchen Faucet | 2 | 1.7689 | 2 | 2 |  | N/A | N/A | N/A | Bag | 0.796 |  | 1.592 |  | OR | Manufactured | Kitchen Faucet | 1078 | 1323.42 | Manufactured | FALSE | FALSE |  |  |  | 2646.84 | 2106.8846 | Manufactured_FALSE | Manufactured_FALSE | Manufactured_ | Manufactured_ | Manufactured_ | unknown | unknownManufactured_ | unknownManufactured_FALSE
Water_00005448 | SITE_00558 | Room_00011142 | Bathroom_1 | Bathroom | Bathroom Faucet | 2 | 2.6533 | 2 | 3 |  | N/A | N/A | N/A | Bag | 0.796 |  | 2.388 |  | OR | Manufactured | Bathroom Faucet | 1078 | 1323.42 | Manufactured | FALSE | FALSE |  |  |  | 2646.84 | 3160.327 | Manufactured_FALSE | Manufactured_FALSE | Manufactured_ | Manufactured_ | Manufactured_ | unknown | unknownManufactured_ | unknownManufactured_FALSE
Water_00005449 | SITE_00558 | Room_00011142 | Bathroom_1 | Bathroom | Shower | 2 | 2.3589 | 2 | 2.5 |  | Secondary | Daily / Almost Daily | N/A | Bag | 0.8492 |  | 2.123 |  | OR | Manufactured | Shower | 1078 | 1323.42 | Manufactured | TRUE | FALSE | TRUE | TRUE | TRUE | 2646.84 | 2809.6207 | Manufactured_TRUE | Manufactured_FALSE | Manufactured_TRUE | Manufactured_TRUE | Manufactured_TRUE | 2.0gpm | 2.0gpmManufactured_TRUE | 2.0gpmManufactured_TRUE
Water_00005450 | SITE_00558 | Room_00011147 | Bathroom_2 | Bathroom | Bathroom Faucet | 1.7689 | 1.7689 |  | 2 |  | N/A | N/A | N/A | Bag | 0.796 |  | 1.592 |  | OR | Manufactured | Bathroom Faucet | 1078 | 1323.42 | Manufactured | FALSE | FALSE |  |  |  | 2340.9829 | 2106.8846 | Manufactured_FALSE | Manufactured_FALSE | Manufactured_ | Manufactured_ | Manufactured_ | unknown | unknownManufactured_ | unknownManufactured_FALSE
Water_00005451 | SITE_00558 | Room_00011147 | Bathroom_2 | Bathroom | Shower | 2.5 | 3.3022 | 2.5 | 3.5 |  | Primary | Daily / Almost Daily | N/A | Bag | 0.8492 |  | 2.972 |  | OR | Manufactured | Shower | 1078 | 1323.42 | Manufactured | TRUE | FALSE | TRUE | TRUE | TRUE | 3308.55 | 3933.2042 | Manufactured_TRUE | Manufactured_FALSE | Manufactured_TRUE | Manufactured_TRUE | Manufactured_TRUE | 2.5gpm | 2.5gpmManufactured_TRUE | 2.5gpmManufactured_TRUE
Water_00005452 | SITE_00559 | Room_00011151 | Bathroom_1 | Bathroom | Bathroom Faucet | 1.3267 | 1.3267 |  | 1.5 |  | N/A | N/A | N/A | Bag | 0.796 |  | 1.194 |  | OR | Manufactured | Bathroom Faucet | 1079 | 1323.42 | Manufactured | FALSE | FALSE |  |  |  | 1755.7372 | 1580.1635 | Manufactured_FALSE | Manufactured_FALSE | Manufactured_ | Manufactured_ | Manufactured_ | unknown | unknownManufactured_ | unknownManufactured_FALSE
Water_00005453 | SITE_00559 | Room_00011151 | Bathroom_1 | Bathroom | Shower | unknown |  |  |  | Unknown | Primary | Daily / Almost Daily | Shower head too big to measure | Bag | 0.8492 |  |  | Unknown | OR | Manufactured | Shower | 1079 | 1323.42 | Manufactured | TRUE | FALSE | FALSE | FALSE | FALSE | 0 | 0 | Manufactured_TRUE | Manufactured_FALSE | Manufactured_FALSE | Manufactured_FALSE | Manufactured_FALSE | unknown | unknownManufactured_FALSE | unknownManufactured_TRUE
Water_00005454 | SITE_00559 | Room_00011151 | Bathroom_1 | Bathroom | Bathtub | unknown |  |  |  | N/A | N/A | N/A | N/A | Unknown |  | N/A |  | N/A | OR | Manufactured | Bathtub | 1079 | 1323.42 | Manufactured | FALSE | FALSE |  |  |  | 0 | 0 | Manufactured_FALSE | Manufactured_FALSE | Manufactured_ | Manufactured_ | Manufactured_ | unknown | unknownManufactured_ | unknownManufactured_FALSE
Water_00005455 | SITE_00559 | Room_00011153 | Kitchen_1 | Kitchen | Kitchen Faucet | 1.8 | 2.2111 | 1.8 | 2.5 |  | N/A | N/A | N/A | Bag | 0.796 |  | 1.99 |  | OR | Manufactured | Kitchen Faucet | 1079 | 1323.42 | Manufactured | FALSE | FALSE |  |  |  | 2382.156 | 2633.6058 | Manufactured_FALSE | Manufactured_FALSE | Manufactured_ | Manufactured_ | Manufactured_ | unknown | unknownManufactured_ | unknownManufactured_FALSE
Water_00005456 | SITE_00559 | Room_00011156 | Bathroom_2 | Bathroom | Bathroom Faucet | 0.88444 | 0.88444 |  | 1 |  | N/A | N/A | N/A | Bag | 0.796 |  | 0.796 |  | OR | Manufactured | Bathroom Faucet | 1079 | 1323.42 | Manufactured | FALSE | FALSE |  |  |  | 1170.4915 | 1053.4423 | Manufactured_FALSE | Manufactured_FALSE | Manufactured_ | Manufactured_ | Manufactured_ | unknown | unknownManufactured_ | unknownManufactured_FALSE
Water_00005457 | SITE_00559 | Room_00011156 | Bathroom_2 | Bathroom | Shower / Bathtub combo with diverter valve | 1.8 | 2.3589 | 1.8 | 2.5 |  | Secondary | Daily / Almost Daily | N/A | Bag | 0.8492 |  | 2.123 |  | OR | Manufactured | Shower | 1079 | 1323.42 | Manufactured | TRUE | TRUE | TRUE | TRUE | TRUE | 2382.156 | 2809.6207 | Manufactured_TRUE | Manufactured_TRUE | Manufactured_TRUE | Manufactured_TRUE | Manufactured_TRUE | 1.8gpm | 1.8gpmManufactured_TRUE | 1.8gpmManufactured_TRUE
Water_00005458 | SITE_00560 | Room_00011161 | Kitchen_1 | Kitchen | Kitchen Faucet | 1.5 | 1.3267 | 1.5 | 1.5 |  | N/A | N/A | N/A | Bag | 0.796 |  | 1.194 |  | OR | Single Family | Kitchen Faucet | 1080 | 1362.08 | Single Family | FALSE | FALSE |  |  |  | 2043.12 | 1626.3235 | Single Family_FALSE | Single Family_FALSE | Single Family_ | Single Family_ | Single Family_ | unknown | unknownSingle Family_ | unknownSingle Family_FALSE
Water_00005459 | SITE_00560 | Room_00011164 | Bathroom_1 | Bathroom | Bathroom Faucet | 2.4767 | 2.4767 |  | 2.8 |  | N/A | N/A | N/A | Bag | 0.796 |  | 2.229 |  | OR | Single Family | Bathroom Faucet | 1080 | 1362.08 | Single Family | FALSE | FALSE |  |  |  | 3373.4181 | 3036.0763 | Single Family_FALSE | Single Family_FALSE | Single Family_ | Single Family_ | Single Family_ | unknown | unknownSingle Family_ | unknownSingle Family_FALSE
Water_00005460 | SITE_00560 | Room_00011164 | Bathroom_1 | Bathroom | Shower / Bathtub combo with diverter valve | 1.8 | 2.3589 | 1.8 | 2.5 |  | Primary | Daily / Almost Daily | N/A | Bag | 0.8492 |  | 2.123 |  | OR | Single Family | Shower | 1080 | 1362.08 | Single Family | TRUE | TRUE | TRUE | TRUE | TRUE | 2451.744 | 2891.6958 | Single Family_TRUE | Single Family_TRUE | Single Family_TRUE | Single Family_TRUE | Single Family_TRUE | 1.8gpm | 1.8gpmSingle Family_TRUE | 1.8gpmSingle Family_TRUE
Water_00005461 | SITE_00563 | Room_00011204 | Bathroom_1 | Bathroom | Bathroom Faucet | 2.0344 | 2.0344 |  | 2.3 |  | N/A | N/A | N/A | Bag | 0.796 |  | 1.831 |  | OR | Single Family | Bathroom Faucet | 1083 | 1362.08 | Single Family | FALSE | FALSE |  |  |  | 2771.0761 | 2493.9685 | Single Family_FALSE | Single Family_FALSE | Single Family_ | Single Family_ | Single Family_ | unknown | unknownSingle Family_ | unknownSingle Family_FALSE
Water_00005462 | SITE_00563 | Room_00011204 | Bathroom_1 | Bathroom | Shower / Bathtub combo with diverter valve | 2.5 | 2.8311 | 2.5 | 3 |  | Primary | Daily / Almost Daily | N/A | Bag | 0.8492 |  | 2.548 |  | OR | Single Family | Shower | 1083 | 1362.08 | Single Family | TRUE | TRUE | TRUE | TRUE | TRUE | 3405.2 | 3470.5798 | Single Family_TRUE | Single Family_TRUE | Single Family_TRUE | Single Family_TRUE | Single Family_TRUE | 2.5gpm | 2.5gpmSingle Family_TRUE | 2.5gpmSingle Family_TRUE
Water_00005463 | SITE_00563 | Room_00011208 | Bathroom_2 | Bathroom | Bathroom Faucet | 1.7689 | 1.7689 |  | 2 |  | N/A | N/A | N/A | Bag | 0.796 |  | 1.592 |  | OR | Single Family | Bathroom Faucet | 1083 | 1362.08 | Single Family | FALSE | FALSE |  |  |  | 2409.3682 | 2168.4314 | Single Family_FALSE | Single Family_FALSE | Single Family_ | Single Family_ | Single Family_ | unknown | unknownSingle Family_ | unknownSingle Family_FALSE
Water_00005464 | SITE_00563 | Room_00011208 | Bathroom_2 | Bathroom | Shower / Bathtub combo with diverter valve | 1.5 | 1.8867 | 1.5 | 2 |  | Secondary | A few times per month | N/A | Bag | 0.8492 |  | 1.698 |  | OR | Single Family | Shower | 1083 | 1362.08 | Single Family | TRUE | TRUE | TRUE | TRUE | TRUE | 2043.12 | 2312.8118 | Single Family_TRUE | Single Family_TRUE | Single Family_TRUE | Single Family_TRUE | Single Family_TRUE | 1.5gpm | 1.5gpmSingle Family_TRUE | 1.5gpmSingle Family_TRUE
Water_00005465 | SITE_00563 | Room_00011210 | Kitchen_1 | Kitchen | Kitchen Faucet | 3.0956 | 3.0956 |  | 3.5 |  | N/A | N/A | N/A | Bag | 0.796 |  | 2.786 |  | OR | Single Family | Kitchen Faucet | 1083 | 1362.08 | Single Family | FALSE | FALSE |  |  |  | 4216.3943 | 3794.7549 | Single Family_FALSE | Single Family_FALSE | Single Family_ | Single Family_ | Single Family_ | unknown | unknownSingle Family_ | unknownSingle Family_FALSE
Water_00005466 | SITE_00564 | Room_00011216 | Bedroom_1 | Bedroom | Bathroom Faucet | 2.2 |  | 2.2 |  | Unknown | N/A | N/A | Unable to perform flow test | Unknown |  | N/A |  | N/A | OR | Single Family | Bathroom Faucet | 1084 | 1362.08 | Single Family | FALSE | FALSE |  |  |  | 2996.576 | 0 | Single Family_FALSE | Single Family_FALSE | Single Family_ | Single Family_ | Single Family_ | unknown | unknownSingle Family_ | unknownSingle Family_FALSE
Water_00005467 | SITE_00564 | Room_00011216 | Bedroom_1 | Bedroom | Shower | unknown |  |  |  | Unknown | Primary | A few times per week | See note above but also restrictor in shower heads removed. | Unknown |  | N/A |  | N/A | OR | Single Family | Shower | 1084 | 1362.08 | Single Family | TRUE | FALSE | FALSE | FALSE | FALSE | 0 | 0 | Single Family_TRUE | Single Family_FALSE | Single Family_FALSE | Single Family_FALSE | Single Family_FALSE | unknown | unknownSingle Family_FALSE | unknownSingle Family_TRUE
Water_00005468 | SITE_00564 | Room_00011220 | Kitchen_1 | Kitchen | Kitchen Faucet | 2.2 | 0.88444 | 2.2 | 1 |  | N/A | N/A | N/A | Bag | 0.796 |  | 0.796 |  | OR | Single Family | Kitchen Faucet | 1084 | 1362.08 | Single Family | FALSE | FALSE |  |  |  | 2996.576 | 1084.2157 | Single Family_FALSE | Single Family_FALSE | Single Family_ | Single Family_ | Single Family_ | unknown | unknownSingle Family_ | unknownSingle Family_FALSE
Water_00005469 | SITE_00564 | Room_00011226 | Bathroom_6 | Bathroom | Bathroom Faucet | 3.5378 | 3.5378 |  | 4 |  | N/A | N/A | N/A | Bag | 0.796 |  | 3.184 |  | OR | Single Family | Bathroom Faucet | 1084 | 1362.08 | Single Family | FALSE | FALSE |  |  |  | 4818.7364 | 4336.8627 | Single Family_FALSE | Single Family_FALSE | Single Family_ | Single Family_ | Single Family_ | unknown | unknownSingle Family_ | unknownSingle Family_FALSE
Water_00005470 | SITE_00564 | Room_00011226 | Bathroom_6 | Bathroom | Bathtub | unknown |  |  |  | N/A | N/A | N/A | There is a shower head attachment but there is no curtain. Likely used for rinsing in the bath | Unknown |  | N/A |  | N/A | OR | Single Family | Bathtub | 1084 | 1362.08 | Single Family | FALSE | FALSE |  |  |  | 0 | 0 | Single Family_FALSE | Single Family_FALSE | Single Family_ | Single Family_ | Single Family_ | unknown | unknownSingle Family_ | unknownSingle Family_FALSE
Water_00005471 | SITE_00565 | Room_00011231 | Kitchen_1 | Kitchen | Kitchen Faucet | 1.8 | 2.0344 | 1.8 | 2.3 |  | N/A | N/A | N/A | Bag | 0.796 |  | 1.831 |  | OR | Single Family | Kitchen Faucet | 1085 | 1362.08 | Single Family | FALSE | FALSE |  |  |  | 2451.744 | 2493.9685 | Single Family_FALSE | Single Family_FALSE | Single Family_ | Single Family_ | Single Family_ | unknown | unknownSingle Family_ | unknownSingle Family_FALSE
Water_00005472 | SITE_00565 | Room_00011239 | Bathroom_1 | Bathroom | Bathroom Faucet | 1.7689 | 1.7689 |  | 2 |  | N/A | N/A | N/A | Bag | 0.796 |  | 1.592 |  | OR | Single Family | Bathroom Faucet | 1085 | 1362.08 | Single Family | FALSE | FALSE |  |  |  | 2409.3682 | 2168.4314 | Single Family_FALSE | Single Family_FALSE | Single Family_ | Single Family_ | Single Family_ | unknown | unknownSingle Family_ | unknownSingle Family_FALSE
Water_00005473 | SITE_00565 | Room_00011239 | Bathroom_1 | Bathroom | Shower / Bathtub combo with diverter valve | 1.5 | 2.3589 | 1.5 | 2.5 |  | Secondary | A few times per week | Used for baths not showering | Bag | 0.8492 |  | 2.123 |  | OR | Single Family | Shower | 1085 | 1362.08 | Single Family | TRUE | TRUE | TRUE | TRUE | TRUE | 2043.12 | 2891.6958 | Single Family_TRUE | Single Family_TRUE | Single Family_TRUE | Single Family_TRUE | Single Family_TRUE | 1.5gpm | 1.5gpmSingle Family_TRUE | 1.5gpmSingle Family_TRUE
Water_00005474 | SITE_00565 | Room_00011244 | Bathroom_2 | Bathroom | Bathroom Faucet | 2 | 2.6533 | 2 | 3 |  | N/A | N/A | N/A | Bag | 0.796 |  | 2.388 |  | OR | Single Family | Bathroom Faucet | 1085 | 1362.08 | Single Family | FALSE | FALSE |  |  |  | 2724.16 | 3252.647 | Single Family_FALSE | Single Family_FALSE | Single Family_ | Single Family_ | Single Family_ | unknown | unknownSingle Family_ | unknownSingle Family_FALSE
Water_00005475 | SITE_00565 | Room_00011244 | Bathroom_2 | Bathroom | Shower / Bathtub combo with diverter valve | 2 | 2.17 | 2 | 2.3 |  | Primary | Daily / Almost Daily | N/A | Bag | 0.8492 |  | 1.953 |  | OR | Single Family | Shower | 1085 | 1362.08 | Single Family | TRUE | TRUE | TRUE | TRUE | TRUE | 2724.16 | 2660.1422 | Single Family_TRUE | Single Family_TRUE | Single Family_TRUE | Single Family_TRUE | Single Family_TRUE | 2.0gpm | 2.0gpmSingle Family_TRUE | 2.0gpmSingle Family_TRUE
Water_00005476 | SITE_00566 | Room_00011249 | Kitchen_1 | Kitchen | Kitchen Faucet | 2.2111 | 2.2111 |  | 2.5 |  | N/A | N/A | N/A | Bag | 0.796 |  | 1.99 |  | OR | Manufactured | Kitchen Faucet | 1086 | 1323.42 | Manufactured | FALSE | FALSE |  |  |  | 2926.2287 | 2633.6058 | Manufactured_FALSE | Manufactured_FALSE | Manufactured_ | Manufactured_ | Manufactured_ | unknown | unknownManufactured_ | unknownManufactured_FALSE
Water_00005477 | SITE_00566 | Room_00011251 | Bedroom_2 | Bedroom | Bathroom Faucet | 2.0344 | 2.0344 |  | 2.3 |  | N/A | N/A | N/A | Bag | 0.796 |  | 1.831 |  | OR | Manufactured | Bathroom Faucet | 1086 | 1323.42 | Manufactured | FALSE | FALSE |  |  |  | 2692.4245 | 2423.182 | Manufactured_FALSE | Manufactured_FALSE | Manufactured_ | Manufactured_ | Manufactured_ | unknown | unknownManufactured_ | unknownManufactured_FALSE
Water_00005478 | SITE_00566 | Room_00011251 | Bedroom_2 | Bedroom | Shower | 2.6422 | 2.6422 |  | 2.8 |  | Primary | A few times per week | N/A | Bag | 0.8492 |  | 2.378 |  | OR | Manufactured | Shower | 1086 | 1323.42 | Manufactured | TRUE | FALSE | TRUE | TRUE | TRUE | 3496.7697 | 3147.0928 | Manufactured_TRUE | Manufactured_FALSE | Manufactured_TRUE | Manufactured_TRUE | Manufactured_TRUE | gt2.5gpm | gt2.5gpmManufactured_TRUE | gt2.5gpmManufactured_TRUE
Water_00005479 | SITE_00566 | Room_00011259 | Bathroom_6 | Bathroom | Bathroom Faucet | 2.2 | 0.88444 | 2.2 | 1 |  | N/A | N/A | N/A | Bag | 0.796 |  | 0.796 |  | OR | Manufactured | Bathroom Faucet | 1086 | 1323.42 | Manufactured | FALSE | FALSE |  |  |  | 2911.524 | 1053.4423 | Manufactured_FALSE | Manufactured_FALSE | Manufactured_ | Manufactured_ | Manufactured_ | unknown | unknownManufactured_ | unknownManufactured_FALSE
Water_00005480 | SITE_00566 | Room_00011259 | Bathroom_6 | Bathroom | Shower / Bathtub combo with diverter valve | 2.8311 | 2.8311 |  | 3 |  | Secondary | A few times per year | N/A | Bag | 0.8492 |  | 2.548 |  | OR | Manufactured | Shower | 1086 | 1323.42 | Manufactured | TRUE | TRUE | TRUE | TRUE | TRUE | 3746.7491 | 3372.0742 | Manufactured_TRUE | Manufactured_TRUE | Manufactured_TRUE | Manufactured_TRUE | Manufactured_TRUE | gt2.5gpm | gt2.5gpmManufactured_TRUE | gt2.5gpmManufactured_TRUE
Water_00005481 | SITE_00567 | Room_00011266 | Bathroom_1 | Bathroom | Bathroom Faucet | 1.3267 | 1.3267 |  | 1.5 |  | N/A | N/A | N/A | Bag | 0.796 |  | 1.194 |  | OR | Single Family | Bathroom Faucet | 1087 | 1362.08 | Single Family | FALSE | FALSE |  |  |  | 1807.0261 | 1626.3235 | Single Family_FALSE | Single Family_FALSE | Single Family_ | Single Family_ | Single Family_ | unknown | unknownSingle Family_ | unknownSingle Family_FALSE
Water_00005482 | SITE_00567 | Room_00011266 | Bathroom_1 | Bathroom | Shower / Bathtub combo with diverter valve | 2.0756 | 2.0756 |  | 2.2 |  | Primary | Daily / Almost Daily | Shower and shower with diverter valve go into same tub - double showerhead setup with only one diverter valve. | Bag | 0.8492 |  | 1.868 |  | OR | Single Family | Shower | 1087 | 1362.08 | Single Family | TRUE | TRUE | TRUE | TRUE | TRUE | 2827.0727 | 2544.3654 | Single Family_TRUE | Single Family_TRUE | Single Family_TRUE | Single Family_TRUE | Single Family_TRUE | 2.5gpm | 2.5gpmSingle Family_TRUE | 2.5gpmSingle Family_TRUE
Water_00005483 | SITE_00567 | Room_00011266 | Bathroom_1 | Bathroom | Shower | 1.4156 | 1.4156 |  | 1.5 |  | Primary | Daily / Almost Daily | N/A | Bag | 0.8492 |  | 1.274 |  | OR | Single Family | Shower | 1087 | 1362.08 | Single Family | TRUE | FALSE | TRUE | TRUE | TRUE | 1928.0999 | 1735.2899 | Single Family_TRUE | Single Family_FALSE | Single Family_TRUE | Single Family_TRUE | Single Family_TRUE | <1.5gpm | <1.5gpmSingle Family_TRUE | <1.5gpmSingle Family_TRUE
Water_00005484 | SITE_00567 | Room_00011271 | Kitchen_1 | Kitchen | Kitchen Faucet | 2.2 | 1.9456 | 2.2 | 2.2 |  | N/A | N/A | N/A | Bag | 0.796 |  | 1.751 |  | OR | Single Family | Kitchen Faucet | 1087 | 1362.08 | Single Family | FALSE | FALSE |  |  |  | 2996.576 | 2385.0021 | Single Family_FALSE | Single Family_FALSE | Single Family_ | Single Family_ | Single Family_ | unknown | unknownSingle Family_ | unknownSingle Family_FALSE
Water_00005485 | SITE_00568 | Room_00011273 | Bathroom_6 | Bathroom | Bathroom Faucet | unknown |  |  |  | Unknown | N/A | N/A | Couldn't measure | Unknown |  | N/A |  | N/A | OR | Single Family | Bathroom Faucet | 1088 | 1362.08 | Single Family | FALSE | FALSE |  |  |  | 0 | 0 | Single Family_FALSE | Single Family_FALSE | Single Family_ | Single Family_ | Single Family_ | unknown | unknownSingle Family_ | unknownSingle Family_FALSE
Water_00005486 | SITE_00568 | Room_00011273 | Bathroom_6 | Bathroom | Shower / Bathtub combo with diverter valve | 2.5 |  | 2.5 |  | Unknown | Primary | Daily / Almost Daily | Couldn't measure | Unknown |  | N/A |  | N/A | OR | Single Family | Shower | 1088 | 1362.08 | Single Family | TRUE | TRUE | TRUE | FALSE | FALSE | 3405.2 | 0 | Single Family_TRUE | Single Family_TRUE | Single Family_TRUE | Single Family_FALSE | Single Family_FALSE | unknown | unknownSingle Family_FALSE | unknownSingle Family_TRUE
Water_00005487 | SITE_00568 | Room_00011280 | Bathroom_7 | Bathroom | Bathtub | unknown |  |  |  | N/A | N/A | N/A | N/A | Unknown |  | N/A |  | N/A | OR | Single Family | Bathtub | 1088 | 1362.08 | Single Family | FALSE | FALSE |  |  |  | 0 | 0 | Single Family_FALSE | Single Family_FALSE | Single Family_ | Single Family_ | Single Family_ | unknown | unknownSingle Family_ | unknownSingle Family_FALSE
Water_00005488 | SITE_00568 | Room_00011280 | Bathroom_7 | Bathroom | Bathroom Faucet | unknown |  |  |  | Unknown | N/A | N/A | Couldn't measure | Unknown |  | N/A |  | N/A | OR | Single Family | Bathroom Faucet | 1088 | 1362.08 | Single Family | FALSE | FALSE |  |  |  | 0 | 0 | Single Family_FALSE | Single Family_FALSE | Single Family_ | Single Family_ | Single Family_ | unknown | unknownSingle Family_ | unknownSingle Family_FALSE
Water_00005489 | SITE_00568 | Room_00011286 | Bathroom_1 | Bathroom | Bathroom Faucet | 2 |  | 2 |  | Unknown | N/A | N/A | Couldn't measure | Bag | 0.796 |  |  | Unknown | OR | Single Family | Bathroom Faucet | 1088 | 1362.08 | Single Family | FALSE | FALSE |  |  |  | 2724.16 | 0 | Single Family_FALSE | Single Family_FALSE | Single Family_ | Single Family_ | Single Family_ | unknown | unknownSingle Family_ | unknownSingle Family_FALSE
Water_00005490 | SITE_00568 | Room_00011286 | Bathroom_1 | Bathroom | Bathtub | unknown |  |  |  | N/A | N/A | N/A | Spigot for tub is a hand held shower head | Unknown |  | N/A |  | N/A | OR | Single Family | Bathtub | 1088 | 1362.08 | Single Family | FALSE | FALSE |  |  |  | 0 | 0 | Single Family_FALSE | Single Family_FALSE | Single Family_ | Single Family_ | Single Family_ | unknown | unknownSingle Family_ | unknownSingle Family_FALSE
Water_00005491 | SITE_00568 | Room_00011288 | Kitchen_3 | Kitchen | Kitchen Faucet | unknown |  |  |  | Unknown | N/A | N/A | Couldn't measure | Bag | 0.796 |  |  | Unknown | OR | Single Family | Kitchen Faucet | 1088 | 1362.08 | Single Family | FALSE | FALSE |  |  |  | 0 | 0 | Single Family_FALSE | Single Family_FALSE | Single Family_ | Single Family_ | Single Family_ | unknown | unknownSingle Family_ | unknownSingle Family_FALSE
Water_00005492 | SITE_00568 | Room_00011295 | Bathroom_2 | Bathroom | Bathroom Faucet | unknown |  |  |  | Unknown | N/A | N/A | Couldn't measure | Bag | 0.796 |  |  | Unknown | OR | Single Family | Bathroom Faucet | 1088 | 1362.08 | Single Family | FALSE | FALSE |  |  |  | 0 | 0 | Single Family_FALSE | Single Family_FALSE | Single Family_ | Single Family_ | Single Family_ | unknown | unknownSingle Family_ | unknownSingle Family_FALSE
Water_00005493 | SITE_00568 | Room_00011298 | Kitchen_1 | Kitchen | Kitchen Faucet | 2 |  | 2 |  | Unknown | N/A | N/A | Couldn't measure | Bag | 0.796 |  |  | Unknown | OR | Single Family | Kitchen Faucet | 1088 | 1362.08 | Single Family | FALSE | FALSE |  |  |  | 2724.16 | 0 | Single Family_FALSE | Single Family_FALSE | Single Family_ | Single Family_ | Single Family_ | unknown | unknownSingle Family_ | unknownSingle Family_FALSE
Water_00005494 | SITE_00569 | Room_00011304 | Kitchen_1 | Kitchen | Kitchen Faucet | 2.2 | 2.0344 | 2.2 | 2.3 |  | N/A | N/A | N/A | Bag | 0.796 |  | 1.831 |  | OR | Single Family | Kitchen Faucet | 1089 | 1362.08 | Single Family | FALSE | FALSE |  |  |  | 2996.576 | 2493.9685 | Single Family_FALSE | Single Family_FALSE | Single Family_ | Single Family_ | Single Family_ | unknown | unknownSingle Family_ | unknownSingle Family_FALSE
Water_00005495 | SITE_00569 | Room_00011306 | Bathroom_1 | Bathroom | Bathroom Faucet | 2.2 | 1.68 | 2.2 | 1.9 |  | N/A | N/A | N/A | Bag | 0.796 |  | 1.512 |  | OR | Single Family | Bathroom Faucet | 1089 | 1362.08 | Single Family | FALSE | FALSE |  |  |  | 2996.576 | 2059.465 | Single Family_FALSE | Single Family_FALSE | Single Family_ | Single Family_ | Single Family_ | unknown | unknownSingle Family_ | unknownSingle Family_FALSE
Water_00005496 | SITE_00569 | Room_00011306 | Bathroom_1 | Bathroom | Shower / Bathtub combo with diverter valve | 1.75 |  | 1.75 | 1.8 |  | All used about the same | Daily / Almost Daily | N/A | Unknown |  | N/A |  | N/A | OR | Single Family | Shower | 1089 | 1362.08 | Single Family | TRUE | TRUE | TRUE | FALSE | FALSE | 2383.64 | 0 | Single Family_TRUE | Single Family_TRUE | Single Family_TRUE | Single Family_FALSE | Single Family_FALSE | unknown | unknownSingle Family_FALSE | unknownSingle Family_TRUE
Water_00005497 | SITE_00569 | Room_00011309 | Bathroom_2 | Bathroom | Bathroom Faucet | 1 | 1.0611 | 1 | 1.2 |  | N/A | N/A | N/A | Bag | 0.796 |  | 0.955 |  | OR | Single Family | Bathroom Faucet | 1089 | 1362.08 | Single Family | FALSE | FALSE |  |  |  | 1362.08 | 1300.7864 | Single Family_FALSE | Single Family_FALSE | Single Family_ | Single Family_ | Single Family_ | unknown | unknownSingle Family_ | unknownSingle Family_FALSE
Water_00005498 | SITE_00569 | Room_00011309 | Bathroom_2 | Bathroom | Shower | 1.75 |  | 1.75 | 2 |  | All used about the same | Daily / Almost Daily | N/A | Unknown |  | N/A |  | N/A | OR | Single Family | Shower | 1089 | 1362.08 | Single Family | TRUE | FALSE | TRUE | FALSE | FALSE | 2383.64 | 0 | Single Family_TRUE | Single Family_FALSE | Single Family_TRUE | Single Family_FALSE | Single Family_FALSE | unknown | unknownSingle Family_FALSE | unknownSingle Family_TRUE
Water_00005499 | SITE_00569 | Room_00011317 | Laundry_1 | Laundry | Kitchen Faucet | 2 | 2.2111 | 2 | 2.5 |  | N/A | N/A | N/A | Bag | 0.796 |  | 1.99 |  | OR | Single Family | Kitchen Faucet | 1089 | 1362.08 | Single Family | FALSE | FALSE |  |  |  | 2724.16 | 2710.5392 | Single Family_FALSE | Single Family_FALSE | Single Family_ | Single Family_ | Single Family_ | unknown | unknownSingle Family_ | unknownSingle Family_FALSE
Water_00005500 | SITE_00569 | Room_00011322 | Bathroom_6 | Bathroom | Shower / Bathtub combo with diverter valve | 1.8 | 1.8867 | 1.8 | 2 |  | All used about the same | A few times per week | N/A | Bag | 0.8492 |  | 1.698 |  | OR | Single Family | Shower | 1089 | 1362.08 | Single Family | TRUE | TRUE | TRUE | TRUE | TRUE | 2451.744 | 2312.8118 | Single Family_TRUE | Single Family_TRUE | Single Family_TRUE | Single Family_TRUE | Single Family_TRUE | 1.8gpm | 1.8gpmSingle Family_TRUE | 1.8gpmSingle Family_TRUE
Water_00005501 | SITE_00569 | Room_00011322 | Bathroom_6 | Bathroom | Bathroom Faucet | 1 | 0.88444 | 1 | 1 |  | N/A | N/A | N/A | Bag | 0.796 |  | 0.796 |  | OR | Single Family | Bathroom Faucet | 1089 | 1362.08 | Single Family | FALSE | FALSE |  |  |  | 1362.08 | 1084.2157 | Single Family_FALSE | Single Family_FALSE | Single Family_ | Single Family_ | Single Family_ | unknown | unknownSingle Family_ | unknownSingle Family_FALSE
Water_00005502 | SITE_00571 | Room_00011348 | Kitchen_1 | Kitchen | Kitchen Faucet | 2.6533 | 2.6533 |  | 3 |  | N/A | N/A | N/A | Bag | 0.796 |  | 2.388 |  | OR | Single Family | Kitchen Faucet | 1091 | 2348.97 | Single Family | FALSE | FALSE |  |  |  | 6232.6004 | 5609.3404 | Single Family_FALSE | Single Family_FALSE | Single Family_ | Single Family_ | Single Family_ | unknown | unknownSingle Family_ | unknownSingle Family_FALSE
Water_00005503 | SITE_00571 | Room_00011351 | Bathroom_1 | Bathroom | Bathroom Faucet | unknown |  |  | 2 |  | N/A | N/A | N/A | Unknown |  | N/A |  | N/A | OR | Single Family | Bathroom Faucet | 1091 | 2348.97 | Single Family | FALSE | FALSE |  |  |  | 0 | 0 | Single Family_FALSE | Single Family_FALSE | Single Family_ | Single Family_ | Single Family_ | unknown | unknownSingle Family_ | unknownSingle Family_FALSE
Water_00005504 | SITE_00571 | Room_00011354 | Laundry_1 | Laundry | Bathroom Faucet | unknown |  |  | 3 |  | N/A | N/A | N/A | Unknown |  | N/A |  | N/A | OR | Single Family | Bathroom Faucet | 1091 | 2348.97 | Single Family | FALSE | FALSE |  |  |  | 0 | 0 | Single Family_FALSE | Single Family_FALSE | Single Family_ | Single Family_ | Single Family_ | unknown | unknownSingle Family_ | unknownSingle Family_FALSE
Water_00005505 | SITE_00571 | Room_00011355 | Bathroom_2 | Bathroom | Bathroom Faucet | unknown |  |  | 5 |  | N/A | N/A | N/A | Unknown |  | N/A |  | N/A | OR | Single Family | Bathroom Faucet | 1091 | 2348.97 | Single Family | FALSE | FALSE |  |  |  | 0 | 0 | Single Family_FALSE | Single Family_FALSE | Single Family_ | Single Family_ | Single Family_ | unknown | unknownSingle Family_ | unknownSingle Family_FALSE
Water_00005506 | SITE_00571 | Room_00011355 | Bathroom_2 | Bathroom | Shower | 2.5 |  | 2.5 | 2.5 |  | Secondary | Unknown | N/A | Unknown |  | N/A |  | N/A | OR | Single Family | Shower | 1091 | 2348.97 | Single Family | TRUE | FALSE | TRUE | FALSE | FALSE | 5872.425 | 0 | Single Family_TRUE | Single Family_FALSE | Single Family_TRUE | Single Family_FALSE | Single Family_FALSE | unknown | unknownSingle Family_FALSE | unknownSingle Family_TRUE
Water_00005507 | SITE_00571 | Room_00011357 | Bathroom_3 | Bathroom | Bathroom Faucet | 1.5 |  | 1.5 | 1.5 |  | N/A | N/A | N/A | Unknown |  | N/A |  | N/A | OR | Single Family | Bathroom Faucet | 1091 | 2348.97 | Single Family | FALSE | FALSE |  |  |  | 3523.455 | 0 | Single Family_FALSE | Single Family_FALSE | Single Family_ | Single Family_ | Single Family_ | unknown | unknownSingle Family_ | unknownSingle Family_FALSE
Water_00005508 | SITE_00571 | Room_00011357 | Bathroom_3 | Bathroom | Shower / Bathtub combo with diverter valve | 2.5 |  | 2.5 |  | Unknown | Primary | Daily / Almost Daily | Oversized head | Unknown |  | N/A |  | N/A | OR | Single Family | Shower | 1091 | 2348.97 | Single Family | TRUE | TRUE | TRUE | FALSE | FALSE | 5872.425 | 0 | Single Family_TRUE | Single Family_TRUE | Single Family_TRUE | Single Family_FALSE | Single Family_FALSE | unknown | unknownSingle Family_FALSE | unknownSingle Family_TRUE
Water_00005509 | SITE_00571 | Room_00011366 | Closet_9 | Closet | Bathroom Faucet | 1.7689 | 1.7689 |  | 2 |  | N/A | N/A | N/A | Bag | 0.796 |  | 1.592 |  | OR | Single Family | Bathroom Faucet | 1091 | 2348.97 | Single Family | FALSE | FALSE |  |  |  | 4155.0669 | 3739.5602 | Single Family_FALSE | Single Family_FALSE | Single Family_ | Single Family_ | Single Family_ | unknown | unknownSingle Family_ | unknownSingle Family_FALSE
Water_00005510 | SITE_00572 | Room_00011372 | Kitchen_1 | Kitchen | Kitchen Faucet | 1.5 | 1.3267 | 1.5 | 1.5 |  | N/A | N/A | N/A | Bag | 0.796 |  | 1.194 |  | OR | Single Family | Kitchen Faucet | 1092 | 2348.97 | Single Family | FALSE | FALSE |  |  |  | 3523.455 | 2804.6702 | Single Family_FALSE | Single Family_FALSE | Single Family_ | Single Family_ | Single Family_ | unknown | unknownSingle Family_ | unknownSingle Family_FALSE
Water_00005511 | SITE_00572 | Room_00011378 | Bathroom_1 | Bathroom | Bathroom Faucet | 1.7689 | 1.7689 |  | 2 |  | N/A | N/A | N/A | Bag | 0.796 |  | 1.592 |  | OR | Single Family | Bathroom Faucet | 1092 | 2348.97 | Single Family | FALSE | FALSE |  |  |  | 4155.0669 | 3739.5602 | Single Family_FALSE | Single Family_FALSE | Single Family_ | Single Family_ | Single Family_ | unknown | unknownSingle Family_ | unknownSingle Family_FALSE
Water_00005512 | SITE_00572 | Room_00011378 | Bathroom_1 | Bathroom | Bathroom Faucet | 1.7689 | 1.7689 |  | 2 |  | N/A | N/A | N/A | Bag | 0.796 |  | 1.592 |  | OR | Single Family | Bathroom Faucet | 1092 | 2348.97 | Single Family | FALSE | FALSE |  |  |  | 4155.0669 | 3739.5602 | Single Family_FALSE | Single Family_FALSE | Single Family_ | Single Family_ | Single Family_ | unknown | unknownSingle Family_ | unknownSingle Family_FALSE
Water_00005513 | SITE_00572 | Room_00011378 | Bathroom_1 | Bathroom | Shower | 2.5 | 3.3022 | 2.5 | 3.5 |  | Primary | Daily / Almost Daily | N/A | Bag | 0.8492 |  | 2.972 |  | OR | Single Family | Shower | 1092 | 2348.97 | Single Family | TRUE | FALSE | TRUE | TRUE | TRUE | 5872.425 | 6981.1388 | Single Family_TRUE | Single Family_FALSE | Single Family_TRUE | Single Family_TRUE | Single Family_TRUE | 2.5gpm | 2.5gpmSingle Family_TRUE | 2.5gpmSingle Family_TRUE
Water_00005514 | SITE_00572 | Room_00011379 | Bathroom_2 | Bathroom | Bathroom Faucet | 1.7689 | 1.7689 |  | 2 |  | N/A | N/A | N/A | Bag | 0.796 |  | 1.592 |  | OR | Single Family | Bathroom Faucet | 1092 | 2348.97 | Single Family | FALSE | FALSE |  |  |  | 4155.0669 | 3739.5602 | Single Family_FALSE | Single Family_FALSE | Single Family_ | Single Family_ | Single Family_ | unknown | unknownSingle Family_ | unknownSingle Family_FALSE
Water_00005515 | SITE_00572 | Room_00011382 | Bathroom_3 | Bathroom | Bathroom Faucet | 1.5922 | 1.5922 |  | 1.8 |  | N/A | N/A | N/A | Bag | 0.796 |  | 1.433 |  | OR | Single Family | Bathroom Faucet | 1092 | 2348.97 | Single Family | FALSE | FALSE |  |  |  | 3740.0822 | 3366.074 | Single Family_FALSE | Single Family_FALSE | Single Family_ | Single Family_ | Single Family_ | unknown | unknownSingle Family_ | unknownSingle Family_FALSE
Water_00005516 | SITE_00572 | Room_00011382 | Bathroom_3 | Bathroom | Shower / Bathtub combo with diverter valve | 2.5 | 2.8311 | 2.5 | 3 |  | Secondary | A few times per month | N/A | Bag | 0.8492 |  | 2.548 |  | OR | Single Family | Shower | 1092 | 2348.97 | Single Family | TRUE | TRUE | TRUE | TRUE | TRUE | 5872.425 | 5985.1756 | Single Family_TRUE | Single Family_TRUE | Single Family_TRUE | Single Family_TRUE | Single Family_TRUE | 2.5gpm | 2.5gpmSingle Family_TRUE | 2.5gpmSingle Family_TRUE
Water_00005517 | SITE_00574 | Room_00011407 | Kitchen_1 | Kitchen | Kitchen Faucet | 2.2 | 1.9456 | 2.2 | 2.2 |  | N/A | N/A | Had two water pressures. The first tests at 1.8 | Bag | 0.796 |  | 1.751 |  | OR | Single Family | Kitchen Faucet | 1094 | 1362.08 | Single Family | FALSE | FALSE |  |  |  | 2996.576 | 2385.0021 | Single Family_FALSE | Single Family_FALSE | Single Family_ | Single Family_ | Single Family_ | unknown | unknownSingle Family_ | unknownSingle Family_FALSE
Water_00005518 | SITE_00574 | Room_00011412 | Bathroom_1 | Bathroom | Bathroom Faucet | 2 | 1.7689 | 2 | 2 |  | N/A | N/A | N/A | Bag | 0.796 |  | 1.592 |  | OR | Single Family | Bathroom Faucet | 1094 | 1362.08 | Single Family | FALSE | FALSE |  |  |  | 2724.16 | 2168.4314 | Single Family_FALSE | Single Family_FALSE | Single Family_ | Single Family_ | Single Family_ | unknown | unknownSingle Family_ | unknownSingle Family_FALSE
Water_00005519 | SITE_00574 | Room_00011412 | Bathroom_1 | Bathroom | Bathroom Faucet | 1.7689 | 1.7689 |  | 2 |  | N/A | N/A | N/A | Bag | 0.796 |  | 1.592 |  | OR | Single Family | Bathroom Faucet | 1094 | 1362.08 | Single Family | FALSE | FALSE |  |  |  | 2409.3682 | 2168.4314 | Single Family_FALSE | Single Family_FALSE | Single Family_ | Single Family_ | Single Family_ | unknown | unknownSingle Family_ | unknownSingle Family_FALSE
Water_00005520 | SITE_00574 | Room_00011412 | Bathroom_1 | Bathroom | Shower / Bathtub combo with diverter valve | 2.8311 | 2.8311 |  | 3 |  | Primary | Daily / Almost Daily | N/A | Bag | 0.8492 |  | 2.548 |  | OR | Single Family | Shower | 1094 | 1362.08 | Single Family | TRUE | TRUE | TRUE | TRUE | TRUE | 3856.1998 | 3470.5798 | Single Family_TRUE | Single Family_TRUE | Single Family_TRUE | Single Family_TRUE | Single Family_TRUE | gt2.5gpm | gt2.5gpmSingle Family_TRUE | gt2.5gpmSingle Family_TRUE
Water_00005521 | SITE_00574 | Room_00011418 | Bathroom_2 | Bathroom | Bathroom Faucet | 2.2 | 1.9456 | 2.2 | 2.2 |  | N/A | N/A | N/A | Bag | 0.796 |  | 1.751 |  | OR | Single Family | Bathroom Faucet | 1094 | 1362.08 | Single Family | FALSE | FALSE |  |  |  | 2996.576 | 2385.0021 | Single Family_FALSE | Single Family_FALSE | Single Family_ | Single Family_ | Single Family_ | unknown | unknownSingle Family_ | unknownSingle Family_FALSE
Water_00005522 | SITE_00574 | Room_00011418 | Bathroom_2 | Bathroom | Shower / Bathtub combo with diverter valve | 2.5 |  | 2.5 |  | Unknown | Never / rarely used | A few times per year | I couldnt measure it accurately they use a hose attachment on it that runs with the shiwer head | Bag | 0.8492 |  |  | Unknown | OR | Single Family | Shower | 1094 | 1362.08 | Single Family | TRUE | TRUE | TRUE | FALSE | FALSE | 3405.2 | 0 | Single Family_TRUE | Single Family_TRUE | Single Family_TRUE | Single Family_FALSE | Single Family_FALSE | unknown | unknownSingle Family_FALSE | unknownSingle Family_TRUE
Water_00005523 | SITE_00574 | Room_00011420 | Bathroom_3 | Bathroom | Bathroom Faucet | 2.2 | 1.9456 | 2.2 | 2.2 |  | N/A | N/A | N/A | Bag | 0.796 |  | 1.751 |  | OR | Single Family | Bathroom Faucet | 1094 | 1362.08 | Single Family | FALSE | FALSE |  |  |  | 2996.576 | 2385.0021 | Single Family_FALSE | Single Family_FALSE | Single Family_ | Single Family_ | Single Family_ | unknown | unknownSingle Family_ | unknownSingle Family_FALSE
Water_00005524 | SITE_00574 | Room_00011420 | Bathroom_3 | Bathroom | Shower | 2.5 | 2.3589 | 2.5 | 2.5 |  | Never / rarely used | A few times per year | N/A | Bag | 0.8492 |  | 2.123 |  | OR | Single Family | Shower | 1094 | 1362.08 | Single Family | TRUE | FALSE | TRUE | TRUE | TRUE | 3405.2 | 2891.6958 | Single Family_TRUE | Single Family_FALSE | Single Family_TRUE | Single Family_TRUE | Single Family_TRUE | 2.5gpm | 2.5gpmSingle Family_TRUE | 2.5gpmSingle Family_TRUE
Water_00005525 | SITE_00578 | Room_00011471 | Kitchen_2 | Kitchen | Kitchen Faucet | 2.2 | 2.6533 | 2.2 | 3 |  | N/A | N/A | N/A | Bag | 0.796 |  | 2.388 |  | OR | Manufactured | Kitchen Faucet | 1098 | 1135.4 | Manufactured | FALSE | FALSE |  |  |  | 2497.88 | 2711.3352 | Manufactured_FALSE | Manufactured_FALSE | Manufactured_ | Manufactured_ | Manufactured_ | unknown | unknownManufactured_ | unknownManufactured_FALSE
Water_00005526 | SITE_00578 | Room_00011475 | Bathroom_1 | Bathroom | Bathroom Faucet | 3.98 | 3.98 |  | 4.5 |  | N/A | N/A | N/A | Bag | 0.796 |  | 3.582 |  | OR | Manufactured | Bathroom Faucet | 1098 | 1135.4 | Manufactured | FALSE | FALSE |  |  |  | 4518.892 | 4067.0028 | Manufactured_FALSE | Manufactured_FALSE | Manufactured_ | Manufactured_ | Manufactured_ | unknown | unknownManufactured_ | unknownManufactured_FALSE
Water_00005527 | SITE_00578 | Room_00011475 | Bathroom_1 | Bathroom | Shower | unknown |  |  |  | Unknown | Unknown | Never | Paint storage, cant do flow | Bag | 0.8492 |  |  | Unknown | OR | Manufactured | Shower | 1098 | 1135.4 | Manufactured | TRUE | FALSE | FALSE | FALSE | FALSE | 0 | 0 | Manufactured_TRUE | Manufactured_FALSE | Manufactured_FALSE | Manufactured_FALSE | Manufactured_FALSE | unknown | unknownManufactured_FALSE | unknownManufactured_TRUE
Water_00005528 | SITE_00578 | Room_00011477 | Bathroom_2 | Bathroom | Bathroom Faucet | 1.7689 | 1.7689 |  | 2 |  | N/A | N/A | N/A | Bag | 0.796 |  | 1.592 |  | OR | Manufactured | Bathroom Faucet | 1098 | 1135.4 | Manufactured | FALSE | FALSE |  |  |  | 2008.3964 | 1807.5568 | Manufactured_FALSE | Manufactured_FALSE | Manufactured_ | Manufactured_ | Manufactured_ | unknown | unknownManufactured_ | unknownManufactured_FALSE
Water_00005529 | SITE_00578 | Room_00011477 | Bathroom_2 | Bathroom | Shower / Bathtub combo with diverter valve | 2.5 | 4.0578 | 2.5 | 4.3 |  | Primary | A few times per week | Mostly baths | Bag | 0.8492 |  | 3.652 |  | OR | Manufactured | Shower | 1098 | 1135.4 | Manufactured | TRUE | TRUE | TRUE | TRUE | TRUE | 2838.5 | 4146.4808 | Manufactured_TRUE | Manufactured_TRUE | Manufactured_TRUE | Manufactured_TRUE | Manufactured_TRUE | 2.5gpm | 2.5gpmManufactured_TRUE | 2.5gpmManufactured_TRUE
Water_00005530 | SITE_00580 | Room_00011499 | Kitchen_1 | Kitchen | Kitchen Faucet | 2.2 | 1.7689 | 2.2 | 2 |  | N/A | N/A | N/A | Bag | 0.796 |  | 1.592 |  | OR | Single Family | Kitchen Faucet | 1100 | 1362.08 | Single Family | FALSE | FALSE |  |  |  | 2996.576 | 2168.4314 | Single Family_FALSE | Single Family_FALSE | Single Family_ | Single Family_ | Single Family_ | unknown | unknownSingle Family_ | unknownSingle Family_FALSE
Water_00005531 | SITE_00580 | Room_00011502 | Bathroom_1 | Bathroom | Bathroom Faucet | 1.5 | 2.2111 | 1.5 | 2.5 |  | N/A | N/A | N/A | Bag | 0.796 |  | 1.99 |  | OR | Single Family | Bathroom Faucet | 1100 | 1362.08 | Single Family | FALSE | FALSE |  |  |  | 2043.12 | 2710.5392 | Single Family_FALSE | Single Family_FALSE | Single Family_ | Single Family_ | Single Family_ | unknown | unknownSingle Family_ | unknownSingle Family_FALSE
Water_00005532 | SITE_00580 | Room_00011502 | Bathroom_1 | Bathroom | Shower / Bathtub combo with diverter valve | 2.0756 | 2.0756 |  | 2.2 |  | Primary | A few times per week | N/A | Bag | 0.8492 |  | 1.868 |  | OR | Single Family | Shower | 1100 | 1362.08 | Single Family | TRUE | TRUE | TRUE | TRUE | TRUE | 2827.0727 | 2544.3654 | Single Family_TRUE | Single Family_TRUE | Single Family_TRUE | Single Family_TRUE | Single Family_TRUE | 2.5gpm | 2.5gpmSingle Family_TRUE | 2.5gpmSingle Family_TRUE
Water_00005533 | SITE_00590 | Room_00011611 | Kitchen_1 | Kitchen | Kitchen Faucet | unknown |  |  | 1.5 |  | N/A | N/A | N/A | Unknown |  | N/A |  | N/A | OR | Single Family | Kitchen Faucet | 1109 | 1362.08 | Single Family | FALSE | FALSE |  |  |  | 0 | 0 | Single Family_FALSE | Single Family_FALSE | Single Family_ | Single Family_ | Single Family_ | unknown | unknownSingle Family_ | unknownSingle Family_FALSE
Water_00005534 | SITE_00590 | Room_00011614 | Bathroom_1 | Bathroom | Bathroom Faucet | unknown |  |  | 2.5 |  | N/A | N/A | N/A | Unknown |  | N/A |  | N/A | OR | Single Family | Bathroom Faucet | 1109 | 1362.08 | Single Family | FALSE | FALSE |  |  |  | 0 | 0 | Single Family_FALSE | Single Family_FALSE | Single Family_ | Single Family_ | Single Family_ | unknown | unknownSingle Family_ | unknownSingle Family_FALSE
Water_00005535 | SITE_00590 | Room_00011614 | Bathroom_1 | Bathroom | Shower / Bathtub combo with diverter valve | unknown |  |  | 2.5 |  | Primary | Daily / Almost Daily | N/A | Unknown |  | N/A |  | N/A | OR | Single Family | Shower | 1109 | 1362.08 | Single Family | TRUE | TRUE | FALSE | FALSE | FALSE | 0 | 0 | Single Family_TRUE | Single Family_TRUE | Single Family_FALSE | Single Family_FALSE | Single Family_FALSE | unknown | unknownSingle Family_FALSE | unknownSingle Family_TRUE
Water_00005536 | SITE_00590 | Room_00011620 | Bathroom_6 | Bathroom | Shower | 2.5 | 2.8311 | 2.5 | 3 |  | Primary | Daily / Almost Daily | N/A | Bag | 0.8492 |  | 2.548 |  | OR | Single Family | Shower | 1109 | 1362.08 | Single Family | TRUE | FALSE | TRUE | TRUE | TRUE | 3405.2 | 3470.5798 | Single Family_TRUE | Single Family_FALSE | Single Family_TRUE | Single Family_TRUE | Single Family_TRUE | 2.5gpm | 2.5gpmSingle Family_TRUE | 2.5gpmSingle Family_TRUE
Water_00005537 | SITE_00590 | Room_00011620 | Bathroom_6 | Bathroom | Bathroom Faucet | 2.2111 | 2.2111 |  | 2.5 |  | N/A | N/A | N/A | Bag | 0.796 |  | 1.99 |  | OR | Single Family | Bathroom Faucet | 1109 | 1362.08 | Single Family | FALSE | FALSE |  |  |  | 3011.7102 | 2710.5392 | Single Family_FALSE | Single Family_FALSE | Single Family_ | Single Family_ | Single Family_ | unknown | unknownSingle Family_ | unknownSingle Family_FALSE
Water_00005538 | SITE_00598 | Room_00011709 | Kitchen_1 | Kitchen | Kitchen Faucet | 2.9189 | 2.9189 |  | 3.3 |  | N/A | N/A | N/A | Bag | 0.796 |  | 2.627 |  | OR | Single Family | Kitchen Faucet | 1117 | 2348.97 | Single Family | FALSE | FALSE |  |  |  | 6856.3824 | 6170.7442 | Single Family_FALSE | Single Family_FALSE | Single Family_ | Single Family_ | Single Family_ | unknown | unknownSingle Family_ | unknownSingle Family_FALSE
Water_00005539 | SITE_00598 | Room_00011715 | Bathroom_1 | Bathroom | Bathroom Faucet | 2.2 | 1.7689 | 2.2 | 2 |  | N/A | N/A | N/A | Bag | 0.796 |  | 1.592 |  | OR | Single Family | Bathroom Faucet | 1117 | 2348.97 | Single Family | FALSE | FALSE |  |  |  | 5167.734 | 3739.5602 | Single Family_FALSE | Single Family_FALSE | Single Family_ | Single Family_ | Single Family_ | unknown | unknownSingle Family_ | unknownSingle Family_FALSE
Water_00005540 | SITE_00598 | Room_00011715 | Bathroom_1 | Bathroom | Shower / Bathtub combo with diverter valve | 2.5 | 1.8867 | 2.5 | 2 |  | Secondary | A few times per year | N/A | Bag | 0.8492 |  | 1.698 |  | OR | Single Family | Shower | 1117 | 2348.97 | Single Family | TRUE | TRUE | TRUE | TRUE | TRUE | 5872.425 | 3988.5511 | Single Family_TRUE | Single Family_TRUE | Single Family_TRUE | Single Family_TRUE | Single Family_TRUE | 2.5gpm | 2.5gpmSingle Family_TRUE | 2.5gpmSingle Family_TRUE
Water_00005541 | SITE_00598 | Room_00011720 | Bathroom_2 | Bathroom | Bathroom Faucet | 2.2 | 1.7689 | 2.2 | 2 |  | N/A | N/A | N/A | Bag | 0.796 |  | 1.592 |  | OR | Single Family | Bathroom Faucet | 1117 | 2348.97 | Single Family | FALSE | FALSE |  |  |  | 5167.734 | 3739.5602 | Single Family_FALSE | Single Family_FALSE | Single Family_ | Single Family_ | Single Family_ | unknown | unknownSingle Family_ | unknownSingle Family_FALSE
Water_00005542 | SITE_00598 | Room_00011720 | Bathroom_2 | Bathroom | Shower | 2.17 | 2.17 |  | 2.3 |  | Primary | Daily / Almost Daily | N/A | Bag | 0.8492 |  | 1.953 |  | OR | Single Family | Shower | 1117 | 2348.97 | Single Family | TRUE | FALSE | TRUE | TRUE | TRUE | 5097.2649 | 4587.5384 | Single Family_TRUE | Single Family_FALSE | Single Family_TRUE | Single Family_TRUE | Single Family_TRUE | 2.5gpm | 2.5gpmSingle Family_TRUE | 2.5gpmSingle Family_TRUE
Water_00005543 | SITE_00600 | Room_00011740 | Kitchen_1 | Kitchen | Kitchen Faucet | 1.3267 | 1.3267 |  | 1.5 |  | N/A | N/A | N/A | Bag | 0.796 |  | 1.194 |  | OR | Single Family | Kitchen Faucet | 1119 | 1362.08 | Single Family | FALSE | FALSE |  |  |  | 1807.0261 | 1626.3235 | Single Family_FALSE | Single Family_FALSE | Single Family_ | Single Family_ | Single Family_ | unknown | unknownSingle Family_ | unknownSingle Family_FALSE
Water_00005544 | SITE_00600 | Room_00011738 | Bathroom_2 | Bathroom | Bathroom Faucet | 1.2378 | 1.2378 |  | 1.4 |  | N/A | N/A | N/A | Bag | 0.796 |  | 1.114 |  | OR | Single Family | Bathroom Faucet | 1119 | 1362.08 | Single Family | FALSE | FALSE |  |  |  | 1685.9524 | 1517.3571 | Single Family_FALSE | Single Family_FALSE | Single Family_ | Single Family_ | Single Family_ | unknown | unknownSingle Family_ | unknownSingle Family_FALSE
Water_00005545 | SITE_00600 | Room_00011738 | Bathroom_2 | Bathroom | Shower / Bathtub combo with diverter valve | 2.8311 | 2.8311 |  | 3 |  | Secondary | A few times per year | N/A | Bag | 0.8492 |  | 2.548 |  | OR | Single Family | Shower | 1119 | 1362.08 | Single Family | TRUE | TRUE | TRUE | TRUE | TRUE | 3856.1998 | 3470.5798 | Single Family_TRUE | Single Family_TRUE | Single Family_TRUE | Single Family_TRUE | Single Family_TRUE | gt2.5gpm | gt2.5gpmSingle Family_TRUE | gt2.5gpmSingle Family_TRUE
Water_00005546 | SITE_00600 | Room_00011734 | Bathroom_1 | Bathroom | Bathroom Faucet | 1.15 | 1.15 |  | 1.3 |  | N/A | N/A | N/A | Bag | 0.796 |  | 1.035 |  | OR | Single Family | Bathroom Faucet | 1119 | 1362.08 | Single Family | FALSE | FALSE |  |  |  | 1566.392 | 1409.7528 | Single Family_FALSE | Single Family_FALSE | Single Family_ | Single Family_ | Single Family_ | unknown | unknownSingle Family_ | unknownSingle Family_FALSE
Water_00005547 | SITE_00600 | Room_00011734 | Bathroom_1 | Bathroom | Shower | 2.8311 | 2.8311 |  | 3 |  | Primary | Daily / Almost Daily | N/A | Bag | 0.8492 |  | 2.548 |  | OR | Single Family | Shower | 1119 | 1362.08 | Single Family | TRUE | FALSE | TRUE | TRUE | TRUE | 3856.1998 | 3470.5798 | Single Family_TRUE | Single Family_FALSE | Single Family_TRUE | Single Family_TRUE | Single Family_TRUE | gt2.5gpm | gt2.5gpmSingle Family_TRUE | gt2.5gpmSingle Family_TRUE
Water_00005548 | SITE_00601 | Room_00011748 | Kitchen_1 | Kitchen | Kitchen Faucet | 2.6533 | 2.6533 |  | 3 |  | N/A | N/A | N/A | Bag | 0.796 |  | 2.388 |  | OR | Single Family | Kitchen Faucet | 1120 | 1362.08 | Single Family | FALSE | FALSE |  |  |  | 3614.0523 | 3252.647 | Single Family_FALSE | Single Family_FALSE | Single Family_ | Single Family_ | Single Family_ | unknown | unknownSingle Family_ | unknownSingle Family_FALSE
Water_00005549 | SITE_00601 | Room_00011750 | Bathroom_1 | Bathroom | Bathroom Faucet | 2.2111 | 2.2111 |  | 2.5 |  | N/A | N/A | N/A | Bag | 0.796 |  | 1.99 |  | OR | Single Family | Bathroom Faucet | 1120 | 1362.08 | Single Family | FALSE | FALSE |  |  |  | 3011.7102 | 2710.5392 | Single Family_FALSE | Single Family_FALSE | Single Family_ | Single Family_ | Single Family_ | unknown | unknownSingle Family_ | unknownSingle Family_FALSE
Water_00005550 | SITE_00601 | Room_00011751 | Laundry_1 | Laundry | Kitchen Faucet | 2.2111 | 2.2111 |  | 2.5 |  | N/A | N/A | N/A | Bag | 0.796 |  | 1.99 |  | OR | Single Family | Kitchen Faucet | 1120 | 1362.08 | Single Family | FALSE | FALSE |  |  |  | 3011.7102 | 2710.5392 | Single Family_FALSE | Single Family_FALSE | Single Family_ | Single Family_ | Single Family_ | unknown | unknownSingle Family_ | unknownSingle Family_FALSE
Water_00005551 | SITE_00601 | Room_00011756 | Bathroom_2 | Bathroom | Bathroom Faucet | 1 | 1.3267 | 1 | 1.5 |  | N/A | N/A | N/A | Bag | 0.796 |  | 1.194 |  | OR | Single Family | Bathroom Faucet | 1120 | 1362.08 | Single Family | FALSE | FALSE |  |  |  | 1362.08 | 1626.3235 | Single Family_FALSE | Single Family_FALSE | Single Family_ | Single Family_ | Single Family_ | unknown | unknownSingle Family_ | unknownSingle Family_FALSE
Water_00005552 | SITE_00601 | Room_00011756 | Bathroom_2 | Bathroom | Shower | 4.0578 | 4.0578 |  | 4.3 |  | Primary | Daily / Almost Daily | N/A | Bag | 0.8492 |  | 3.652 |  | OR | Single Family | Shower | 1120 | 1362.08 | Single Family | TRUE | FALSE | TRUE | TRUE | TRUE | 5527.018 | 4974.3162 | Single Family_TRUE | Single Family_FALSE | Single Family_TRUE | Single Family_TRUE | Single Family_TRUE | gt2.5gpm | gt2.5gpmSingle Family_TRUE | gt2.5gpmSingle Family_TRUE
Water_00005553 | SITE_00601 | Room_00011761 | Bathroom_3 | Bathroom | Bathroom Faucet | 2.2 | 2.2111 | 2.2 | 2.5 |  | N/A | N/A | N/A | Bag | 0.796 |  | 1.99 |  | OR | Single Family | Bathroom Faucet | 1120 | 1362.08 | Single Family | FALSE | FALSE |  |  |  | 2996.576 | 2710.5392 | Single Family_FALSE | Single Family_FALSE | Single Family_ | Single Family_ | Single Family_ | unknown | unknownSingle Family_ | unknownSingle Family_FALSE
Water_00005554 | SITE_00601 | Room_00011761 | Bathroom_3 | Bathroom | Shower / Bathtub combo with diverter valve | unknown |  |  |  | Unknown | Secondary | A few times per year | Being used as storage now. Unable to measure | Bag | 0.8492 |  |  | Unknown | OR | Single Family | Shower | 1120 | 1362.08 | Single Family | TRUE | TRUE | FALSE | FALSE | FALSE | 0 | 0 | Single Family_TRUE | Single Family_TRUE | Single Family_FALSE | Single Family_FALSE | Single Family_FALSE | unknown | unknownSingle Family_FALSE | unknownSingle Family_TRUE
Water_00005555 | SITE_00602 | Room_00011764 | Kitchen_1 | Kitchen | Kitchen Faucet | unknown |  |  | 1.5 |  | N/A | N/A | N/A | Unknown |  | N/A |  | N/A | OR | Single Family | Kitchen Faucet | 1121 | 1362.08 | Single Family | FALSE | FALSE |  |  |  | 0 | 0 | Single Family_FALSE | Single Family_FALSE | Single Family_ | Single Family_ | Single Family_ | unknown | unknownSingle Family_ | unknownSingle Family_FALSE
Water_00005556 | SITE_00602 | Room_00011770 | Bathroom_6 | Bathroom | Bathroom Faucet | 4.4222 | 4.4222 |  | 5 |  | N/A | N/A | N/A | Bag | 0.796 |  | 3.98 |  | OR | Single Family | Bathroom Faucet | 1121 | 1362.08 | Single Family | FALSE | FALSE |  |  |  | 6023.4204 | 5421.0784 | Single Family_FALSE | Single Family_FALSE | Single Family_ | Single Family_ | Single Family_ | unknown | unknownSingle Family_ | unknownSingle Family_FALSE
Water_00005557 | SITE_00602 | Room_00011772 | Bathroom_7 | Bathroom | Bathroom Faucet | 2.2111 | 2.2111 |  | 2.5 |  | N/A | N/A | N/A | Bag | 0.796 |  | 1.99 |  | OR | Single Family | Bathroom Faucet | 1121 | 1362.08 | Single Family | FALSE | FALSE |  |  |  | 3011.7102 | 2710.5392 | Single Family_FALSE | Single Family_FALSE | Single Family_ | Single Family_ | Single Family_ | unknown | unknownSingle Family_ | unknownSingle Family_FALSE
Water_00005558 | SITE_00602 | Room_00011772 | Bathroom_7 | Bathroom | Shower / Bathtub combo with diverter valve | unknown |  |  |  | Unknown | Primary | Daily / Almost Daily | Unable to fit bag over large rain showerhead | Bag | 0.8492 |  |  | Unknown | OR | Single Family | Shower | 1121 | 1362.08 | Single Family | TRUE | TRUE | FALSE | FALSE | FALSE | 0 | 0 | Single Family_TRUE | Single Family_TRUE | Single Family_FALSE | Single Family_FALSE | Single Family_FALSE | unknown | unknownSingle Family_FALSE | unknownSingle Family_TRUE
Water_00005559 | SITE_00614 | Room_00011916 | Bathroom_1 | Bathroom | Bathroom Faucet | 2.2 | 2.2111 | 2.2 | 2.5 |  | N/A | N/A | N/A | Bag | 0.796 |  | 1.99 |  | OR | Single Family | Bathroom Faucet | 1133 | 1362.08 | Single Family | FALSE | FALSE |  |  |  | 2996.576 | 2710.5392 | Single Family_FALSE | Single Family_FALSE | Single Family_ | Single Family_ | Single Family_ | unknown | unknownSingle Family_ | unknownSingle Family_FALSE
Water_00005560 | SITE_00614 | Room_00011916 | Bathroom_1 | Bathroom | Shower | 1.8 | 2.3589 | 1.8 | 2.5 |  | All used about the same | Daily / Almost Daily | N/A | Bag | 0.8492 |  | 2.123 |  | OR | Single Family | Shower | 1133 | 1362.08 | Single Family | TRUE | FALSE | TRUE | TRUE | TRUE | 2451.744 | 2891.6958 | Single Family_TRUE | Single Family_FALSE | Single Family_TRUE | Single Family_TRUE | Single Family_TRUE | 1.8gpm | 1.8gpmSingle Family_TRUE | 1.8gpmSingle Family_TRUE
Water_00005561 | SITE_00614 | Room_00011920 | Bathroom_3 | Bathroom | Bathroom Faucet | 2.2 | 2.2111 | 2.2 | 2.5 |  | N/A | N/A | N/A | Bag | 0.796 |  | 1.99 |  | OR | Single Family | Bathroom Faucet | 1133 | 1362.08 | Single Family | FALSE | FALSE |  |  |  | 2996.576 | 2710.5392 | Single Family_FALSE | Single Family_FALSE | Single Family_ | Single Family_ | Single Family_ | unknown | unknownSingle Family_ | unknownSingle Family_FALSE
Water_00005562 | SITE_00614 | Room_00011920 | Bathroom_3 | Bathroom | Shower / Bathtub combo with diverter valve | 1.8 | 2.3589 | 1.8 | 2.5 |  | All used about the same | Daily / Almost Daily | N/A | Bag | 0.8492 |  | 2.123 |  | OR | Single Family | Shower | 1133 | 1362.08 | Single Family | TRUE | TRUE | TRUE | TRUE | TRUE | 2451.744 | 2891.6958 | Single Family_TRUE | Single Family_TRUE | Single Family_TRUE | Single Family_TRUE | Single Family_TRUE | 1.8gpm | 1.8gpmSingle Family_TRUE | 1.8gpmSingle Family_TRUE
Water_00005563 | SITE_00614 | Room_00011922 | Kitchen_1 | Kitchen | Bathroom Faucet | 2.2 | 2.2111 | 2.2 | 2.5 |  | N/A | N/A | N/A | Bag | 0.796 |  | 1.99 |  | OR | Single Family | Bathroom Faucet | 1133 | 1362.08 | Single Family | FALSE | FALSE |  |  |  | 2996.576 | 2710.5392 | Single Family_FALSE | Single Family_FALSE | Single Family_ | Single Family_ | Single Family_ | unknown | unknownSingle Family_ | unknownSingle Family_FALSE
Water_00005564 | SITE_00625 | Room_00012079 | Bathroom_1 | Bathroom | Bathroom Faucet | 1.7689 | 1.7689 |  | 2 |  | N/A | N/A | N/A | Bag | 0.796 |  | 1.592 |  | OR | Manufactured | Bathroom Faucet | 1144 | 1135.4 | Manufactured | FALSE | FALSE |  |  |  | 2008.3964 | 1807.5568 | Manufactured_FALSE | Manufactured_FALSE | Manufactured_ | Manufactured_ | Manufactured_ | unknown | unknownManufactured_ | unknownManufactured_FALSE
Water_00005565 | SITE_00625 | Room_00012079 | Bathroom_1 | Bathroom | Bathroom Faucet | 2.2111 | 2.2111 |  | 2.5 |  | N/A | N/A | N/A | Bag | 0.796 |  | 1.99 |  | OR | Manufactured | Bathroom Faucet | 1144 | 1135.4 | Manufactured | FALSE | FALSE |  |  |  | 2510.4956 | 2259.446 | Manufactured_FALSE | Manufactured_FALSE | Manufactured_ | Manufactured_ | Manufactured_ | unknown | unknownManufactured_ | unknownManufactured_FALSE
Water_00005566 | SITE_00625 | Room_00012079 | Bathroom_1 | Bathroom | Shower | 3.3022 | 3.3022 |  | 3.5 |  | Primary | Daily / Almost Daily | N/A | Bag | 0.8492 |  | 2.972 |  | OR | Manufactured | Shower | 1144 | 1135.4 | Manufactured | TRUE | FALSE | TRUE | TRUE | TRUE | 3749.3431 | 3374.4088 | Manufactured_TRUE | Manufactured_FALSE | Manufactured_TRUE | Manufactured_TRUE | Manufactured_TRUE | gt2.5gpm | gt2.5gpmManufactured_TRUE | gt2.5gpmManufactured_TRUE
Water_00005567 | SITE_00625 | Room_00012083 | Bathroom_2 | Bathroom | Bathroom Faucet | 1.5 | 1.9456 | 1.5 | 2.2 |  | N/A | N/A | N/A | Bag | 0.796 |  | 1.751 |  | OR | Manufactured | Bathroom Faucet | 1144 | 1135.4 | Manufactured | FALSE | FALSE |  |  |  | 1703.1 | 1988.0854 | Manufactured_FALSE | Manufactured_FALSE | Manufactured_ | Manufactured_ | Manufactured_ | unknown | unknownManufactured_ | unknownManufactured_FALSE
Water_00005568 | SITE_00625 | Room_00012083 | Bathroom_2 | Bathroom | Shower / Bathtub combo with diverter valve | 2.5 | 2.4533 | 2.5 | 2.6 |  | Secondary | Daily / Almost Daily | N/A | Bag | 0.8492 |  | 2.208 |  | OR | Manufactured | Shower | 1144 | 1135.4 | Manufactured | TRUE | TRUE | TRUE | TRUE | TRUE | 2838.5 | 2506.9632 | Manufactured_TRUE | Manufactured_TRUE | Manufactured_TRUE | Manufactured_TRUE | Manufactured_TRUE | 2.5gpm | 2.5gpmManufactured_TRUE | 2.5gpmManufactured_TRUE
Water_00005569 | SITE_00625 | Room_00012085 | Kitchen_1 | Kitchen | Kitchen Faucet | 2.2111 | 2.2111 |  | 2.5 |  | N/A | N/A | N/A | Bag | 0.796 |  | 1.99 |  | OR | Manufactured | Kitchen Faucet | 1144 | 1135.4 | Manufactured | FALSE | FALSE |  |  |  | 2510.4956 | 2259.446 | Manufactured_FALSE | Manufactured_FALSE | Manufactured_ | Manufactured_ | Manufactured_ | unknown | unknownManufactured_ | unknownManufactured_FALSE
Water_00005570 | SITE_00636 | Room_00012202 | Kitchen_1 | Kitchen | Kitchen Faucet | 1.8 | 2.2111 | 1.8 | 2.5 |  | N/A | N/A | N/A | Bag | 0.796 |  | 1.99 |  | OR | Single Family | Kitchen Faucet | 1155 | 2348.97 | Single Family | FALSE | FALSE |  |  |  | 4228.146 | 4674.4503 | Single Family_FALSE | Single Family_FALSE | Single Family_ | Single Family_ | Single Family_ | unknown | unknownSingle Family_ | unknownSingle Family_FALSE
Water_00005571 | SITE_00636 | Room_00012206 | Bathroom_1 | Bathroom | Bathroom Faucet | 2.2 | 1.7689 | 2.2 | 2 |  | N/A | N/A | N/A | Bag | 0.796 |  | 1.592 |  | OR | Single Family | Bathroom Faucet | 1155 | 2348.97 | Single Family | FALSE | FALSE |  |  |  | 5167.734 | 3739.5602 | Single Family_FALSE | Single Family_FALSE | Single Family_ | Single Family_ | Single Family_ | unknown | unknownSingle Family_ | unknownSingle Family_FALSE
Water_00005572 | SITE_00636 | Room_00012206 | Bathroom_1 | Bathroom | Shower / Bathtub combo with diverter valve | unknown |  |  |  | Unknown | Secondary | A few times per year | Cant fit bag around showerhead | Bag | 0.8492 |  |  | Unknown | OR | Single Family | Shower | 1155 | 2348.97 | Single Family | TRUE | TRUE | FALSE | FALSE | FALSE | 0 | 0 | Single Family_TRUE | Single Family_TRUE | Single Family_FALSE | Single Family_FALSE | Single Family_FALSE | unknown | unknownSingle Family_FALSE | unknownSingle Family_TRUE
Water_00005573 | SITE_00636 | Room_00012210 | Bathroom_2 | Bathroom | Bathroom Faucet | 2.2 | 2.6533 | 2.2 | 3 |  | N/A | N/A | N/A | Bag | 0.796 |  | 2.388 |  | OR | Single Family | Bathroom Faucet | 1155 | 2348.97 | Single Family | FALSE | FALSE |  |  |  | 5167.734 | 5609.3404 | Single Family_FALSE | Single Family_FALSE | Single Family_ | Single Family_ | Single Family_ | unknown | unknownSingle Family_ | unknownSingle Family_FALSE
Water_00005574 | SITE_00636 | Room_00012210 | Bathroom_2 | Bathroom | Bathroom Faucet | 2.2 | 2.6533 | 2.2 | 3 |  | N/A | N/A | N/A | Bag | 0.796 |  | 2.388 |  | OR | Single Family | Bathroom Faucet | 1155 | 2348.97 | Single Family | FALSE | FALSE |  |  |  | 5167.734 | 5609.3404 | Single Family_FALSE | Single Family_FALSE | Single Family_ | Single Family_ | Single Family_ | unknown | unknownSingle Family_ | unknownSingle Family_FALSE
Water_00005575 | SITE_00636 | Room_00012210 | Bathroom_2 | Bathroom | Shower / Bathtub combo with diverter valve | 2.5478 | 2.5478 |  | 2.7 |  | Primary | Daily / Almost Daily | N/A | Bag | 0.8492 |  | 2.293 |  | OR | Single Family | Shower | 1155 | 2348.97 | Single Family | TRUE | TRUE | TRUE | TRUE | TRUE | 5984.6536 | 5386.1882 | Single Family_TRUE | Single Family_TRUE | Single Family_TRUE | Single Family_TRUE | Single Family_TRUE | gt2.5gpm | gt2.5gpmSingle Family_TRUE | gt2.5gpmSingle Family_TRUE
Water_00005576 | SITE_00638 | Room_00012230 | Kitchen_1 | Kitchen | Kitchen Faucet | 2.2 | 2.6533 | 2.2 | 3 |  | N/A | N/A | N/A | Bag | 0.796 |  | 2.388 |  | OR | Single Family | Kitchen Faucet | 1157 | 1362.08 | Single Family | FALSE | FALSE |  |  |  | 2996.576 | 3252.647 | Single Family_FALSE | Single Family_FALSE | Single Family_ | Single Family_ | Single Family_ | unknown | unknownSingle Family_ | unknownSingle Family_FALSE
Water_00005577 | SITE_00638 | Room_00012231 | Laundry_1 | Laundry | Kitchen Faucet | 2 |  | 2 |  | Unknown | N/A | N/A | N/A | Bag | 0.796 |  |  | Unknown | OR | Single Family | Kitchen Faucet | 1157 | 1362.08 | Single Family | FALSE | FALSE |  |  |  | 2724.16 | 0 | Single Family_FALSE | Single Family_FALSE | Single Family_ | Single Family_ | Single Family_ | unknown | unknownSingle Family_ | unknownSingle Family_FALSE
Water_00005578 | SITE_00638 | Room_00012235 | Bathroom_1 | Bathroom | Bathroom Faucet | 2.2 | 2.6533 | 2.2 | 3 |  | N/A | N/A | N/A | Bag | 0.796 |  | 2.388 |  | OR | Single Family | Bathroom Faucet | 1157 | 1362.08 | Single Family | FALSE | FALSE |  |  |  | 2996.576 | 3252.647 | Single Family_FALSE | Single Family_FALSE | Single Family_ | Single Family_ | Single Family_ | unknown | unknownSingle Family_ | unknownSingle Family_FALSE
Water_00005579 | SITE_00638 | Room_00012235 | Bathroom_1 | Bathroom | Shower / Bathtub combo with diverter valve | 2.5 | 3.1133 | 2.5 | 3.3 |  | Secondary | A few times per year | N/A | Bag | 0.8492 |  | 2.802 |  | OR | Single Family | Shower | 1157 | 1362.08 | Single Family | TRUE | TRUE | TRUE | TRUE | TRUE | 3405.2 | 3816.5482 | Single Family_TRUE | Single Family_TRUE | Single Family_TRUE | Single Family_TRUE | Single Family_TRUE | 2.5gpm | 2.5gpmSingle Family_TRUE | 2.5gpmSingle Family_TRUE
Water_00005580 | SITE_00638 | Room_00012242 | Bathroom_2 | Bathroom | Bathroom Faucet | 2.2 | 2.6533 | 2.2 | 3 |  | N/A | N/A | N/A | Bag | 0.796 |  | 2.388 |  | OR | Single Family | Bathroom Faucet | 1157 | 1362.08 | Single Family | FALSE | FALSE |  |  |  | 2996.576 | 3252.647 | Single Family_FALSE | Single Family_FALSE | Single Family_ | Single Family_ | Single Family_ | unknown | unknownSingle Family_ | unknownSingle Family_FALSE
Water_00005581 | SITE_00638 | Room_00012242 | Bathroom_2 | Bathroom | Shower | 2.5 | 2.17 | 2.5 | 2.3 |  | Primary | Daily / Almost Daily | N/A | Bag | 0.8492 |  | 1.953 |  | OR | Single Family | Shower | 1157 | 1362.08 | Single Family | TRUE | FALSE | TRUE | TRUE | TRUE | 3405.2 | 2660.1422 | Single Family_TRUE | Single Family_FALSE | Single Family_TRUE | Single Family_TRUE | Single Family_TRUE | 2.5gpm | 2.5gpmSingle Family_TRUE | 2.5gpmSingle Family_TRUE
Water_00005582 | SITE_00639 | Room_00012244 | Kitchen_1 | Kitchen | Kitchen Faucet | 1.8 | 2.6533 | 1.8 | 3 |  | N/A | N/A | N/A | Bag | 0.796 |  | 2.388 |  | OR | Single Family | Kitchen Faucet | 1158 | 1362.08 | Single Family | FALSE | FALSE |  |  |  | 2451.744 | 3252.647 | Single Family_FALSE | Single Family_FALSE | Single Family_ | Single Family_ | Single Family_ | unknown | unknownSingle Family_ | unknownSingle Family_FALSE
Water_00005583 | SITE_00639 | Room_00012248 | Bathroom_1 | Bathroom | Bathroom Faucet | 1.5 | 1.7689 | 1.5 | 2 |  | N/A | N/A | N/A | Bag | 0.796 |  | 1.592 |  | OR | Single Family | Bathroom Faucet | 1158 | 1362.08 | Single Family | FALSE | FALSE |  |  |  | 2043.12 | 2168.4314 | Single Family_FALSE | Single Family_FALSE | Single Family_ | Single Family_ | Single Family_ | unknown | unknownSingle Family_ | unknownSingle Family_FALSE
Water_00005584 | SITE_00639 | Room_00012248 | Bathroom_1 | Bathroom | Shower / Bathtub combo with diverter valve | 2 |  | 2 |  | Unknown | Primary | Daily / Almost Daily | Waterfall head too big to measure | Bag | 0.8492 |  |  | Unknown | OR | Single Family | Shower | 1158 | 1362.08 | Single Family | TRUE | TRUE | TRUE | FALSE | FALSE | 2724.16 | 0 | Single Family_TRUE | Single Family_TRUE | Single Family_TRUE | Single Family_FALSE | Single Family_FALSE | unknown | unknownSingle Family_FALSE | unknownSingle Family_TRUE
Water_00005585 | SITE_00639 | Room_00012248 | Bathroom_1 | Bathroom | Bathroom Faucet | 1.5 | 1.7689 | 1.5 | 2 |  | N/A | N/A | N/A | Bag | 0.796 |  | 1.592 |  | OR | Single Family | Bathroom Faucet | 1158 | 1362.08 | Single Family | FALSE | FALSE |  |  |  | 2043.12 | 2168.4314 | Single Family_FALSE | Single Family_FALSE | Single Family_ | Single Family_ | Single Family_ | unknown | unknownSingle Family_ | unknownSingle Family_FALSE
Water_00005586 | SITE_00640 | Room_00012257 | Bathroom_1 | Bathroom | Bathroom Faucet | 1.3267 | 1.3267 |  | 1.5 |  | N/A | N/A | N/A | Bag | 0.796 |  | 1.194 |  | OR | Single Family | Bathroom Faucet | 1159 | 1362.08 | Single Family | FALSE | FALSE |  |  |  | 1807.0261 | 1626.3235 | Single Family_FALSE | Single Family_FALSE | Single Family_ | Single Family_ | Single Family_ | unknown | unknownSingle Family_ | unknownSingle Family_FALSE
Water_00005587 | SITE_00640 | Room_00012257 | Bathroom_1 | Bathroom | Shower / Bathtub combo with diverter valve | 2 | 2.3589 | 2 | 2.5 |  | Secondary | A few times per month | N/A | Bag | 0.8492 |  | 2.123 |  | OR | Single Family | Shower | 1159 | 1362.08 | Single Family | TRUE | TRUE | TRUE | TRUE | TRUE | 2724.16 | 2891.6958 | Single Family_TRUE | Single Family_TRUE | Single Family_TRUE | Single Family_TRUE | Single Family_TRUE | 2.0gpm | 2.0gpmSingle Family_TRUE | 2.0gpmSingle Family_TRUE
Water_00005588 | SITE_00640 | Room_00012261 | Kitchen_1 | Kitchen | Kitchen Faucet | 1.3267 | 1.3267 |  | 1.5 |  | N/A | N/A | N/A | Bag | 0.796 |  | 1.194 |  | OR | Single Family | Kitchen Faucet | 1159 | 1362.08 | Single Family | FALSE | FALSE |  |  |  | 1807.0261 | 1626.3235 | Single Family_FALSE | Single Family_FALSE | Single Family_ | Single Family_ | Single Family_ | unknown | unknownSingle Family_ | unknownSingle Family_FALSE
Water_00005589 | SITE_00640 | Room_00012263 | Bathroom_2 | Bathroom | Bathroom Faucet | 1.3267 | 1.3267 |  | 1.5 |  | N/A | N/A | N/A | Bag | 0.796 |  | 1.194 |  | OR | Single Family | Bathroom Faucet | 1159 | 1362.08 | Single Family | FALSE | FALSE |  |  |  | 1807.0261 | 1626.3235 | Single Family_FALSE | Single Family_FALSE | Single Family_ | Single Family_ | Single Family_ | unknown | unknownSingle Family_ | unknownSingle Family_FALSE
Water_00005590 | SITE_00640 | Room_00012263 | Bathroom_2 | Bathroom | Bathroom Faucet | 1.5922 | 1.5922 |  | 1.8 |  | N/A | N/A | N/A | Bag | 0.796 |  | 1.433 |  | OR | Single Family | Bathroom Faucet | 1159 | 1362.08 | Single Family | FALSE | FALSE |  |  |  | 2168.734 | 1951.8606 | Single Family_FALSE | Single Family_FALSE | Single Family_ | Single Family_ | Single Family_ | unknown | unknownSingle Family_ | unknownSingle Family_FALSE
Water_00005591 | SITE_00640 | Room_00012263 | Bathroom_2 | Bathroom | Shower / Bathtub combo with diverter valve | 2.8311 | 2.8311 |  | 3 |  | Primary | Daily / Almost Daily | N/A | Bag | 0.8492 |  | 2.548 |  | OR | Single Family | Shower | 1159 | 1362.08 | Single Family | TRUE | TRUE | TRUE | TRUE | TRUE | 3856.1998 | 3470.5798 | Single Family_TRUE | Single Family_TRUE | Single Family_TRUE | Single Family_TRUE | Single Family_TRUE | gt2.5gpm | gt2.5gpmSingle Family_TRUE | gt2.5gpmSingle Family_TRUE
Water_00005592 | SITE_00644 | Room_00012306 | Kitchen_1 | Kitchen | Kitchen Faucet | 2.2 | 1.3267 | 2.2 | 1.5 |  | N/A | N/A | N/A | Bag | 0.796 |  | 1.194 |  | OR | Single Family | Kitchen Faucet | 1163 | 1362.08 | Single Family | FALSE | FALSE |  |  |  | 2996.576 | 1626.3235 | Single Family_FALSE | Single Family_FALSE | Single Family_ | Single Family_ | Single Family_ | unknown | unknownSingle Family_ | unknownSingle Family_FALSE
Water_00005593 | SITE_00644 | Room_00012310 | Bathroom_1 | Bathroom | Bathroom Faucet | 1.5 | 2.2111 | 1.5 | 2.5 |  | N/A | N/A | N/A | Bag | 0.796 |  | 1.99 |  | OR | Single Family | Bathroom Faucet | 1163 | 1362.08 | Single Family | FALSE | FALSE |  |  |  | 2043.12 | 2710.5392 | Single Family_FALSE | Single Family_FALSE | Single Family_ | Single Family_ | Single Family_ | unknown | unknownSingle Family_ | unknownSingle Family_FALSE
Water_00005594 | SITE_00644 | Room_00012310 | Bathroom_1 | Bathroom | Shower / Bathtub combo with diverter valve | 2 | 2.3589 | 2 | 2.5 |  | Primary | Daily / Almost Daily | N/A | Bag | 0.8492 |  | 2.123 |  | OR | Single Family | Shower | 1163 | 1362.08 | Single Family | TRUE | TRUE | TRUE | TRUE | TRUE | 2724.16 | 2891.6958 | Single Family_TRUE | Single Family_TRUE | Single Family_TRUE | Single Family_TRUE | Single Family_TRUE | 2.0gpm | 2.0gpmSingle Family_TRUE | 2.0gpmSingle Family_TRUE
Water_00005595 | SITE_00644 | Room_00012311 | Bathroom_2 | Bathroom | Shower | 2 | 2.8311 | 2 | 3 |  | Secondary | Daily / Almost Daily | N/A | Bag | 0.8492 |  | 2.548 |  | OR | Single Family | Shower | 1163 | 1362.08 | Single Family | TRUE | FALSE | TRUE | TRUE | TRUE | 2724.16 | 3470.5798 | Single Family_TRUE | Single Family_FALSE | Single Family_TRUE | Single Family_TRUE | Single Family_TRUE | 2.0gpm | 2.0gpmSingle Family_TRUE | 2.0gpmSingle Family_TRUE
Water_00005596 | SITE_00693 | Room_00012835 | Bathroom_1 | Bathroom | Bathroom Faucet | 2 | 2.0344 | 2 | 2.3 |  | N/A | N/A | N/A | Bag | 0.796 |  | 1.831 |  | WA | Single Family | Bathroom Faucet | 1212 | 3805.5 | Single Family | FALSE | FALSE |  |  |  | 7611 | 6967.8705 | Single Family_FALSE | Single Family_FALSE | Single Family_ | Single Family_ | Single Family_ | unknown | unknownSingle Family_ | unknownSingle Family_FALSE
Water_00005597 | SITE_00693 | Room_00012837 | Kitchen_1 | Kitchen | Kitchen Faucet | 2.7422 | 2.7422 |  | 3.1 |  | N/A | N/A | N/A | Bag | 0.796 |  | 2.468 |  | WA | Single Family | Kitchen Faucet | 1212 | 3805.5 | Single Family | FALSE | FALSE |  |  |  | 10435.5267 | 9391.974 | Single Family_FALSE | Single Family_FALSE | Single Family_ | Single Family_ | Single Family_ | unknown | unknownSingle Family_ | unknownSingle Family_FALSE
Water_00005598 | SITE_00693 | Room_00012842 | Bathroom_2 | Bathroom | Shower | 3.3022 | 3.3022 |  | 3.5 |  | Primary | Daily / Almost Daily | N/A | Bag | 0.8492 |  | 2.972 |  | WA | Single Family | Shower | 1212 | 3805.5 | Single Family | TRUE | FALSE | TRUE | TRUE | TRUE | 12566.6067 | 11309.946 | Single Family_TRUE | Single Family_FALSE | Single Family_TRUE | Single Family_TRUE | Single Family_TRUE | gt2.5gpm | gt2.5gpmSingle Family_TRUE | gt2.5gpmSingle Family_TRUE
Water_00005599 | SITE_00693 | Room_00012842 | Bathroom_2 | Bathroom | Bathroom Faucet | 2 | 2.3 | 2 | 2.6 |  | N/A | N/A | N/A | Bag | 0.796 |  | 2.07 |  | WA | Single Family | Bathroom Faucet | 1212 | 3805.5 | Single Family | FALSE | FALSE |  |  |  | 7611 | 7877.385 | Single Family_FALSE | Single Family_FALSE | Single Family_ | Single Family_ | Single Family_ | unknown | unknownSingle Family_ | unknownSingle Family_FALSE
Water_00005600 | SITE_00693 | Room_00012842 | Bathroom_2 | Bathroom | Bathtub | unknown |  |  |  | N/A | N/A | N/A | N/A | Unknown |  | N/A |  | N/A | WA | Single Family | Bathtub | 1212 | 3805.5 | Single Family | FALSE | FALSE |  |  |  | 0 | 0 | Single Family_FALSE | Single Family_FALSE | Single Family_ | Single Family_ | Single Family_ | unknown | unknownSingle Family_ | unknownSingle Family_FALSE
Water_00005601 | SITE_00693 | Room_00012845 | Bathroom_3 | Bathroom | Bathroom Faucet | 2 | 2.6533 | 2 | 3 |  | N/A | N/A | N/A | Bag | 0.796 |  | 2.388 |  | WA | Single Family | Bathroom Faucet | 1212 | 3805.5 | Single Family | FALSE | FALSE |  |  |  | 7611 | 9087.534 | Single Family_FALSE | Single Family_FALSE | Single Family_ | Single Family_ | Single Family_ | unknown | unknownSingle Family_ | unknownSingle Family_FALSE
Water_00005602 | SITE_00693 | Room_00012845 | Bathroom_3 | Bathroom | Shower / Bathtub combo with diverter valve | 1.8867 | 1.8867 |  | 2 |  | Secondary | A few times per year | N/A | Bag | 0.8492 |  | 1.698 |  | WA | Single Family | Shower | 1212 | 3805.5 | Single Family | TRUE | TRUE | TRUE | TRUE | TRUE | 7179.71 | 6461.739 | Single Family_TRUE | Single Family_TRUE | Single Family_TRUE | Single Family_TRUE | Single Family_TRUE | 2.0gpm | 2.0gpmSingle Family_TRUE | 2.0gpmSingle Family_TRUE
Water_00005603 | SITE_01696 | Room_00020975 | Bathroom_6 | Bathroom | Bathroom Faucet | 2.2 | 1.9456 | 2.2 | 2.2 |  | N/A | N/A | N/A | Bag | 0.796 |  | 1.751 |  | WA | Manufactured | Bathroom Faucet | 2204 | 1313.97 | Manufactured | FALSE | FALSE |  |  |  | 2890.734 | 2300.7615 | Manufactured_FALSE | Manufactured_FALSE | Manufactured_ | Manufactured_ | Manufactured_ | unknown | unknownManufactured_ | unknownManufactured_FALSE
Water_00005604 | SITE_01696 | Room_00020975 | Bathroom_6 | Bathroom | Shower | 2.5 | 2.8311 | 2.5 | 3 |  | Never / rarely used | A few times per year | N/A | Bag | 0.8492 |  | 2.548 |  | WA | Manufactured | Shower | 2204 | 1313.97 | Manufactured | TRUE | FALSE | TRUE | TRUE | TRUE | 3284.925 | 3347.9956 | Manufactured_TRUE | Manufactured_FALSE | Manufactured_TRUE | Manufactured_TRUE | Manufactured_TRUE | 2.5gpm | 2.5gpmManufactured_TRUE | 2.5gpmManufactured_TRUE
Water_00005605 | SITE_01696 | Room_00020980 | Kitchen_1 | Kitchen | Kitchen Faucet | 1.8 | 1.9456 | 1.8 | 2.2 |  | N/A | N/A | N/A | Bag | 0.796 |  | 1.751 |  | WA | Manufactured | Kitchen Faucet | 2204 | 1313.97 | Manufactured | FALSE | FALSE |  |  |  | 2365.146 | 2300.7615 | Manufactured_FALSE | Manufactured_FALSE | Manufactured_ | Manufactured_ | Manufactured_ | unknown | unknownManufactured_ | unknownManufactured_FALSE
Water_00005606 | SITE_01696 | Room_00020986 | Bathroom_1 | Bathroom | Bathroom Faucet | 2.2 | 2.6533 | 2.2 | 3 |  | N/A | N/A | N/A | Bag | 0.796 |  | 2.388 |  | WA | Manufactured | Bathroom Faucet | 2204 | 1313.97 | Manufactured | FALSE | FALSE |  |  |  | 2890.734 | 3137.7604 | Manufactured_FALSE | Manufactured_FALSE | Manufactured_ | Manufactured_ | Manufactured_ | unknown | unknownManufactured_ | unknownManufactured_FALSE
Water_00005607 | SITE_01696 | Room_00020986 | Bathroom_1 | Bathroom | Bathroom Faucet | 2.2 | 2.2111 | 2.2 | 2.5 |  | N/A | N/A | N/A | Bag | 0.796 |  | 1.99 |  | WA | Manufactured | Bathroom Faucet | 2204 | 1313.97 | Manufactured | FALSE | FALSE |  |  |  | 2890.734 | 2614.8003 | Manufactured_FALSE | Manufactured_FALSE | Manufactured_ | Manufactured_ | Manufactured_ | unknown | unknownManufactured_ | unknownManufactured_FALSE
Water_00005608 | SITE_01696 | Room_00020986 | Bathroom_1 | Bathroom | Shower | unknown |  |  |  | Unknown | Primary | Daily / Almost Daily | Could not test, water came from two heads simultaneously | Bag | 0.8492 |  |  | Unknown | WA | Manufactured | Shower | 2204 | 1313.97 | Manufactured | TRUE | FALSE | FALSE | FALSE | FALSE | 0 | 0 | Manufactured_TRUE | Manufactured_FALSE | Manufactured_FALSE | Manufactured_FALSE | Manufactured_FALSE | unknown | unknownManufactured_FALSE | unknownManufactured_TRUE
Water_00005609 | SITE_01697 | Room_00020989 | Bathroom_6 | Bathroom | Bathroom Faucet | 1.7689 | 1.7689 |  | 2 |  | N/A | N/A | N/A | Bag | 0.796 |  | 1.592 |  | WA | Manufactured | Bathroom Faucet | 2205 | 1313.97 | Manufactured | FALSE | FALSE |  |  |  | 2324.2669 | 2091.8402 | Manufactured_FALSE | Manufactured_FALSE | Manufactured_ | Manufactured_ | Manufactured_ | unknown | unknownManufactured_ | unknownManufactured_FALSE
Water_00005610 | SITE_01697 | Room_00020989 | Bathroom_6 | Bathroom | Shower / Bathtub combo with diverter valve | 1.4156 | 1.4156 |  | 1.5 |  | Primary | Daily / Almost Daily | N/A | Bag | 0.8492 |  | 1.274 |  | WA | Manufactured | Shower | 2205 | 1313.97 | Manufactured | TRUE | TRUE | TRUE | TRUE | TRUE | 1859.9975 | 1673.9978 | Manufactured_TRUE | Manufactured_TRUE | Manufactured_TRUE | Manufactured_TRUE | Manufactured_TRUE | <1.5gpm | <1.5gpmManufactured_TRUE | <1.5gpmManufactured_TRUE
Water_00005611 | SITE_01697 | Room_00020994 | Kitchen_1 | Kitchen | Kitchen Faucet | 2.2 | 0.70778 | 2.2 | 0.8 |  | N/A | N/A | N/A | Bag | 0.796 |  | 0.637 |  | WA | Manufactured | Kitchen Faucet | 2205 | 1313.97 | Manufactured | FALSE | FALSE |  |  |  | 2890.734 | 836.9989 | Manufactured_FALSE | Manufactured_FALSE | Manufactured_ | Manufactured_ | Manufactured_ | unknown | unknownManufactured_ | unknownManufactured_FALSE
Water_00005612 | SITE_01699 | Room_00021011 | Bathroom_1 | Bathroom | Bathroom Faucet | 3.2722 | 3.2722 |  | 3.7 |  | N/A | N/A | N/A | Bag | 0.796 |  | 2.945 |  | WA | Manufactured | Bathroom Faucet | 2207 | 1313.97 | Manufactured | FALSE | FALSE |  |  |  | 4299.6018 | 3869.6417 | Manufactured_FALSE | Manufactured_FALSE | Manufactured_ | Manufactured_ | Manufactured_ | unknown | unknownManufactured_ | unknownManufactured_FALSE
Water_00005613 | SITE_01699 | Room_00021011 | Bathroom_1 | Bathroom | Shower / Bathtub combo with separate valve | 1.8867 | 1.8867 |  | 2 |  | Secondary | Daily / Almost Daily | N/A | Bag | 0.8492 |  | 1.698 |  | WA | Manufactured | Shower | 2207 | 1313.97 | Manufactured | TRUE | TRUE | TRUE | TRUE | TRUE | 2479.0234 | 2231.1211 | Manufactured_TRUE | Manufactured_TRUE | Manufactured_TRUE | Manufactured_TRUE | Manufactured_TRUE | 2.0gpm | 2.0gpmManufactured_TRUE | 2.0gpmManufactured_TRUE
Water_00005614 | SITE_01699 | Room_00021014 | Bathroom_2 | Bathroom | Bathroom Faucet | 2.0344 | 2.0344 |  | 2.3 |  | N/A | N/A | N/A | Bag | 0.796 |  | 1.831 |  | WA | Manufactured | Bathroom Faucet | 2207 | 1313.97 | Manufactured | FALSE | FALSE |  |  |  | 2673.199 | 2405.8791 | Manufactured_FALSE | Manufactured_FALSE | Manufactured_ | Manufactured_ | Manufactured_ | unknown | unknownManufactured_ | unknownManufactured_FALSE
Water_00005615 | SITE_01699 | Room_00021014 | Bathroom_2 | Bathroom | Shower | 2.17 | 2.17 |  | 2.3 |  | Primary | Daily / Almost Daily | N/A | Bag | 0.8492 |  | 1.953 |  | WA | Manufactured | Shower | 2207 | 1313.97 | Manufactured | TRUE | FALSE | TRUE | TRUE | TRUE | 2851.3149 | 2566.1834 | Manufactured_TRUE | Manufactured_FALSE | Manufactured_TRUE | Manufactured_TRUE | Manufactured_TRUE | 2.5gpm | 2.5gpmManufactured_TRUE | 2.5gpmManufactured_TRUE
Water_00005616 | SITE_01699 | Room_00021019 | Kitchen_1 | Kitchen | Kitchen Faucet | 2.2 | 1.4156 | 2.2 | 1.6 |  | N/A | N/A | N/A | Bag | 0.796 |  | 1.274 |  | WA | Manufactured | Kitchen Faucet | 2207 | 1313.97 | Manufactured | FALSE | FALSE |  |  |  | 2890.734 | 1673.9978 | Manufactured_FALSE | Manufactured_FALSE | Manufactured_ | Manufactured_ | Manufactured_ | unknown | unknownManufactured_ | unknownManufactured_FALSE
Water_00005617 | SITE_01770 | Room_00021657 | Bathroom_1 | Bathroom | Shower | 2.5 |  | 2.5 | 2.2 |  | Primary | A few times per week | N/A | Unknown |  | N/A |  | N/A | WA | Multifamily Residence | Shower | 2278 | 630.9 | Multifamily Residence | TRUE | FALSE | TRUE | FALSE | FALSE | 1577.25 | 0 | Multifamily Residence_TRUE | Multifamily Residence_FALSE | Multifamily Residence_TRUE | Multifamily Residence_FALSE | Multifamily Residence_FALSE | unknown | unknownMultifamily Residence_FALSE | unknownMultifamily Residence_TRUE
Water_00005618 | SITE_01770 | Room_00021657 | Bathroom_1 | Bathroom | Bathroom Faucet | unknown |  |  | 2.2 |  | N/A | N/A | N/A | Unknown |  | N/A |  | N/A | WA | Multifamily Residence | Bathroom Faucet | 2278 | 630.9 | Multifamily Residence | FALSE | FALSE |  |  |  | 0 | 0 | Multifamily Residence_FALSE | Multifamily Residence_FALSE | Multifamily Residence_ | Multifamily Residence_ | Multifamily Residence_ | unknown | unknownMultifamily Residence_ | unknownMultifamily Residence_FALSE
Water_00005619 | SITE_01770 | Room_00021659 | Kitchen_1 | Kitchen | Kitchen Faucet | 1.3267 | 1.3267 |  | 1.5 |  | N/A | N/A | N/A | Bag | 0.796 |  | 1.194 |  | WA | Multifamily Residence | Kitchen Faucet | 2278 | 630.9 | Multifamily Residence | FALSE | FALSE |  |  |  | 836.994 | 753.2946 | Multifamily Residence_FALSE | Multifamily Residence_FALSE | Multifamily Residence_ | Multifamily Residence_ | Multifamily Residence_ | unknown | unknownMultifamily Residence_ | unknownMultifamily Residence_FALSE
Water_00005620 | SITE_01773 | Room_00021674 | Kitchen_1 | Kitchen | Bathroom Faucet | unknown |  |  | 2 |  | N/A | N/A | N/A | Unknown |  | N/A |  | N/A | WA | Multifamily Residence | Bathroom Faucet | 2281 | 739.45 | Multifamily Residence | FALSE | FALSE |  |  |  | 0 | 0 | Multifamily Residence_FALSE | Multifamily Residence_FALSE | Multifamily Residence_ | Multifamily Residence_ | Multifamily Residence_ | unknown | unknownMultifamily Residence_ | unknownMultifamily Residence_FALSE
Water_00005621 | SITE_01773 | Room_00021676 | Bathroom_1 | Bathroom | Bathroom Faucet | 1.5 |  | 1.5 | 1.5 |  | N/A | N/A | N/A | Unknown |  | N/A |  | N/A | WA | Multifamily Residence | Bathroom Faucet | 2281 | 739.45 | Multifamily Residence | FALSE | FALSE |  |  |  | 1109.175 | 0 | Multifamily Residence_FALSE | Multifamily Residence_FALSE | Multifamily Residence_ | Multifamily Residence_ | Multifamily Residence_ | unknown | unknownMultifamily Residence_ | unknownMultifamily Residence_FALSE
Water_00005622 | SITE_01773 | Room_00021676 | Bathroom_1 | Bathroom | Shower / Bathtub combo with diverter valve | unknown |  |  | 2.5 |  | Primary | Daily / Almost Daily | N/A | Unknown |  | N/A |  | N/A | WA | Multifamily Residence | Shower | 2281 | 739.45 | Multifamily Residence | TRUE | TRUE | FALSE | FALSE | FALSE | 0 | 0 | Multifamily Residence_TRUE | Multifamily Residence_TRUE | Multifamily Residence_FALSE | Multifamily Residence_FALSE | Multifamily Residence_FALSE | unknown | unknownMultifamily Residence_FALSE | unknownMultifamily Residence_TRUE
Water_00005623 | SITE_01774 | Room_00021682 | Kitchen_1 | Kitchen | Kitchen Faucet | 2 | 1.7689 | 2 | 2 |  | N/A | N/A | N/A | Bag | 0.796 |  | 1.592 |  | WA | Multifamily Residence | Kitchen Faucet | 2282 | 739.45 | Multifamily Residence | FALSE | FALSE |  |  |  | 1478.9 | 1177.2044 | Multifamily Residence_FALSE | Multifamily Residence_FALSE | Multifamily Residence_ | Multifamily Residence_ | Multifamily Residence_ | unknown | unknownMultifamily Residence_ | unknownMultifamily Residence_FALSE
Water_00005624 | SITE_01774 | Room_00021683 | Bathroom_1 | Bathroom | Shower / Bathtub combo with diverter valve | unknown |  |  |  | Unknown | Unknown | A few times per year | N/A | Unknown |  | N/A |  | N/A | WA | Multifamily Residence | Shower | 2282 | 739.45 | Multifamily Residence | TRUE | TRUE | FALSE | FALSE | FALSE | 0 | 0 | Multifamily Residence_TRUE | Multifamily Residence_TRUE | Multifamily Residence_FALSE | Multifamily Residence_FALSE | Multifamily Residence_FALSE | unknown | unknownMultifamily Residence_FALSE | unknownMultifamily Residence_TRUE
Water_00005625 | SITE_01774 | Room_00021683 | Bathroom_1 | Bathroom | Bathroom Faucet | 2 |  | 2 |  | Unknown | N/A | N/A | N/A | Unknown |  | N/A |  | N/A | WA | Multifamily Residence | Bathroom Faucet | 2282 | 739.45 | Multifamily Residence | FALSE | FALSE |  |  |  | 1478.9 | 0 | Multifamily Residence_FALSE | Multifamily Residence_FALSE | Multifamily Residence_ | Multifamily Residence_ | Multifamily Residence_ | unknown | unknownMultifamily Residence_ | unknownMultifamily Residence_FALSE
Water_00005626 | SITE_01775 | Room_00021687 | Bathroom_1 | Bathroom | Bathroom Faucet | 2 | 1.15 | 2 | 1.3 |  | N/A | N/A | N/A | Bag | 0.796 |  | 1.035 |  | WA | Multifamily Residence | Bathroom Faucet | 2283 | 739.45 | Multifamily Residence | FALSE | FALSE |  |  |  | 1478.9 | 765.3307 | Multifamily Residence_FALSE | Multifamily Residence_FALSE | Multifamily Residence_ | Multifamily Residence_ | Multifamily Residence_ | unknown | unknownMultifamily Residence_ | unknownMultifamily Residence_FALSE
Water_00005627 | SITE_01775 | Room_00021687 | Bathroom_1 | Bathroom | Shower / Bathtub combo with diverter valve | 2.5478 | 2.5478 |  | 2.7 |  | Primary | Daily / Almost Daily | N/A | Bag | 0.8492 |  | 2.293 |  | WA | Multifamily Residence | Shower | 2283 | 739.45 | Multifamily Residence | TRUE | TRUE | TRUE | TRUE | TRUE | 1883.9543 | 1695.5589 | Multifamily Residence_TRUE | Multifamily Residence_TRUE | Multifamily Residence_TRUE | Multifamily Residence_TRUE | Multifamily Residence_TRUE | gt2.5gpm | gt2.5gpmMultifamily Residence_TRUE | gt2.5gpmMultifamily Residence_TRUE
Water_00005628 | SITE_01775 | Room_00021690 | Kitchen_1 | Kitchen | Kitchen Faucet | 1.5 | 1.7689 | 1.5 | 2 |  | N/A | N/A | N/A | Bag | 0.796 |  | 1.592 |  | WA | Multifamily Residence | Kitchen Faucet | 2283 | 739.45 | Multifamily Residence | FALSE | FALSE |  |  |  | 1109.175 | 1177.2044 | Multifamily Residence_FALSE | Multifamily Residence_FALSE | Multifamily Residence_ | Multifamily Residence_ | Multifamily Residence_ | unknown | unknownMultifamily Residence_ | unknownMultifamily Residence_FALSE
Water_00005629 | SITE_01778 | Room_00021703 | Kitchen_1 | Kitchen | Kitchen Faucet | 1.3267 | 1.3267 |  | 1.5 |  | N/A | N/A | N/A | Bag | 0.796 |  | 1.194 |  | WA | Multifamily Residence | Kitchen Faucet | 2286 | 739.45 | Multifamily Residence | FALSE | FALSE |  |  |  | 981.0037 | 882.9033 | Multifamily Residence_FALSE | Multifamily Residence_FALSE | Multifamily Residence_ | Multifamily Residence_ | Multifamily Residence_ | unknown | unknownMultifamily Residence_ | unknownMultifamily Residence_FALSE
Water_00005630 | SITE_01778 | Room_00021707 | Bathroom_1 | Bathroom | Shower / Bathtub combo with diverter valve | 9.4356 | 9.4356 |  | 10 |  | Primary | Daily / Almost Daily | Super high pressure | Bag | 0.8492 |  | 8.492 |  | WA | Multifamily Residence | Shower | 2286 | 739.45 | Multifamily Residence | TRUE | TRUE | TRUE | TRUE | TRUE | 6977.1216 | 6279.4094 | Multifamily Residence_TRUE | Multifamily Residence_TRUE | Multifamily Residence_TRUE | Multifamily Residence_TRUE | Multifamily Residence_TRUE | gt2.5gpm | gt2.5gpmMultifamily Residence_TRUE | gt2.5gpmMultifamily Residence_TRUE
Water_00005631 | SITE_01778 | Room_00021707 | Bathroom_1 | Bathroom | Bathroom Faucet | 2 | 2.2111 | 2 | 2.5 |  | N/A | N/A | N/A | Bag | 0.796 |  | 1.99 |  | WA | Multifamily Residence | Bathroom Faucet | 2286 | 739.45 | Multifamily Residence | FALSE | FALSE |  |  |  | 1478.9 | 1471.5055 | Multifamily Residence_FALSE | Multifamily Residence_FALSE | Multifamily Residence_ | Multifamily Residence_ | Multifamily Residence_ | unknown | unknownMultifamily Residence_ | unknownMultifamily Residence_FALSE
Water_00005632 | SITE_01779 | Room_00021711 | Kitchen_1 | Kitchen | Kitchen Faucet | 1.8 | 1.7689 | 1.8 | 2 |  | N/A | N/A | N/A | Bag | 0.796 |  | 1.592 |  | WA | Multifamily Residence | Kitchen Faucet | 2287 | 739.45 | Multifamily Residence | FALSE | FALSE |  |  |  | 1331.01 | 1177.2044 | Multifamily Residence_FALSE | Multifamily Residence_FALSE | Multifamily Residence_ | Multifamily Residence_ | Multifamily Residence_ | unknown | unknownMultifamily Residence_ | unknownMultifamily Residence_FALSE
Water_00005633 | SITE_01779 | Room_00021713 | Bathroom_1 | Bathroom | Bathroom Faucet | 2 | 2.2111 | 2 | 2.5 |  | N/A | N/A | N/A | Bag | 0.796 |  | 1.99 |  | WA | Multifamily Residence | Bathroom Faucet | 2287 | 739.45 | Multifamily Residence | FALSE | FALSE |  |  |  | 1478.9 | 1471.5055 | Multifamily Residence_FALSE | Multifamily Residence_FALSE | Multifamily Residence_ | Multifamily Residence_ | Multifamily Residence_ | unknown | unknownMultifamily Residence_ | unknownMultifamily Residence_FALSE
Water_00005634 | SITE_01779 | Room_00021713 | Bathroom_1 | Bathroom | Shower / Bathtub combo with diverter valve | 2.5 | 2.3589 | 2.5 | 2.5 |  | Primary | Daily / Almost Daily | N/A | Bag | 0.8492 |  | 2.123 |  | WA | Multifamily Residence | Shower | 2287 | 739.45 | Multifamily Residence | TRUE | TRUE | TRUE | TRUE | TRUE | 1848.625 | 1569.8524 | Multifamily Residence_TRUE | Multifamily Residence_TRUE | Multifamily Residence_TRUE | Multifamily Residence_TRUE | Multifamily Residence_TRUE | 2.5gpm | 2.5gpmMultifamily Residence_TRUE | 2.5gpmMultifamily Residence_TRUE
Water_00005635 | SITE_01782 | Room_00021735 | Kitchen_1 | Kitchen | Kitchen Faucet | 1.5 | 1.3267 | 1.5 | 1.5 |  | N/A | N/A | N/A | Bag | 0.796 |  | 1.194 |  | WA | Single Family | Kitchen Faucet | 2290 | 2986.36 | Single Family | FALSE | FALSE |  |  |  | 4479.54 | 3565.7138 | Single Family_FALSE | Single Family_FALSE | Single Family_ | Single Family_ | Single Family_ | unknown | unknownSingle Family_ | unknownSingle Family_FALSE
Water_00005636 | SITE_01782 | Room_00021740 | Bathroom_1 | Bathroom | Bathroom Faucet | 1.3267 | 1.3267 |  | 1.5 |  | N/A | N/A | N/A | Bag | 0.796 |  | 1.194 |  | WA | Single Family | Bathroom Faucet | 2290 | 2986.36 | Single Family | FALSE | FALSE |  |  |  | 3961.9043 | 3565.7138 | Single Family_FALSE | Single Family_FALSE | Single Family_ | Single Family_ | Single Family_ | unknown | unknownSingle Family_ | unknownSingle Family_FALSE
Water_00005637 | SITE_01782 | Room_00021740 | Bathroom_1 | Bathroom | Shower / Bathtub combo with diverter valve | 2.5478 | 2.5478 |  | 2.7 |  | Primary | Daily / Almost Daily | N/A | Bag | 0.8492 |  | 2.293 |  | WA | Single Family | Shower | 2290 | 2986.36 | Single Family | TRUE | TRUE | TRUE | TRUE | TRUE | 7608.5816 | 6847.7235 | Single Family_TRUE | Single Family_TRUE | Single Family_TRUE | Single Family_TRUE | Single Family_TRUE | gt2.5gpm | gt2.5gpmSingle Family_TRUE | gt2.5gpmSingle Family_TRUE
Water_00005638 | SITE_01783 | Room_00021744 | Bathroom_6 | Bathroom | Bathroom Faucet | 1.5 | 1.3267 | 1.5 | 1.5 |  | N/A | N/A | N/A | Bag | 0.796 |  | 1.194 |  | WA | Multifamily Residence | Bathroom Faucet | 2291 | 739.45 | Multifamily Residence | FALSE | FALSE |  |  |  | 1109.175 | 882.9033 | Multifamily Residence_FALSE | Multifamily Residence_FALSE | Multifamily Residence_ | Multifamily Residence_ | Multifamily Residence_ | unknown | unknownMultifamily Residence_ | unknownMultifamily Residence_FALSE
Water_00005639 | SITE_01783 | Room_00021744 | Bathroom_6 | Bathroom | Shower / Bathtub combo with diverter valve | 1.8 | 1.8867 | 1.8 | 2 |  | Primary | Daily / Almost Daily | N/A | Bag | 0.8492 |  | 1.698 |  | WA | Multifamily Residence | Shower | 2291 | 739.45 | Multifamily Residence | TRUE | TRUE | TRUE | TRUE | TRUE | 1331.01 | 1255.5861 | Multifamily Residence_TRUE | Multifamily Residence_TRUE | Multifamily Residence_TRUE | Multifamily Residence_TRUE | Multifamily Residence_TRUE | 1.8gpm | 1.8gpmMultifamily Residence_TRUE | 1.8gpmMultifamily Residence_TRUE
Water_00005640 | SITE_01783 | Room_00021749 | Kitchen_1 | Kitchen | Kitchen Faucet | 5.3067 | 5.3067 |  | 6 |  | N/A | N/A | N/A | Bag | 0.796 |  | 4.776 |  | WA | Multifamily Residence | Kitchen Faucet | 2291 | 739.45 | Multifamily Residence | FALSE | FALSE |  |  |  | 3924.0147 | 3531.6132 | Multifamily Residence_FALSE | Multifamily Residence_FALSE | Multifamily Residence_ | Multifamily Residence_ | Multifamily Residence_ | unknown | unknownMultifamily Residence_ | unknownMultifamily Residence_FALSE
Water_00005641 | SITE_01785 | Room_00021759 | Kitchen_1 | Kitchen | Kitchen Faucet | 1.5 | 1.3267 | 1.5 | 1.5 |  | N/A | N/A | N/A | Bag | 0.796 |  | 1.194 |  | WA | Multifamily Residence | Kitchen Faucet | 2293 | 739.45 | Multifamily Residence | FALSE | FALSE |  |  |  | 1109.175 | 882.9033 | Multifamily Residence_FALSE | Multifamily Residence_FALSE | Multifamily Residence_ | Multifamily Residence_ | Multifamily Residence_ | unknown | unknownMultifamily Residence_ | unknownMultifamily Residence_FALSE
Water_00005642 | SITE_01785 | Room_00021762 | Bathroom_1 | Bathroom | Bathroom Faucet | 1.8578 | 1.8578 |  | 2.1 |  | N/A | N/A | N/A | Bag | 0.796 |  | 1.672 |  | WA | Multifamily Residence | Bathroom Faucet | 2293 | 739.45 | Multifamily Residence | FALSE | FALSE |  |  |  | 1373.7338 | 1236.3604 | Multifamily Residence_FALSE | Multifamily Residence_FALSE | Multifamily Residence_ | Multifamily Residence_ | Multifamily Residence_ | unknown | unknownMultifamily Residence_ | unknownMultifamily Residence_FALSE
Water_00005643 | SITE_01785 | Room_00021762 | Bathroom_1 | Bathroom | Shower / Bathtub combo with diverter valve | 2.5 | 2.3589 | 2.5 | 2.5 |  | Primary | A few times per month | N/A | Bag | 0.8492 |  | 2.123 |  | WA | Multifamily Residence | Shower | 2293 | 739.45 | Multifamily Residence | TRUE | TRUE | TRUE | TRUE | TRUE | 1848.625 | 1569.8524 | Multifamily Residence_TRUE | Multifamily Residence_TRUE | Multifamily Residence_TRUE | Multifamily Residence_TRUE | Multifamily Residence_TRUE | 2.5gpm | 2.5gpmMultifamily Residence_TRUE | 2.5gpmMultifamily Residence_TRUE
Water_00005644 | SITE_01786 | Room_00021768 | Kitchen_1 | Kitchen | Kitchen Faucet | unknown |  |  | 1.8 |  | N/A | N/A | N/A | Unknown |  | N/A |  | N/A | WA | Multifamily Residence | Kitchen Faucet | 2294 | 739.45 | Multifamily Residence | FALSE | FALSE |  |  |  | 0 | 0 | Multifamily Residence_FALSE | Multifamily Residence_FALSE | Multifamily Residence_ | Multifamily Residence_ | Multifamily Residence_ | unknown | unknownMultifamily Residence_ | unknownMultifamily Residence_FALSE
Water_00005645 | SITE_01786 | Room_00021773 | Bathroom_1 | Bathroom | Bathroom Faucet | 1.3267 | 1.3267 |  | 1.5 |  | N/A | N/A | N/A | Bag | 0.796 |  | 1.194 |  | WA | Multifamily Residence | Bathroom Faucet | 2294 | 739.45 | Multifamily Residence | FALSE | FALSE |  |  |  | 981.0037 | 882.9033 | Multifamily Residence_FALSE | Multifamily Residence_FALSE | Multifamily Residence_ | Multifamily Residence_ | Multifamily Residence_ | unknown | unknownMultifamily Residence_ | unknownMultifamily Residence_FALSE
Water_00005646 | SITE_01786 | Room_00021773 | Bathroom_1 | Bathroom | Shower / Bathtub combo with diverter valve | 1.2422 | 1.2422 |  | 1.2 |  | Primary | Daily / Almost Daily | N/A | Weir | 0.932 |  | 1.118 |  | WA | Multifamily Residence | Shower | 2294 | 739.45 | Multifamily Residence | TRUE | TRUE | TRUE | TRUE | TRUE | 918.5612 | 826.7051 | Multifamily Residence_TRUE | Multifamily Residence_TRUE | Multifamily Residence_TRUE | Multifamily Residence_TRUE | Multifamily Residence_TRUE | <1.5gpm | <1.5gpmMultifamily Residence_TRUE | <1.5gpmMultifamily Residence_TRUE
Water_00005647 | SITE_01787 | Room_00021775 | Living Room_1 | Living Room | Bathroom Faucet | 2.2 | 1.9456 | 2.2 | 2.2 |  | N/A | N/A | N/A | Bag | 0.796 |  | 1.751 |  | WA | Single Family | Bathroom Faucet | 2295 | 2986.36 | Single Family | FALSE | FALSE |  |  |  | 6569.992 | 5229.1164 | Single Family_FALSE | Single Family_FALSE | Single Family_ | Single Family_ | Single Family_ | unknown | unknownSingle Family_ | unknownSingle Family_FALSE
Water_00005648 | SITE_01787 | Room_00021777 | Bathroom_1 | Bathroom | Bathroom Faucet | 1.9456 | 1.9456 |  | 2.2 |  | N/A | N/A | N/A | Bag | 0.796 |  | 1.751 |  | WA | Single Family | Bathroom Faucet | 2295 | 2986.36 | Single Family | FALSE | FALSE |  |  |  | 5810.1293 | 5229.1164 | Single Family_FALSE | Single Family_FALSE | Single Family_ | Single Family_ | Single Family_ | unknown | unknownSingle Family_ | unknownSingle Family_FALSE
Water_00005649 | SITE_01787 | Room_00021777 | Bathroom_1 | Bathroom | Shower / Bathtub combo with diverter valve | 2.5 | 2.0756 | 2.5 | 2.2 |  | Primary | A few times per week | N/A | Bag | 0.8492 |  | 1.868 |  | WA | Single Family | Shower | 2295 | 2986.36 | Single Family | TRUE | TRUE | TRUE | TRUE | TRUE | 7465.9 | 5578.5205 | Single Family_TRUE | Single Family_TRUE | Single Family_TRUE | Single Family_TRUE | Single Family_TRUE | 2.5gpm | 2.5gpmSingle Family_TRUE | 2.5gpmSingle Family_TRUE
Water_00005650 | SITE_01788 | Room_00021782 | Bathroom_1 | Bathroom | Bathroom Faucet | 2.2 | 1.9456 | 2.2 | 2.2 |  | N/A | N/A | N/A | Bag | 0.796 |  | 1.751 |  | WA | Single Family | Bathroom Faucet | 2296 | 2986.36 | Single Family | FALSE | FALSE |  |  |  | 6569.992 | 5229.1164 | Single Family_FALSE | Single Family_FALSE | Single Family_ | Single Family_ | Single Family_ | unknown | unknownSingle Family_ | unknownSingle Family_FALSE
Water_00005651 | SITE_01788 | Room_00021783 | Kitchen_1 | Kitchen | Kitchen Faucet | unknown |  |  | 1.5 |  | N/A | N/A | N/A | Unknown |  | N/A |  | N/A | WA | Single Family | Kitchen Faucet | 2296 | 2986.36 | Single Family | FALSE | FALSE |  |  |  | 0 | 0 | Single Family_FALSE | Single Family_FALSE | Single Family_ | Single Family_ | Single Family_ | unknown | unknownSingle Family_ | unknownSingle Family_FALSE
Water_00005652 | SITE_01788 | Room_00021786 | Bathroom_2 | Bathroom | Bathroom Faucet | 2.6533 | 2.6533 |  | 3 |  | N/A | N/A | N/A | Bag | 0.796 |  | 2.388 |  | WA | Single Family | Bathroom Faucet | 2296 | 2986.36 | Single Family | FALSE | FALSE |  |  |  | 7923.8085 | 7131.4277 | Single Family_FALSE | Single Family_FALSE | Single Family_ | Single Family_ | Single Family_ | unknown | unknownSingle Family_ | unknownSingle Family_FALSE
Water_00005653 | SITE_01788 | Room_00021786 | Bathroom_2 | Bathroom | Shower | 2.0711 | 2.0711 |  | 2 |  | Primary | Daily / Almost Daily | N/A | Weir | 0.932 |  | 1.864 |  | WA | Single Family | Shower | 2296 | 2986.36 | Single Family | TRUE | FALSE | TRUE | TRUE | TRUE | 6185.0834 | 5566.575 | Single Family_TRUE | Single Family_FALSE | Single Family_TRUE | Single Family_TRUE | Single Family_TRUE | 2.5gpm | 2.5gpmSingle Family_TRUE | 2.5gpmSingle Family_TRUE
Water_00005654 | SITE_01788 | Room_00021787 | Bathroom_3 | Bathroom | Bathroom Faucet | 2 | 1.7689 | 2 | 2 |  | N/A | N/A | N/A | Bag | 0.796 |  | 1.592 |  | WA | Single Family | Bathroom Faucet | 2296 | 2986.36 | Single Family | FALSE | FALSE |  |  |  | 5972.72 | 4754.2851 | Single Family_FALSE | Single Family_FALSE | Single Family_ | Single Family_ | Single Family_ | unknown | unknownSingle Family_ | unknownSingle Family_FALSE
Water_00005655 | SITE_01788 | Room_00021787 | Bathroom_3 | Bathroom | Shower / Bathtub combo with diverter valve | 1.5533 | 1.5533 |  | 1.5 |  | Secondary | A few times per year | N/A | Weir | 0.932 |  | 1.398 |  | WA | Single Family | Shower | 2296 | 2986.36 | Single Family | TRUE | TRUE | TRUE | TRUE | TRUE | 4638.8125 | 4174.9313 | Single Family_TRUE | Single Family_TRUE | Single Family_TRUE | Single Family_TRUE | Single Family_TRUE | 1.8gpm | 1.8gpmSingle Family_TRUE | 1.8gpmSingle Family_TRUE
Water_00005656 | SITE_01789 | Room_00021790 | Kitchen_1 | Kitchen | Kitchen Faucet | 2.2 | 2.2111 | 2.2 | 2.5 |  | N/A | N/A | N/A | Bag | 0.796 |  | 1.99 |  | WA | Multifamily Residence | Kitchen Faucet | 2297 | 739.45 | Multifamily Residence | FALSE | FALSE |  |  |  | 1626.79 | 1471.5055 | Multifamily Residence_FALSE | Multifamily Residence_FALSE | Multifamily Residence_ | Multifamily Residence_ | Multifamily Residence_ | unknown | unknownMultifamily Residence_ | unknownMultifamily Residence_FALSE
Water_00005657 | SITE_01789 | Room_00021797 | Bathroom_6 | Bathroom | Bathroom Faucet | 2.2 | 1.9456 | 2.2 | 2.2 |  | N/A | N/A | N/A | Bag | 0.796 |  | 1.751 |  | WA | Multifamily Residence | Bathroom Faucet | 2297 | 739.45 | Multifamily Residence | FALSE | FALSE |  |  |  | 1626.79 | 1294.7769 | Multifamily Residence_FALSE | Multifamily Residence_FALSE | Multifamily Residence_ | Multifamily Residence_ | Multifamily Residence_ | unknown | unknownMultifamily Residence_ | unknownMultifamily Residence_FALSE
Water_00005658 | SITE_01789 | Room_00021797 | Bathroom_6 | Bathroom | Shower | unknown |  |  |  | Unknown | Never / rarely used | A few times per year | They use it only as a closet space | Bag | 0.8492 |  |  | Unknown | WA | Multifamily Residence | Shower | 2297 | 739.45 | Multifamily Residence | TRUE | FALSE | FALSE | FALSE | FALSE | 0 | 0 | Multifamily Residence_TRUE | Multifamily Residence_FALSE | Multifamily Residence_FALSE | Multifamily Residence_FALSE | Multifamily Residence_FALSE | unknown | unknownMultifamily Residence_FALSE | unknownMultifamily Residence_TRUE
Water_00005659 | SITE_01789 | Room_00021798 | Bathroom_7 | Bathroom | Bathroom Faucet | 2.2 | 1.9456 | 2.2 | 2.2 |  | N/A | N/A | N/A | Bag | 0.796 |  | 1.751 |  | WA | Multifamily Residence | Bathroom Faucet | 2297 | 739.45 | Multifamily Residence | FALSE | FALSE |  |  |  | 1626.79 | 1294.7769 | Multifamily Residence_FALSE | Multifamily Residence_FALSE | Multifamily Residence_ | Multifamily Residence_ | Multifamily Residence_ | unknown | unknownMultifamily Residence_ | unknownMultifamily Residence_FALSE
Water_00005660 | SITE_01789 | Room_00021798 | Bathroom_7 | Bathroom | Shower / Bathtub combo with diverter valve | 1.6989 | 1.6989 |  | 1.8 |  | Primary | Daily / Almost Daily | N/A | Bag | 0.8492 |  | 1.529 |  | WA | Multifamily Residence | Shower | 2297 | 739.45 | Multifamily Residence | TRUE | TRUE | TRUE | TRUE | TRUE | 1256.2434 | 1130.6191 | Multifamily Residence_TRUE | Multifamily Residence_TRUE | Multifamily Residence_TRUE | Multifamily Residence_TRUE | Multifamily Residence_TRUE | 1.8gpm | 1.8gpmMultifamily Residence_TRUE | 1.8gpmMultifamily Residence_TRUE
Water_00005661 | SITE_01790 | Room_00021806 | Bathroom_1 | Bathroom | Bathroom Faucet | 1.5 | 1.3267 | 1.5 | 1.5 |  | N/A | N/A | N/A | Bag | 0.796 |  | 1.194 |  | WA | Single Family | Bathroom Faucet | 2298 | 2986.36 | Single Family | FALSE | FALSE |  |  |  | 4479.54 | 3565.7138 | Single Family_FALSE | Single Family_FALSE | Single Family_ | Single Family_ | Single Family_ | unknown | unknownSingle Family_ | unknownSingle Family_FALSE
Water_00005662 | SITE_01790 | Room_00021806 | Bathroom_1 | Bathroom | Shower / Bathtub combo with diverter valve | 2 | 2.8311 | 2 | 3 |  | Secondary | A few times per year | N/A | Bag | 0.8492 |  | 2.548 |  | WA | Single Family | Shower | 2298 | 2986.36 | Single Family | TRUE | TRUE | TRUE | TRUE | TRUE | 5972.72 | 7609.2453 | Single Family_TRUE | Single Family_TRUE | Single Family_TRUE | Single Family_TRUE | Single Family_TRUE | 2.0gpm | 2.0gpmSingle Family_TRUE | 2.0gpmSingle Family_TRUE
Water_00005663 | SITE_01790 | Room_00021808 | Kitchen_1 | Kitchen | Kitchen Faucet | 1.8 | 2.2111 | 1.8 | 2.5 |  | N/A | N/A | N/A | Bag | 0.796 |  | 1.99 |  | WA | Single Family | Kitchen Faucet | 2298 | 2986.36 | Single Family | FALSE | FALSE |  |  |  | 5375.448 | 5942.8564 | Single Family_FALSE | Single Family_FALSE | Single Family_ | Single Family_ | Single Family_ | unknown | unknownSingle Family_ | unknownSingle Family_FALSE
Water_00005664 | SITE_01790 | Room_00021810 | Bathroom_2 | Bathroom | Bathroom Faucet | 1.5 | 1.7689 | 1.5 | 2 |  | N/A | N/A | N/A | Bag | 0.796 |  | 1.592 |  | WA | Single Family | Bathroom Faucet | 2298 | 2986.36 | Single Family | FALSE | FALSE |  |  |  | 4479.54 | 4754.2851 | Single Family_FALSE | Single Family_FALSE | Single Family_ | Single Family_ | Single Family_ | unknown | unknownSingle Family_ | unknownSingle Family_FALSE
Water_00005665 | SITE_01790 | Room_00021810 | Bathroom_2 | Bathroom | Bathroom Faucet | 1.5 | 1.7689 | 1.5 | 2 |  | N/A | N/A | N/A | Bag | 0.796 |  | 1.592 |  | WA | Single Family | Bathroom Faucet | 2298 | 2986.36 | Single Family | FALSE | FALSE |  |  |  | 4479.54 | 4754.2851 | Single Family_FALSE | Single Family_FALSE | Single Family_ | Single Family_ | Single Family_ | unknown | unknownSingle Family_ | unknownSingle Family_FALSE
Water_00005666 | SITE_01790 | Room_00021810 | Bathroom_2 | Bathroom | Shower | 2.5 |  | 2.5 |  | Unknown | Primary | Daily / Almost Daily | Too large to capture flow | Bag | 0.8492 |  |  | Unknown | WA | Single Family | Shower | 2298 | 2986.36 | Single Family | TRUE | FALSE | TRUE | FALSE | FALSE | 7465.9 | 0 | Single Family_TRUE | Single Family_FALSE | Single Family_TRUE | Single Family_FALSE | Single Family_FALSE | unknown | unknownSingle Family_FALSE | unknownSingle Family_TRUE
Water_00005667 | SITE_01791 | Room_00021816 | Kitchen_1 | Kitchen | Kitchen Faucet | 1.7689 | 1.7689 |  | 2 |  | N/A | N/A | N/A | Bag | 0.796 |  | 1.592 |  | WA | Single Family | Kitchen Faucet | 2299 | 2986.36 | Single Family | FALSE | FALSE |  |  |  | 5282.539 | 4754.2851 | Single Family_FALSE | Single Family_FALSE | Single Family_ | Single Family_ | Single Family_ | unknown | unknownSingle Family_ | unknownSingle Family_FALSE
Water_00005668 | SITE_01791 | Room_00021820 | Bathroom_1 | Bathroom | Bathroom Faucet | 3.8033 | 3.8033 |  | 4.3 |  | N/A | N/A | N/A | Bag | 0.796 |  | 3.423 |  | WA | Single Family | Bathroom Faucet | 2299 | 2986.36 | Single Family | FALSE | FALSE |  |  |  | 11358.1225 | 10222.3103 | Single Family_FALSE | Single Family_FALSE | Single Family_ | Single Family_ | Single Family_ | unknown | unknownSingle Family_ | unknownSingle Family_FALSE
Water_00005669 | SITE_01791 | Room_00021821 | Bathroom_2 | Bathroom | Bathroom Faucet | 3.5378 | 3.5378 |  | 4 |  | N/A | N/A | N/A | Bag | 0.796 |  | 3.184 |  | WA | Single Family | Bathroom Faucet | 2299 | 2986.36 | Single Family | FALSE | FALSE |  |  |  | 10565.078 | 9508.5702 | Single Family_FALSE | Single Family_FALSE | Single Family_ | Single Family_ | Single Family_ | unknown | unknownSingle Family_ | unknownSingle Family_FALSE
Water_00005670 | SITE_01791 | Room_00021821 | Bathroom_2 | Bathroom | Shower / Bathtub combo with diverter valve | 1.5 | 1.4156 | 1.5 | 1.5 |  | Primary | Daily / Almost Daily | N/A | Bag | 0.8492 |  | 1.274 |  | WA | Single Family | Shower | 2299 | 2986.36 | Single Family | TRUE | TRUE | TRUE | TRUE | TRUE | 4479.54 | 3804.6226 | Single Family_TRUE | Single Family_TRUE | Single Family_TRUE | Single Family_TRUE | Single Family_TRUE | 1.5gpm | 1.5gpmSingle Family_TRUE | 1.5gpmSingle Family_TRUE
Water_00005671 | SITE_01791 | Room_00021822 | Bedroom_1 | Bedroom | Bathroom Faucet | 3.5378 | 3.5378 |  | 4 |  | N/A | N/A | N/A | Bag | 0.796 |  | 3.184 |  | WA | Single Family | Bathroom Faucet | 2299 | 2986.36 | Single Family | FALSE | FALSE |  |  |  | 10565.078 | 9508.5702 | Single Family_FALSE | Single Family_FALSE | Single Family_ | Single Family_ | Single Family_ | unknown | unknownSingle Family_ | unknownSingle Family_FALSE
Water_00005672 | SITE_01792 | Room_00021830 | Bathroom_1 | Bathroom | Bathroom Faucet | 1.5922 | 1.5922 |  | 1.8 |  | N/A | N/A | N/A | Bag | 0.796 |  | 1.433 |  | WA | Multifamily Residence | Bathroom Faucet | 2300 | 739.45 | Multifamily Residence | FALSE | FALSE |  |  |  | 1177.3687 | 1059.6319 | Multifamily Residence_FALSE | Multifamily Residence_FALSE | Multifamily Residence_ | Multifamily Residence_ | Multifamily Residence_ | unknown | unknownMultifamily Residence_ | unknownMultifamily Residence_FALSE
Water_00005673 | SITE_01792 | Room_00021833 | Kitchen_1 | Kitchen | Kitchen Faucet | 2.4767 | 2.4767 |  | 2.8 |  | N/A | N/A | N/A | Bag | 0.796 |  | 2.229 |  | WA | Multifamily Residence | Kitchen Faucet | 2300 | 739.45 | Multifamily Residence | FALSE | FALSE |  |  |  | 1831.3712 | 1648.2341 | Multifamily Residence_FALSE | Multifamily Residence_FALSE | Multifamily Residence_ | Multifamily Residence_ | Multifamily Residence_ | unknown | unknownMultifamily Residence_ | unknownMultifamily Residence_FALSE
Water_00005674 | SITE_01792 | Room_00021834 | Bathroom_2 | Bathroom | Bathroom Faucet | 1.5 | 1.7689 | 1.5 | 2 |  | N/A | N/A | N/A | Bag | 0.796 |  | 1.592 |  | WA | Multifamily Residence | Bathroom Faucet | 2300 | 739.45 | Multifamily Residence | FALSE | FALSE |  |  |  | 1109.175 | 1177.2044 | Multifamily Residence_FALSE | Multifamily Residence_FALSE | Multifamily Residence_ | Multifamily Residence_ | Multifamily Residence_ | unknown | unknownMultifamily Residence_ | unknownMultifamily Residence_FALSE
Water_00005675 | SITE_01792 | Room_00021834 | Bathroom_2 | Bathroom | Bathroom Faucet | 2.2 | 2.2111 | 2.2 | 2.5 |  | N/A | N/A | N/A | Bag | 0.796 |  | 1.99 |  | WA | Multifamily Residence | Bathroom Faucet | 2300 | 739.45 | Multifamily Residence | FALSE | FALSE |  |  |  | 1626.79 | 1471.5055 | Multifamily Residence_FALSE | Multifamily Residence_FALSE | Multifamily Residence_ | Multifamily Residence_ | Multifamily Residence_ | unknown | unknownMultifamily Residence_ | unknownMultifamily Residence_FALSE
Water_00005676 | SITE_01792 | Room_00021834 | Bathroom_2 | Bathroom | Shower / Bathtub combo with diverter valve | 1.5 | 2.3589 | 1.5 | 2.5 |  | Primary | Daily / Almost Daily | N/A | Bag | 0.8492 |  | 2.123 |  | WA | Multifamily Residence | Shower | 2300 | 739.45 | Multifamily Residence | TRUE | TRUE | TRUE | TRUE | TRUE | 1109.175 | 1569.8524 | Multifamily Residence_TRUE | Multifamily Residence_TRUE | Multifamily Residence_TRUE | Multifamily Residence_TRUE | Multifamily Residence_TRUE | 1.5gpm | 1.5gpmMultifamily Residence_TRUE | 1.5gpmMultifamily Residence_TRUE
Water_00005677 | SITE_01793 | Room_00021838 | Bathroom_1 | Bathroom | Bathroom Faucet | 1.5 | 2.2111 | 1.5 | 2.5 |  | N/A | N/A | N/A | Bag | 0.796 |  | 1.99 |  | WA | Single Family | Bathroom Faucet | 2301 | 2986.36 | Single Family | FALSE | FALSE |  |  |  | 4479.54 | 5942.8564 | Single Family_FALSE | Single Family_FALSE | Single Family_ | Single Family_ | Single Family_ | unknown | unknownSingle Family_ | unknownSingle Family_FALSE
Water_00005678 | SITE_01793 | Room_00021838 | Bathroom_1 | Bathroom | Shower | 3.3022 | 3.3022 |  | 3.5 |  | Secondary | A few times per year | N/A | Bag | 0.8492 |  | 2.972 |  | WA | Single Family | Shower | 2301 | 2986.36 | Single Family | TRUE | FALSE | TRUE | TRUE | TRUE | 9861.6244 | 8875.4619 | Single Family_TRUE | Single Family_FALSE | Single Family_TRUE | Single Family_TRUE | Single Family_TRUE | gt2.5gpm | gt2.5gpmSingle Family_TRUE | gt2.5gpmSingle Family_TRUE
Water_00005679 | SITE_01793 | Room_00021844 | Bathroom_2 | Bathroom | Bathroom Faucet | 1.7689 | 1.7689 |  | 2 |  | N/A | N/A | N/A | Bag | 0.796 |  | 1.592 |  | WA | Single Family | Bathroom Faucet | 2301 | 2986.36 | Single Family | FALSE | FALSE |  |  |  | 5282.539 | 4754.2851 | Single Family_FALSE | Single Family_FALSE | Single Family_ | Single Family_ | Single Family_ | unknown | unknownSingle Family_ | unknownSingle Family_FALSE
Water_00005680 | SITE_01793 | Room_00021844 | Bathroom_2 | Bathroom | Shower / Bathtub combo with diverter valve | 3.3022 | 3.3022 |  | 3.5 |  | Primary | Daily / Almost Daily | N/A | Bag | 0.8492 |  | 2.972 |  | WA | Single Family | Shower | 2301 | 2986.36 | Single Family | TRUE | TRUE | TRUE | TRUE | TRUE | 9861.6244 | 8875.4619 | Single Family_TRUE | Single Family_TRUE | Single Family_TRUE | Single Family_TRUE | Single Family_TRUE | gt2.5gpm | gt2.5gpmSingle Family_TRUE | gt2.5gpmSingle Family_TRUE
Water_00005681 | SITE_01793 | Room_00021846 | Kitchen_1 | Kitchen | Kitchen Faucet | 2.2 | 2.2111 | 2.2 | 2.5 |  | N/A | N/A | N/A | Bag | 0.796 |  | 1.99 |  | WA | Single Family | Kitchen Faucet | 2301 | 2986.36 | Single Family | FALSE | FALSE |  |  |  | 6569.992 | 5942.8564 | Single Family_FALSE | Single Family_FALSE | Single Family_ | Single Family_ | Single Family_ | unknown | unknownSingle Family_ | unknownSingle Family_FALSE
Water_00005682 | SITE_01820 | Room_00022078 | Bathroom_1 | Bathroom | Bathroom Faucet | 1.3267 | 1.3267 |  | 1.5 |  | N/A | N/A | N/A | Bag | 0.796 |  | 1.194 |  | OR | Manufactured | Bathroom Faucet | 2328 | 894.83 | Manufactured | FALSE | FALSE |  |  |  | 1187.1411 | 1068.427 | Manufactured_FALSE | Manufactured_FALSE | Manufactured_ | Manufactured_ | Manufactured_ | unknown | unknownManufactured_ | unknownManufactured_FALSE
Water_00005683 | SITE_01820 | Room_00022078 | Bathroom_1 | Bathroom | Shower / Bathtub combo with diverter valve | 2.5 | 2.3589 | 2.5 | 2.5 |  | Primary | Daily / Almost Daily | N/A | Bag | 0.8492 |  | 2.123 |  | OR | Manufactured | Shower | 2328 | 894.83 | Manufactured | TRUE | TRUE | TRUE | TRUE | TRUE | 2237.075 | 1899.7241 | Manufactured_TRUE | Manufactured_TRUE | Manufactured_TRUE | Manufactured_TRUE | Manufactured_TRUE | 2.5gpm | 2.5gpmManufactured_TRUE | 2.5gpmManufactured_TRUE
Water_00005684 | SITE_01820 | Room_00022079 | Kitchen_1 | Kitchen | Kitchen Faucet | 2.2 | 1.5922 | 2.2 | 1.8 |  | N/A | N/A | N/A | Bag | 0.796 |  | 1.433 |  | OR | Manufactured | Kitchen Faucet | 2328 | 894.83 | Manufactured | FALSE | FALSE |  |  |  | 1968.626 | 1282.2914 | Manufactured_FALSE | Manufactured_FALSE | Manufactured_ | Manufactured_ | Manufactured_ | unknown | unknownManufactured_ | unknownManufactured_FALSE
Water_00005685 | SITE_01820 | Room_00022087 | Bathroom_6 | Bathroom | Bathroom Faucet | 1.5 | 1.3267 | 1.5 | 1.5 |  | N/A | N/A | N/A | Bag | 0.796 |  | 1.194 |  | OR | Manufactured | Bathroom Faucet | 2328 | 894.83 | Manufactured | FALSE | FALSE |  |  |  | 1342.245 | 1068.427 | Manufactured_FALSE | Manufactured_FALSE | Manufactured_ | Manufactured_ | Manufactured_ | unknown | unknownManufactured_ | unknownManufactured_FALSE
Water_00005686 | SITE_01820 | Room_00022087 | Bathroom_6 | Bathroom | Shower / Bathtub combo with diverter valve | 2.5 |  | 2.5 |  | Unknown | Secondary | Daily / Almost Daily | Too big to fit in bag | Bag | 0.8492 |  |  | Unknown | OR | Manufactured | Shower | 2328 | 894.83 | Manufactured | TRUE | TRUE | TRUE | FALSE | FALSE | 2237.075 | 0 | Manufactured_TRUE | Manufactured_TRUE | Manufactured_TRUE | Manufactured_FALSE | Manufactured_FALSE | unknown | unknownManufactured_FALSE | unknownManufactured_TRUE
Water_00005687 | SITE_01821 | Room_00022090 | Bathroom_6 | Bathroom | Bathroom Faucet | 2.2 | 2.2111 | 2.2 | 2.5 |  | N/A | N/A | N/A | Bag | 0.796 |  | 1.99 |  | OR | Manufactured | Bathroom Faucet | 2329 | 1745.15 | Manufactured | FALSE | FALSE |  |  |  | 3839.33 | 3472.8485 | Manufactured_FALSE | Manufactured_FALSE | Manufactured_ | Manufactured_ | Manufactured_ | unknown | unknownManufactured_ | unknownManufactured_FALSE
Water_00005688 | SITE_01821 | Room_00022090 | Bathroom_6 | Bathroom | Shower / Bathtub combo with diverter valve | 2.5 | 1.18 | 2.5 | 1.25 |  | Primary | A few times per week | N/A | Bag | 0.8492 |  | 1.062 |  | OR | Manufactured | Shower | 2329 | 1745.15 | Manufactured | TRUE | TRUE | TRUE | TRUE | TRUE | 4362.875 | 1853.3493 | Manufactured_TRUE | Manufactured_TRUE | Manufactured_TRUE | Manufactured_TRUE | Manufactured_TRUE | 2.5gpm | 2.5gpmManufactured_TRUE | 2.5gpmManufactured_TRUE
Water_00005689 | SITE_01821 | Room_00022095 | Kitchen_1 | Kitchen | Kitchen Faucet | 1.8 | 1.3267 | 1.8 | 1.5 |  | N/A | N/A | N/A | Bag | 0.796 |  | 1.194 |  | OR | Manufactured | Kitchen Faucet | 2329 | 1745.15 | Manufactured | FALSE | FALSE |  |  |  | 3141.27 | 2083.7091 | Manufactured_FALSE | Manufactured_FALSE | Manufactured_ | Manufactured_ | Manufactured_ | unknown | unknownManufactured_ | unknownManufactured_FALSE
Water_00005690 | SITE_01821 | Room_00022099 | Bathroom_1 | Bathroom | Bathroom Faucet | 2.2 | 1.3267 | 2.2 | 1.5 |  | N/A | N/A | N/A | Bag | 0.796 |  | 1.194 |  | OR | Manufactured | Bathroom Faucet | 2329 | 1745.15 | Manufactured | FALSE | FALSE |  |  |  | 3839.33 | 2083.7091 | Manufactured_FALSE | Manufactured_FALSE | Manufactured_ | Manufactured_ | Manufactured_ | unknown | unknownManufactured_ | unknownManufactured_FALSE
Water_00005691 | SITE_01821 | Room_00022099 | Bathroom_1 | Bathroom | Shower / Bathtub combo with diverter valve | 2.5 | 1.8867 | 2.5 | 2 |  | Secondary | A few times per year | N/A | Bag | 0.8492 |  | 1.698 |  | OR | Manufactured | Shower | 2329 | 1745.15 | Manufactured | TRUE | TRUE | TRUE | TRUE | TRUE | 4362.875 | 2963.2647 | Manufactured_TRUE | Manufactured_TRUE | Manufactured_TRUE | Manufactured_TRUE | Manufactured_TRUE | 2.5gpm | 2.5gpmManufactured_TRUE | 2.5gpmManufactured_TRUE
Water_00005692 | SITE_01822 | Room_00022103 | Bathroom_1 | Bathroom | Shower | 2.5 |  | 2.5 |  | Unknown | Secondary | A few times per year | Being used as storage. Showerhead currently broken. Will be 2.5 gpm soon | Bag | 0.8492 |  |  | Unknown | OR | Manufactured | Shower | 2330 | 1745.15 | Manufactured | TRUE | FALSE | TRUE | FALSE | FALSE | 4362.875 | 0 | Manufactured_TRUE | Manufactured_FALSE | Manufactured_TRUE | Manufactured_FALSE | Manufactured_FALSE | unknown | unknownManufactured_FALSE | unknownManufactured_TRUE
Water_00005693 | SITE_01822 | Room_00022103 | Bathroom_1 | Bathroom | Bathroom Faucet | 2 | 2.6533 | 2 | 3 |  | N/A | N/A | N/A | Bag | 0.796 |  | 2.388 |  | OR | Manufactured | Bathroom Faucet | 2330 | 1745.15 | Manufactured | FALSE | FALSE |  |  |  | 3490.3 | 4167.4182 | Manufactured_FALSE | Manufactured_FALSE | Manufactured_ | Manufactured_ | Manufactured_ | unknown | unknownManufactured_ | unknownManufactured_FALSE
Water_00005694 | SITE_01822 | Room_00022103 | Bathroom_1 | Bathroom | Bathroom Faucet | 1.5 | 2.2111 | 1.5 | 2.5 |  | N/A | N/A | N/A | Bag | 0.796 |  | 1.99 |  | OR | Manufactured | Bathroom Faucet | 2330 | 1745.15 | Manufactured | FALSE | FALSE |  |  |  | 2617.725 | 3472.8485 | Manufactured_FALSE | Manufactured_FALSE | Manufactured_ | Manufactured_ | Manufactured_ | unknown | unknownManufactured_ | unknownManufactured_FALSE
Water_00005695 | SITE_01822 | Room_00022107 | Kitchen_1 | Kitchen | Kitchen Faucet | 1.5 | 1.99 | 1.5 | 2.25 |  | N/A | N/A | N/A | Bag | 0.796 |  | 1.791 |  | OR | Manufactured | Kitchen Faucet | 2330 | 1745.15 | Manufactured | FALSE | FALSE |  |  |  | 2617.725 | 3125.5637 | Manufactured_FALSE | Manufactured_FALSE | Manufactured_ | Manufactured_ | Manufactured_ | unknown | unknownManufactured_ | unknownManufactured_FALSE
Water_00005696 | SITE_01822 | Room_00022113 | Bathroom_6 | Bathroom | Bathroom Faucet | 2 | 2.2111 | 2 | 2.5 |  | N/A | N/A | N/A | Bag | 0.796 |  | 1.99 |  | OR | Manufactured | Bathroom Faucet | 2330 | 1745.15 | Manufactured | FALSE | FALSE |  |  |  | 3490.3 | 3472.8485 | Manufactured_FALSE | Manufactured_FALSE | Manufactured_ | Manufactured_ | Manufactured_ | unknown | unknownManufactured_ | unknownManufactured_FALSE
Water_00005697 | SITE_01822 | Room_00022113 | Bathroom_6 | Bathroom | Shower / Bathtub combo with diverter valve | 2.5 | 2.0756 | 2.5 | 2.2 |  | Primary | Daily / Almost Daily | N/A | Bag | 0.8492 |  | 1.868 |  | OR | Manufactured | Shower | 2330 | 1745.15 | Manufactured | TRUE | TRUE | TRUE | TRUE | TRUE | 4362.875 | 3259.9402 | Manufactured_TRUE | Manufactured_TRUE | Manufactured_TRUE | Manufactured_TRUE | Manufactured_TRUE | 2.5gpm | 2.5gpmManufactured_TRUE | 2.5gpmManufactured_TRUE
Water_00005698 | SITE_01823 | Room_00022116 | Kitchen_2 | Kitchen | Kitchen Faucet | 1.8 | 1.9456 | 1.8 | 2.2 |  | N/A | N/A | N/A | Bag | 0.796 |  | 1.751 |  | OR | Manufactured | Kitchen Faucet | 2331 | 1745.15 | Manufactured | FALSE | FALSE |  |  |  | 3141.27 | 3055.7577 | Manufactured_FALSE | Manufactured_FALSE | Manufactured_ | Manufactured_ | Manufactured_ | unknown | unknownManufactured_ | unknownManufactured_FALSE
Water_00005699 | SITE_01823 | Room_00022119 | Bathroom_1 | Bathroom | Bathroom Faucet | 1.7689 | 1.7689 |  | 2 |  | N/A | N/A | N/A | Bag | 0.796 |  | 1.592 |  | OR | Manufactured | Bathroom Faucet | 2331 | 1745.15 | Manufactured | FALSE | FALSE |  |  |  | 3086.9764 | 2778.2788 | Manufactured_FALSE | Manufactured_FALSE | Manufactured_ | Manufactured_ | Manufactured_ | unknown | unknownManufactured_ | unknownManufactured_FALSE
Water_00005700 | SITE_01823 | Room_00022119 | Bathroom_1 | Bathroom | Shower / Bathtub combo with separate valve | 1.8867 | 1.8867 |  | 2 |  | Primary | Daily / Almost Daily | Twice per day | Bag | 0.8492 |  | 1.698 |  | OR | Manufactured | Shower | 2331 | 1745.15 | Manufactured | TRUE | TRUE | TRUE | TRUE | TRUE | 3292.5163 | 2963.2647 | Manufactured_TRUE | Manufactured_TRUE | Manufactured_TRUE | Manufactured_TRUE | Manufactured_TRUE | 2.0gpm | 2.0gpmManufactured_TRUE | 2.0gpmManufactured_TRUE
Water_00005701 | SITE_01824 | Room_00022126 | Bathroom_6 | Bathroom | Bathroom Faucet | 2.2 | 2.6533 | 2.2 | 3 |  | N/A | N/A | N/A | Bag | 0.796 |  | 2.388 |  | OR | Manufactured | Bathroom Faucet | 2332 | 1745.15 | Manufactured | FALSE | FALSE |  |  |  | 3839.33 | 4167.4182 | Manufactured_FALSE | Manufactured_FALSE | Manufactured_ | Manufactured_ | Manufactured_ | unknown | unknownManufactured_ | unknownManufactured_FALSE
Water_00005702 | SITE_01824 | Room_00022126 | Bathroom_6 | Bathroom | Shower / Bathtub combo with diverter valve | 2.3589 | 2.3589 |  | 2.5 |  | Secondary | A few times per year | N/A | Bag | 0.8492 |  | 2.123 |  | OR | Manufactured | Shower | 2332 | 1745.15 | Manufactured | TRUE | TRUE | TRUE | TRUE | TRUE | 4116.6149 | 3704.9535 | Manufactured_TRUE | Manufactured_TRUE | Manufactured_TRUE | Manufactured_TRUE | Manufactured_TRUE | 2.5gpm | 2.5gpmManufactured_TRUE | 2.5gpmManufactured_TRUE
Water_00005703 | SITE_01824 | Room_00022128 | Bathroom_1 | Bathroom | Shower / Bathtub combo with diverter valve | 2.3589 | 2.3589 |  | 2.5 |  | Primary | Daily / Almost Daily | N/A | Bag | 0.8492 |  | 2.123 |  | OR | Manufactured | Shower | 2332 | 1745.15 | Manufactured | TRUE | TRUE | TRUE | TRUE | TRUE | 4116.6149 | 3704.9535 | Manufactured_TRUE | Manufactured_TRUE | Manufactured_TRUE | Manufactured_TRUE | Manufactured_TRUE | 2.5gpm | 2.5gpmManufactured_TRUE | 2.5gpmManufactured_TRUE
Water_00005704 | SITE_01824 | Room_00022128 | Bathroom_1 | Bathroom | Bathroom Faucet | 1.3267 | 1.3267 |  | 1.5 |  | N/A | N/A | N/A | Bag | 0.796 |  | 1.194 |  | OR | Manufactured | Bathroom Faucet | 2332 | 1745.15 | Manufactured | FALSE | FALSE |  |  |  | 2315.2323 | 2083.7091 | Manufactured_FALSE | Manufactured_FALSE | Manufactured_ | Manufactured_ | Manufactured_ | unknown | unknownManufactured_ | unknownManufactured_FALSE
Water_00005705 | SITE_01824 | Room_00022134 | Kitchen_1 | Kitchen | Kitchen Faucet | 2.2 | 1.9456 | 2.2 | 2.2 |  | N/A | N/A | N/A | Bag | 0.796 |  | 1.751 |  | OR | Manufactured | Kitchen Faucet | 2332 | 1745.15 | Manufactured | FALSE | FALSE |  |  |  | 3839.33 | 3055.7577 | Manufactured_FALSE | Manufactured_FALSE | Manufactured_ | Manufactured_ | Manufactured_ | unknown | unknownManufactured_ | unknownManufactured_FALSE
Water_00005706 | SITE_01825 | Room_00022141 | Kitchen_1 | Kitchen | Kitchen Faucet | 2.2111 | 2.2111 |  | 2.5 |  | N/A | N/A | N/A | Bag | 0.796 |  | 1.99 |  | OR | Manufactured | Kitchen Faucet | 2333 | 1745.15 | Manufactured | FALSE | FALSE |  |  |  | 3858.7206 | 3472.8485 | Manufactured_FALSE | Manufactured_FALSE | Manufactured_ | Manufactured_ | Manufactured_ | unknown | unknownManufactured_ | unknownManufactured_FALSE
Water_00005707 | SITE_01825 | Room_00022144 | Bathroom_1 | Bathroom | Shower | 2.8311 | 2.8311 |  | 3 |  | Primary | Daily / Almost Daily | N/A | Bag | 0.8492 |  | 2.548 |  | OR | Manufactured | Shower | 2333 | 1745.15 | Manufactured | TRUE | FALSE | TRUE | TRUE | TRUE | 4940.7136 | 4446.6422 | Manufactured_TRUE | Manufactured_FALSE | Manufactured_TRUE | Manufactured_TRUE | Manufactured_TRUE | gt2.5gpm | gt2.5gpmManufactured_TRUE | gt2.5gpmManufactured_TRUE
Water_00005708 | SITE_01825 | Room_00022144 | Bathroom_1 | Bathroom | Bathroom Faucet | 1.7689 | 1.7689 |  | 2 |  | N/A | N/A | N/A | Bag | 0.796 |  | 1.592 |  | OR | Manufactured | Bathroom Faucet | 2333 | 1745.15 | Manufactured | FALSE | FALSE |  |  |  | 3086.9764 | 2778.2788 | Manufactured_FALSE | Manufactured_FALSE | Manufactured_ | Manufactured_ | Manufactured_ | unknown | unknownManufactured_ | unknownManufactured_FALSE
Water_00005709 | SITE_01825 | Room_00022147 | Bathroom_6 | Bathroom | Shower / Bathtub combo with diverter valve | unknown |  |  |  | Unknown | Secondary | A few times per year | The diverter is broken. Kids take baths mostly | Bag | 0.8492 |  |  | Unknown | OR | Manufactured | Shower | 2333 | 1745.15 | Manufactured | TRUE | TRUE | FALSE | FALSE | FALSE | 0 | 0 | Manufactured_TRUE | Manufactured_TRUE | Manufactured_FALSE | Manufactured_FALSE | Manufactured_FALSE | unknown | unknownManufactured_FALSE | unknownManufactured_TRUE
Water_00005710 | SITE_01825 | Room_00022147 | Bathroom_6 | Bathroom | Bathroom Faucet | 2 | 1.7689 | 2 | 2 |  | N/A | N/A | N/A | Bag | 0.796 |  | 1.592 |  | OR | Manufactured | Bathroom Faucet | 2333 | 1745.15 | Manufactured | FALSE | FALSE |  |  |  | 3490.3 | 2778.2788 | Manufactured_FALSE | Manufactured_FALSE | Manufactured_ | Manufactured_ | Manufactured_ | unknown | unknownManufactured_ | unknownManufactured_FALSE
Water_00005711 | SITE_01826 | Room_00022154 | Kitchen_1 | Kitchen | Kitchen Faucet | 1.15 | 1.15 |  | 1.3 |  | N/A | N/A | N/A | Bag | 0.796 |  | 1.035 |  | OR | Manufactured | Kitchen Faucet | 2334 | 1745.15 | Manufactured | FALSE | FALSE |  |  |  | 2006.9225 | 1806.2302 | Manufactured_FALSE | Manufactured_FALSE | Manufactured_ | Manufactured_ | Manufactured_ | unknown | unknownManufactured_ | unknownManufactured_FALSE
Water_00005712 | SITE_01826 | Room_00022158 | Bathroom_1 | Bathroom | Shower / Bathtub combo with diverter valve | 2.5 | 1.9811 | 2.5 | 2.1 |  | Secondary | Daily / Almost Daily | N/A | Bag | 0.8492 |  | 1.783 |  | OR | Manufactured | Shower | 2334 | 1745.15 | Manufactured | TRUE | TRUE | TRUE | TRUE | TRUE | 4362.875 | 3111.6024 | Manufactured_TRUE | Manufactured_TRUE | Manufactured_TRUE | Manufactured_TRUE | Manufactured_TRUE | 2.5gpm | 2.5gpmManufactured_TRUE | 2.5gpmManufactured_TRUE
Water_00005713 | SITE_01826 | Room_00022158 | Bathroom_1 | Bathroom | Bathroom Faucet | 1.3267 | 1.3267 |  | 1.5 |  | N/A | N/A | N/A | Bag | 0.796 |  | 1.194 |  | OR | Manufactured | Bathroom Faucet | 2334 | 1745.15 | Manufactured | FALSE | FALSE |  |  |  | 2315.2323 | 2083.7091 | Manufactured_FALSE | Manufactured_FALSE | Manufactured_ | Manufactured_ | Manufactured_ | unknown | unknownManufactured_ | unknownManufactured_FALSE
Water_00005714 | SITE_01826 | Room_00022161 | Bathroom_2 | Bathroom | Shower | unknown |  |  |  | Unknown | Primary | Daily / Almost Daily | Dual shower head | Bag | 0.8492 |  |  | Unknown | OR | Manufactured | Shower | 2334 | 1745.15 | Manufactured | TRUE | FALSE | FALSE | FALSE | FALSE | 0 | 0 | Manufactured_TRUE | Manufactured_FALSE | Manufactured_FALSE | Manufactured_FALSE | Manufactured_FALSE | unknown | unknownManufactured_FALSE | unknownManufactured_TRUE
Water_00005715 | SITE_01826 | Room_00022161 | Bathroom_2 | Bathroom | Bathroom Faucet | 1.15 | 1.15 |  | 1.3 |  | N/A | N/A | N/A | Bag | 0.796 |  | 1.035 |  | OR | Manufactured | Bathroom Faucet | 2334 | 1745.15 | Manufactured | FALSE | FALSE |  |  |  | 2006.9225 | 1806.2302 | Manufactured_FALSE | Manufactured_FALSE | Manufactured_ | Manufactured_ | Manufactured_ | unknown | unknownManufactured_ | unknownManufactured_FALSE
Water_00005716 | SITE_01827 | Room_00022163 | Bathroom_1 | Bathroom | Shower / Bathtub combo with diverter valve | 2 | 2.5478 | 2 | 2.7 |  | Primary | Daily / Almost Daily | N/A | Bag | 0.8492 |  | 2.293 |  | OR | Manufactured | Shower | 2335 | 894.83 | Manufactured | TRUE | TRUE | TRUE | TRUE | TRUE | 1789.66 | 2051.8452 | Manufactured_TRUE | Manufactured_TRUE | Manufactured_TRUE | Manufactured_TRUE | Manufactured_TRUE | 2.0gpm | 2.0gpmManufactured_TRUE | 2.0gpmManufactured_TRUE
Water_00005717 | SITE_01827 | Room_00022163 | Bathroom_1 | Bathroom | Bathroom Faucet | 3.98 | 3.98 |  | 4.5 |  | N/A | N/A | N/A | Bag | 0.796 |  | 3.582 |  | OR | Manufactured | Bathroom Faucet | 2335 | 894.83 | Manufactured | FALSE | FALSE |  |  |  | 3561.4234 | 3205.2811 | Manufactured_FALSE | Manufactured_FALSE | Manufactured_ | Manufactured_ | Manufactured_ | unknown | unknownManufactured_ | unknownManufactured_FALSE
Water_00005718 | SITE_01827 | Room_00022166 | Kitchen_1 | Kitchen | Kitchen Faucet | 2.2 | 1.7689 | 2.2 | 2 |  | N/A | N/A | N/A | Bag | 0.796 |  | 1.592 |  | OR | Manufactured | Kitchen Faucet | 2335 | 894.83 | Manufactured | FALSE | FALSE |  |  |  | 1968.626 | 1424.5694 | Manufactured_FALSE | Manufactured_FALSE | Manufactured_ | Manufactured_ | Manufactured_ | unknown | unknownManufactured_ | unknownManufactured_FALSE
Water_00005719 | SITE_01827 | Room_00022168 | Bathroom_2 | Bathroom | Shower / Bathtub combo with diverter valve | 0.94333 | 0.94333 |  | 1 |  | Secondary | A few times per year | N/A | Bag | 0.8492 |  | 0.849 |  | OR | Manufactured | Shower | 2335 | 894.83 | Manufactured | TRUE | TRUE | TRUE | TRUE | TRUE | 844.123 | 759.7107 | Manufactured_TRUE | Manufactured_TRUE | Manufactured_TRUE | Manufactured_TRUE | Manufactured_TRUE | <1.5gpm | <1.5gpmManufactured_TRUE | <1.5gpmManufactured_TRUE
Water_00005720 | SITE_01827 | Room_00022168 | Bathroom_2 | Bathroom | Bathroom Faucet | 1.5 | 1.8578 | 1.5 | 2.1 |  | N/A | N/A | N/A | Bag | 0.796 |  | 1.672 |  | OR | Manufactured | Bathroom Faucet | 2335 | 894.83 | Manufactured | FALSE | FALSE |  |  |  | 1342.245 | 1496.1558 | Manufactured_FALSE | Manufactured_FALSE | Manufactured_ | Manufactured_ | Manufactured_ | unknown | unknownManufactured_ | unknownManufactured_FALSE
Water_00005721 | SITE_01828 | Room_00022178 | Bathroom_1 | Bathroom | Bathroom Faucet | 1.5 | 1.3267 | 1.5 | 1.5 |  | N/A | N/A | N/A | Bag | 0.796 |  | 1.194 |  | OR | Manufactured | Bathroom Faucet | 2336 | 1745.15 | Manufactured | FALSE | FALSE |  |  |  | 2617.725 | 2083.7091 | Manufactured_FALSE | Manufactured_FALSE | Manufactured_ | Manufactured_ | Manufactured_ | unknown | unknownManufactured_ | unknownManufactured_FALSE
Water_00005722 | SITE_01828 | Room_00022178 | Bathroom_1 | Bathroom | Shower | 2.5 | 1.8867 | 2.5 | 2 |  | All used about the same | A few times per week | N/A | Bag | 0.8492 |  | 1.698 |  | OR | Manufactured | Shower | 2336 | 1745.15 | Manufactured | TRUE | FALSE | TRUE | TRUE | TRUE | 4362.875 | 2963.2647 | Manufactured_TRUE | Manufactured_FALSE | Manufactured_TRUE | Manufactured_TRUE | Manufactured_TRUE | 2.5gpm | 2.5gpmManufactured_TRUE | 2.5gpmManufactured_TRUE
Water_00005723 | SITE_01828 | Room_00022182 | Bathroom_2 | Bathroom | Bathroom Faucet | 1.5 | 1.3267 | 1.5 | 1.5 |  | N/A | N/A | N/A | Bag | 0.796 |  | 1.194 |  | OR | Manufactured | Bathroom Faucet | 2336 | 1745.15 | Manufactured | FALSE | FALSE |  |  |  | 2617.725 | 2083.7091 | Manufactured_FALSE | Manufactured_FALSE | Manufactured_ | Manufactured_ | Manufactured_ | unknown | unknownManufactured_ | unknownManufactured_FALSE
Water_00005724 | SITE_01828 | Room_00022182 | Bathroom_2 | Bathroom | Shower / Bathtub combo with diverter valve | 2.3589 | 2.3589 |  | 2.5 |  | All used about the same | A few times per week | N/A | Bag | 0.8492 |  | 2.123 |  | OR | Manufactured | Shower | 2336 | 1745.15 | Manufactured | TRUE | TRUE | TRUE | TRUE | TRUE | 4116.6149 | 3704.9535 | Manufactured_TRUE | Manufactured_TRUE | Manufactured_TRUE | Manufactured_TRUE | Manufactured_TRUE | 2.5gpm | 2.5gpmManufactured_TRUE | 2.5gpmManufactured_TRUE
Water_00005725 | SITE_01828 | Room_00022184 | Kitchen_1 | Kitchen | Kitchen Faucet | 2.2 | 0.88444 | 2.2 | 1 |  | N/A | N/A | N/A | Bag | 0.796 |  | 0.796 |  | OR | Manufactured | Kitchen Faucet | 2336 | 1745.15 | Manufactured | FALSE | FALSE |  |  |  | 3839.33 | 1389.1394 | Manufactured_FALSE | Manufactured_FALSE | Manufactured_ | Manufactured_ | Manufactured_ | unknown | unknownManufactured_ | unknownManufactured_FALSE
Water_00005726 | SITE_01829 | Room_00022190 | Kitchen_1 | Kitchen | Kitchen Faucet | 2.2 | 1.3267 | 2.2 | 1.5 |  | N/A | N/A | N/A | Bag | 0.796 |  | 1.194 |  | OR | Manufactured | Kitchen Faucet | 2337 | 1745.15 | Manufactured | FALSE | FALSE |  |  |  | 3839.33 | 2083.7091 | Manufactured_FALSE | Manufactured_FALSE | Manufactured_ | Manufactured_ | Manufactured_ | unknown | unknownManufactured_ | unknownManufactured_FALSE
Water_00005727 | SITE_01829 | Room_00022192 | Bathroom_1 | Bathroom | Bathroom Faucet | 2.2 | 2.2111 | 2.2 | 2.5 |  | N/A | N/A | N/A | Bag | 0.796 |  | 1.99 |  | OR | Manufactured | Bathroom Faucet | 2337 | 1745.15 | Manufactured | FALSE | FALSE |  |  |  | 3839.33 | 3472.8485 | Manufactured_FALSE | Manufactured_FALSE | Manufactured_ | Manufactured_ | Manufactured_ | unknown | unknownManufactured_ | unknownManufactured_FALSE
Water_00005728 | SITE_01829 | Room_00022192 | Bathroom_1 | Bathroom | Shower | 2 | 2.3589 | 2 | 2.5 |  | Secondary | Daily / Almost Daily | Other shower head rated 2.5 measured at 2. A diverter valve on wall to choose which shower head used. | Bag | 0.8492 |  | 2.123 |  | OR | Manufactured | Shower | 2337 | 1745.15 | Manufactured | TRUE | FALSE | TRUE | TRUE | TRUE | 3490.3 | 3704.9535 | Manufactured_TRUE | Manufactured_FALSE | Manufactured_TRUE | Manufactured_TRUE | Manufactured_TRUE | 2.0gpm | 2.0gpmManufactured_TRUE | 2.0gpmManufactured_TRUE
Water_00005729 | SITE_01829 | Room_00022197 | Bathroom_2 | Bathroom | Bathroom Faucet | 2.2 | 1.9456 | 2.2 | 2.2 |  | N/A | N/A | N/A | Bag | 0.796 |  | 1.751 |  | OR | Manufactured | Bathroom Faucet | 2337 | 1745.15 | Manufactured | FALSE | FALSE |  |  |  | 3839.33 | 3055.7577 | Manufactured_FALSE | Manufactured_FALSE | Manufactured_ | Manufactured_ | Manufactured_ | unknown | unknownManufactured_ | unknownManufactured_FALSE
Water_00005730 | SITE_01829 | Room_00022197 | Bathroom_2 | Bathroom | Shower / Bathtub combo with separate valve | 2.5 | 2.3589 | 2.5 | 2.5 |  | Secondary | A few times per year | There is also a wand that is rated 2.5 and measured at 2.2 | Bag | 0.8492 |  | 2.123 |  | OR | Manufactured | Shower | 2337 | 1745.15 | Manufactured | TRUE | TRUE | TRUE | TRUE | TRUE | 4362.875 | 3704.9535 | Manufactured_TRUE | Manufactured_TRUE | Manufactured_TRUE | Manufactured_TRUE | Manufactured_TRUE | 2.5gpm | 2.5gpmManufactured_TRUE | 2.5gpmManufactured_TRUE
Water_00005731 | SITE_01830 | Room_00022199 | Kitchen_1 | Kitchen | Kitchen Faucet | 3.98 | 3.98 |  | 4.5 |  | N/A | N/A | No aerator | Bag | 0.796 |  | 3.582 |  | OR | Manufactured | Kitchen Faucet | 2338 | 1745.15 | Manufactured | FALSE | FALSE |  |  |  | 6945.697 | 6251.1273 | Manufactured_FALSE | Manufactured_FALSE | Manufactured_ | Manufactured_ | Manufactured_ | unknown | unknownManufactured_ | unknownManufactured_FALSE
Water_00005732 | SITE_01830 | Room_00022203 | Bathroom_1 | Bathroom | Shower / Bathtub combo with diverter valve | 2 |  | 2 |  | Unknown | Primary | Daily / Almost Daily | Wasnt working properly | Bag | 0.8492 |  |  | Unknown | OR | Manufactured | Shower | 2338 | 1745.15 | Manufactured | TRUE | TRUE | TRUE | FALSE | FALSE | 3490.3 | 0 | Manufactured_TRUE | Manufactured_TRUE | Manufactured_TRUE | Manufactured_FALSE | Manufactured_FALSE | unknown | unknownManufactured_FALSE | unknownManufactured_TRUE
Water_00005733 | SITE_01830 | Room_00022203 | Bathroom_1 | Bathroom | Bathroom Faucet | 1.5 | 1.7689 | 1.5 | 2 |  | N/A | N/A | N/A | Bag | 0.796 |  | 1.592 |  | OR | Manufactured | Bathroom Faucet | 2338 | 1745.15 | Manufactured | FALSE | FALSE |  |  |  | 2617.725 | 2778.2788 | Manufactured_FALSE | Manufactured_FALSE | Manufactured_ | Manufactured_ | Manufactured_ | unknown | unknownManufactured_ | unknownManufactured_FALSE
Water_00005734 | SITE_01831 | Room_00022209 | Bathroom_1 | Bathroom | Bathroom Faucet | 2.2 | 1.7689 | 2.2 | 2 |  | N/A | N/A | N/A | Bag | 0.796 |  | 1.592 |  | OR | Manufactured | Bathroom Faucet | 2339 | 894.83 | Manufactured | FALSE | FALSE |  |  |  | 1968.626 | 1424.5694 | Manufactured_FALSE | Manufactured_FALSE | Manufactured_ | Manufactured_ | Manufactured_ | unknown | unknownManufactured_ | unknownManufactured_FALSE
Water_00005735 | SITE_01831 | Room_00022209 | Bathroom_1 | Bathroom | Shower / Bathtub combo with diverter valve | 2.5 | 2.0756 | 2.5 | 2.2 |  | Secondary | A few times per year | N/A | Bag | 0.8492 |  | 1.868 |  | OR | Manufactured | Shower | 2339 | 894.83 | Manufactured | TRUE | TRUE | TRUE | TRUE | TRUE | 2237.075 | 1671.5424 | Manufactured_TRUE | Manufactured_TRUE | Manufactured_TRUE | Manufactured_TRUE | Manufactured_TRUE | 2.5gpm | 2.5gpmManufactured_TRUE | 2.5gpmManufactured_TRUE
Water_00005736 | SITE_01831 | Room_00022213 | Kitchen_1 | Kitchen | Kitchen Faucet | 1.8 | 1.3267 | 1.8 | 1.5 |  | N/A | N/A | N/A | Bag | 0.796 |  | 1.194 |  | OR | Manufactured | Kitchen Faucet | 2339 | 894.83 | Manufactured | FALSE | FALSE |  |  |  | 1610.694 | 1068.427 | Manufactured_FALSE | Manufactured_FALSE | Manufactured_ | Manufactured_ | Manufactured_ | unknown | unknownManufactured_ | unknownManufactured_FALSE
Water_00005737 | SITE_01831 | Room_00022215 | Bathroom_2 | Bathroom | Bathroom Faucet | 2.2 | 1.7689 | 2.2 | 2 |  | N/A | N/A | N/A | Bag | 0.796 |  | 1.592 |  | OR | Manufactured | Bathroom Faucet | 2339 | 894.83 | Manufactured | FALSE | FALSE |  |  |  | 1968.626 | 1424.5694 | Manufactured_FALSE | Manufactured_FALSE | Manufactured_ | Manufactured_ | Manufactured_ | unknown | unknownManufactured_ | unknownManufactured_FALSE
Water_00005738 | SITE_01831 | Room_00022215 | Bathroom_2 | Bathroom | Shower / Bathtub combo with diverter valve | 2 | 2.0756 | 2 | 2.2 |  | Secondary | A few times per year | N/A | Bag | 0.8492 |  | 1.868 |  | OR | Manufactured | Shower | 2339 | 894.83 | Manufactured | TRUE | TRUE | TRUE | TRUE | TRUE | 1789.66 | 1671.5424 | Manufactured_TRUE | Manufactured_TRUE | Manufactured_TRUE | Manufactured_TRUE | Manufactured_TRUE | 2.0gpm | 2.0gpmManufactured_TRUE | 2.0gpmManufactured_TRUE
Water_00005739 | SITE_01831 | Room_00022219 | Bathroom_3 | Bathroom | Bathroom Faucet | 2 | 1.3267 | 2 | 1.5 |  | N/A | N/A | N/A | Bag | 0.796 |  | 1.194 |  | OR | Manufactured | Bathroom Faucet | 2339 | 894.83 | Manufactured | FALSE | FALSE |  |  |  | 1789.66 | 1068.427 | Manufactured_FALSE | Manufactured_FALSE | Manufactured_ | Manufactured_ | Manufactured_ | unknown | unknownManufactured_ | unknownManufactured_FALSE
Water_00005740 | SITE_01831 | Room_00022219 | Bathroom_3 | Bathroom | Bathroom Faucet | 2 | 1.3267 | 2 | 1.5 |  | N/A | N/A | N/A | Bag | 0.796 |  | 1.194 |  | OR | Manufactured | Bathroom Faucet | 2339 | 894.83 | Manufactured | FALSE | FALSE |  |  |  | 1789.66 | 1068.427 | Manufactured_FALSE | Manufactured_FALSE | Manufactured_ | Manufactured_ | Manufactured_ | unknown | unknownManufactured_ | unknownManufactured_FALSE
Water_00005741 | SITE_01831 | Room_00022219 | Bathroom_3 | Bathroom | Bathtub | unknown |  |  |  | N/A | N/A | N/A | N/A | Unknown |  | N/A |  | N/A | OR | Manufactured | Bathtub | 2339 | 894.83 | Manufactured | FALSE | FALSE |  |  |  | 0 | 0 | Manufactured_FALSE | Manufactured_FALSE | Manufactured_ | Manufactured_ | Manufactured_ | unknown | unknownManufactured_ | unknownManufactured_FALSE
Water_00005742 | SITE_01831 | Room_00022219 | Bathroom_3 | Bathroom | Shower | 2.0756 | 2.0756 |  | 2.2 |  | Primary | Daily / Almost Daily | N/A | Bag | 0.8492 |  | 1.868 |  | OR | Manufactured | Shower | 2339 | 894.83 | Manufactured | TRUE | FALSE | TRUE | TRUE | TRUE | 1857.2694 | 1671.5424 | Manufactured_TRUE | Manufactured_FALSE | Manufactured_TRUE | Manufactured_TRUE | Manufactured_TRUE | 2.5gpm | 2.5gpmManufactured_TRUE | 2.5gpmManufactured_TRUE
Water_00005743 | SITE_01832 | Room_00022228 | Bathroom_1 | Bathroom | Bathroom Faucet | 2.2 | 1.9456 | 2.2 | 2.2 |  | N/A | N/A | N/A | Bag | 0.796 |  | 1.751 |  | OR | Manufactured | Bathroom Faucet | 2340 | 894.83 | Manufactured | FALSE | FALSE |  |  |  | 1968.626 | 1566.8473 | Manufactured_FALSE | Manufactured_FALSE | Manufactured_ | Manufactured_ | Manufactured_ | unknown | unknownManufactured_ | unknownManufactured_FALSE
Water_00005744 | SITE_01832 | Room_00022228 | Bathroom_1 | Bathroom | Shower / Bathtub combo with diverter valve | 2.5 | 2.3589 | 2.5 | 2.5 |  | Secondary | A few times per year | N/A | Bag | 0.8492 |  | 2.123 |  | OR | Manufactured | Shower | 2340 | 894.83 | Manufactured | TRUE | TRUE | TRUE | TRUE | TRUE | 2237.075 | 1899.7241 | Manufactured_TRUE | Manufactured_TRUE | Manufactured_TRUE | Manufactured_TRUE | Manufactured_TRUE | 2.5gpm | 2.5gpmManufactured_TRUE | 2.5gpmManufactured_TRUE
Water_00005745 | SITE_01832 | Room_00022229 | Bathroom_2 | Bathroom | Bathroom Faucet | 2.2 | 1.7689 | 2.2 | 2 |  | N/A | N/A | N/A | Bag | 0.796 |  | 1.592 |  | OR | Manufactured | Bathroom Faucet | 2340 | 894.83 | Manufactured | FALSE | FALSE |  |  |  | 1968.626 | 1424.5694 | Manufactured_FALSE | Manufactured_FALSE | Manufactured_ | Manufactured_ | Manufactured_ | unknown | unknownManufactured_ | unknownManufactured_FALSE
Water_00005746 | SITE_01832 | Room_00022229 | Bathroom_2 | Bathroom | Shower | 2 | 2.3589 | 2 | 2.5 |  | Primary | A few times per week | N/A | Bag | 0.8492 |  | 2.123 |  | OR | Manufactured | Shower | 2340 | 894.83 | Manufactured | TRUE | FALSE | TRUE | TRUE | TRUE | 1789.66 | 1899.7241 | Manufactured_TRUE | Manufactured_FALSE | Manufactured_TRUE | Manufactured_TRUE | Manufactured_TRUE | 2.0gpm | 2.0gpmManufactured_TRUE | 2.0gpmManufactured_TRUE
Water_00005747 | SITE_01832 | Room_00022232 | Kitchen_1 | Kitchen | Kitchen Faucet | 1.3267 | 1.3267 |  | 1.5 |  | N/A | N/A | N/A | Bag | 0.796 |  | 1.194 |  | OR | Manufactured | Kitchen Faucet | 2340 | 894.83 | Manufactured | FALSE | FALSE |  |  |  | 1187.1411 | 1068.427 | Manufactured_FALSE | Manufactured_FALSE | Manufactured_ | Manufactured_ | Manufactured_ | unknown | unknownManufactured_ | unknownManufactured_FALSE
Water_00005748 | SITE_01833 | Room_00022237 | Kitchen_1 | Kitchen | Kitchen Faucet | 1.3267 | 1.3267 |  | 1.5 |  | N/A | N/A | N/A | Bag | 0.796 |  | 1.194 |  | OR | Manufactured | Kitchen Faucet | 2341 | 1745.15 | Manufactured | FALSE | FALSE |  |  |  | 2315.2323 | 2083.7091 | Manufactured_FALSE | Manufactured_FALSE | Manufactured_ | Manufactured_ | Manufactured_ | unknown | unknownManufactured_ | unknownManufactured_FALSE
Water_00005749 | SITE_01833 | Room_00022243 | Bathroom_1 | Bathroom | Bathroom Faucet | 1.7689 | 1.7689 |  | 2 |  | N/A | N/A | N/A | Bag | 0.796 |  | 1.592 |  | OR | Manufactured | Bathroom Faucet | 2341 | 1745.15 | Manufactured | FALSE | FALSE |  |  |  | 3086.9764 | 2778.2788 | Manufactured_FALSE | Manufactured_FALSE | Manufactured_ | Manufactured_ | Manufactured_ | unknown | unknownManufactured_ | unknownManufactured_FALSE
Water_00005750 | SITE_01833 | Room_00022243 | Bathroom_1 | Bathroom | Shower / Bathtub combo with diverter valve | 3.0189 | 3.0189 |  | 3.2 |  | Secondary | A few times per year | N/A | Bag | 0.8492 |  | 2.717 |  | OR | Manufactured | Shower | 2341 | 1745.15 | Manufactured | TRUE | TRUE | TRUE | TRUE | TRUE | 5268.4139 | 4741.5726 | Manufactured_TRUE | Manufactured_TRUE | Manufactured_TRUE | Manufactured_TRUE | Manufactured_TRUE | gt2.5gpm | gt2.5gpmManufactured_TRUE | gt2.5gpmManufactured_TRUE
Water_00005751 | SITE_01833 | Room_00022244 | Bathroom_2 | Bathroom | Bathroom Faucet | 1.0611 | 1.0611 |  | 1.2 |  | N/A | N/A | N/A | Bag | 0.796 |  | 0.955 |  | OR | Manufactured | Bathroom Faucet | 2341 | 1745.15 | Manufactured | FALSE | FALSE |  |  |  | 1851.7981 | 1666.6182 | Manufactured_FALSE | Manufactured_FALSE | Manufactured_ | Manufactured_ | Manufactured_ | unknown | unknownManufactured_ | unknownManufactured_FALSE
Water_00005752 | SITE_01833 | Room_00022244 | Bathroom_2 | Bathroom | Shower | 2.8311 | 2.8311 |  | 3 |  | Primary | A few times per week | N/A | Bag | 0.8492 |  | 2.548 |  | OR | Manufactured | Shower | 2341 | 1745.15 | Manufactured | TRUE | FALSE | TRUE | TRUE | TRUE | 4940.7136 | 4446.6422 | Manufactured_TRUE | Manufactured_FALSE | Manufactured_TRUE | Manufactured_TRUE | Manufactured_TRUE | gt2.5gpm | gt2.5gpmManufactured_TRUE | gt2.5gpmManufactured_TRUE
Water_00005753 | SITE_01834 | Room_00022248 | Bathroom_6 | Bathroom | Bathroom Faucet | 1.5 | 1.5922 | 1.5 | 1.8 |  | N/A | N/A | N/A | Bag | 0.796 |  | 1.433 |  | OR | Manufactured | Bathroom Faucet | 2342 | 894.83 | Manufactured | FALSE | FALSE |  |  |  | 1342.245 | 1282.2914 | Manufactured_FALSE | Manufactured_FALSE | Manufactured_ | Manufactured_ | Manufactured_ | unknown | unknownManufactured_ | unknownManufactured_FALSE
Water_00005754 | SITE_01834 | Room_00022248 | Bathroom_6 | Bathroom | Shower / Bathtub combo with diverter valve | 2 | 1.4156 | 2 | 1.5 |  | Primary | Daily / Almost Daily | N/A | Bag | 0.8492 |  | 1.274 |  | OR | Manufactured | Shower | 2342 | 894.83 | Manufactured | TRUE | TRUE | TRUE | TRUE | TRUE | 1789.66 | 1140.0134 | Manufactured_TRUE | Manufactured_TRUE | Manufactured_TRUE | Manufactured_TRUE | Manufactured_TRUE | 2.0gpm | 2.0gpmManufactured_TRUE | 2.0gpmManufactured_TRUE
Water_00005755 | SITE_01834 | Room_00022251 | Bathroom_7 | Bathroom | Bathroom Faucet | 1.5 | 1.0611 | 1.5 | 1.2 |  | N/A | N/A | N/A | Bag | 0.796 |  | 0.955 |  | OR | Manufactured | Bathroom Faucet | 2342 | 894.83 | Manufactured | FALSE | FALSE |  |  |  | 1342.245 | 854.5626 | Manufactured_FALSE | Manufactured_FALSE | Manufactured_ | Manufactured_ | Manufactured_ | unknown | unknownManufactured_ | unknownManufactured_FALSE
Water_00005756 | SITE_01834 | Room_00022251 | Bathroom_7 | Bathroom | Shower / Bathtub combo with diverter valve | 2.5 |  | 2.5 |  | Unknown | Secondary | Daily / Almost Daily | Too big to measure with bag | Bag | 0.8492 |  |  | Unknown | OR | Manufactured | Shower | 2342 | 894.83 | Manufactured | TRUE | TRUE | TRUE | FALSE | FALSE | 2237.075 | 0 | Manufactured_TRUE | Manufactured_TRUE | Manufactured_TRUE | Manufactured_FALSE | Manufactured_FALSE | unknown | unknownManufactured_FALSE | unknownManufactured_TRUE
Water_00005757 | SITE_01834 | Room_00022256 | Kitchen_1 | Kitchen | Kitchen Faucet | 1.15 | 1.15 |  | 1.3 |  | N/A | N/A | N/A | Bag | 0.796 |  | 1.035 |  | OR | Manufactured | Kitchen Faucet | 2342 | 894.83 | Manufactured | FALSE | FALSE |  |  |  | 1029.0545 | 926.149 | Manufactured_FALSE | Manufactured_FALSE | Manufactured_ | Manufactured_ | Manufactured_ | unknown | unknownManufactured_ | unknownManufactured_FALSE
Water_00005758 | SITE_01835 | Room_00022260 | Kitchen_1 | Kitchen | Kitchen Faucet | 2.2111 | 2.2111 |  | 2.5 |  | N/A | N/A | N/A | Bag | 0.796 |  | 1.99 |  | OR | Manufactured | Kitchen Faucet | 2343 | 894.83 | Manufactured | FALSE | FALSE |  |  |  | 1978.5686 | 1780.7117 | Manufactured_FALSE | Manufactured_FALSE | Manufactured_ | Manufactured_ | Manufactured_ | unknown | unknownManufactured_ | unknownManufactured_FALSE
Water_00005759 | SITE_01835 | Room_00022266 | Bathroom_1 | Bathroom | Bathroom Faucet | 2.2 | 2.2111 | 2.2 | 2.5 |  | N/A | N/A | N/A | Bag | 0.796 |  | 1.99 |  | OR | Manufactured | Bathroom Faucet | 2343 | 894.83 | Manufactured | FALSE | FALSE |  |  |  | 1968.626 | 1780.7117 | Manufactured_FALSE | Manufactured_FALSE | Manufactured_ | Manufactured_ | Manufactured_ | unknown | unknownManufactured_ | unknownManufactured_FALSE
Water_00005760 | SITE_01835 | Room_00022266 | Bathroom_1 | Bathroom | Shower / Bathtub combo with diverter valve | 2 |  | 2 |  | Unknown | Primary | Daily / Almost Daily | Can't test, stuff in the way | Bag | 0.8492 |  |  | Unknown | OR | Manufactured | Shower | 2343 | 894.83 | Manufactured | TRUE | TRUE | TRUE | FALSE | FALSE | 1789.66 | 0 | Manufactured_TRUE | Manufactured_TRUE | Manufactured_TRUE | Manufactured_FALSE | Manufactured_FALSE | unknown | unknownManufactured_FALSE | unknownManufactured_TRUE
Water_00005761 | SITE_01835 | Room_00022268 | Bathroom_2 | Bathroom | Bathroom Faucet | 2.2 | 1.3267 | 2.2 | 1.5 |  | N/A | N/A | N/A | Bag | 0.796 |  | 1.194 |  | OR | Manufactured | Bathroom Faucet | 2343 | 894.83 | Manufactured | FALSE | FALSE |  |  |  | 1968.626 | 1068.427 | Manufactured_FALSE | Manufactured_FALSE | Manufactured_ | Manufactured_ | Manufactured_ | unknown | unknownManufactured_ | unknownManufactured_FALSE
Water_00005762 | SITE_01835 | Room_00022268 | Bathroom_2 | Bathroom | Shower | 2.5 | 2.3589 | 2.5 | 2.5 |  | Secondary | A few times per week | N/A | Bag | 0.8492 |  | 2.123 |  | OR | Manufactured | Shower | 2343 | 894.83 | Manufactured | TRUE | FALSE | TRUE | TRUE | TRUE | 2237.075 | 1899.7241 | Manufactured_TRUE | Manufactured_FALSE | Manufactured_TRUE | Manufactured_TRUE | Manufactured_TRUE | 2.5gpm | 2.5gpmManufactured_TRUE | 2.5gpmManufactured_TRUE
Water_00005763 | SITE_01836 | Room_00022275 | Bathroom_1 | Bathroom | Bathroom Faucet | 2.2111 | 2.2111 |  | 2.5 |  | N/A | N/A | N/A | Bag | 0.796 |  | 1.99 |  | OR | Manufactured | Bathroom Faucet | 2344 | 894.83 | Manufactured | FALSE | FALSE |  |  |  | 1978.5686 | 1780.7117 | Manufactured_FALSE | Manufactured_FALSE | Manufactured_ | Manufactured_ | Manufactured_ | unknown | unknownManufactured_ | unknownManufactured_FALSE
Water_00005764 | SITE_01836 | Room_00022275 | Bathroom_1 | Bathroom | Shower | 1.75 | 2.0756 | 1.75 | 2.2 |  | Primary | Daily / Almost Daily | N/A | Bag | 0.8492 |  | 1.868 |  | OR | Manufactured | Shower | 2344 | 894.83 | Manufactured | TRUE | FALSE | TRUE | TRUE | TRUE | 1565.9525 | 1671.5424 | Manufactured_TRUE | Manufactured_FALSE | Manufactured_TRUE | Manufactured_TRUE | Manufactured_TRUE | 1.8gpm | 1.8gpmManufactured_TRUE | 1.8gpmManufactured_TRUE
Water_00005765 | SITE_01836 | Room_00022283 | Kitchen_1 | Kitchen | Kitchen Faucet | 1.9456 | 1.9456 |  | 2.2 |  | N/A | N/A | N/A | Bag | 0.796 |  | 1.751 |  | OR | Manufactured | Kitchen Faucet | 2344 | 894.83 | Manufactured | FALSE | FALSE |  |  |  | 1740.9415 | 1566.8473 | Manufactured_FALSE | Manufactured_FALSE | Manufactured_ | Manufactured_ | Manufactured_ | unknown | unknownManufactured_ | unknownManufactured_FALSE
Water_00005766 | SITE_01836 | Room_00022284 | Bathroom_2 | Bathroom | Bathtub | unknown |  |  |  | N/A | N/A | N/A | N/A | Unknown |  | N/A |  | N/A | OR | Manufactured | Bathtub | 2344 | 894.83 | Manufactured | FALSE | FALSE |  |  |  | 0 | 0 | Manufactured_FALSE | Manufactured_FALSE | Manufactured_ | Manufactured_ | Manufactured_ | unknown | unknownManufactured_ | unknownManufactured_FALSE
Water_00005767 | SITE_01836 | Room_00022284 | Bathroom_2 | Bathroom | Shower | 1.75 | 2.2644 | 1.75 | 2.4 |  | Secondary | Daily / Almost Daily | N/A | Bag | 0.8492 |  | 2.038 |  | OR | Manufactured | Shower | 2344 | 894.83 | Manufactured | TRUE | FALSE | TRUE | TRUE | TRUE | 1565.9525 | 1823.6635 | Manufactured_TRUE | Manufactured_FALSE | Manufactured_TRUE | Manufactured_TRUE | Manufactured_TRUE | 1.8gpm | 1.8gpmManufactured_TRUE | 1.8gpmManufactured_TRUE
Water_00005768 | SITE_01836 | Room_00022284 | Bathroom_2 | Bathroom | Bathroom Faucet | 2 | 3.0956 | 2 | 3.5 |  | N/A | N/A | N/A | Bag | 0.796 |  | 2.786 |  | OR | Manufactured | Bathroom Faucet | 2344 | 894.83 | Manufactured | FALSE | FALSE |  |  |  | 1789.66 | 2492.9964 | Manufactured_FALSE | Manufactured_FALSE | Manufactured_ | Manufactured_ | Manufactured_ | unknown | unknownManufactured_ | unknownManufactured_FALSE
Water_00005769 | SITE_01836 | Room_00022284 | Bathroom_2 | Bathroom | Bathroom Faucet | 2 | 3.0956 | 2 | 3.5 |  | N/A | N/A | N/A | Bag | 0.796 |  | 2.786 |  | OR | Manufactured | Bathroom Faucet | 2344 | 894.83 | Manufactured | FALSE | FALSE |  |  |  | 1789.66 | 2492.9964 | Manufactured_FALSE | Manufactured_FALSE | Manufactured_ | Manufactured_ | Manufactured_ | unknown | unknownManufactured_ | unknownManufactured_FALSE
Water_00005770 | SITE_01837 | Room_00022291 | Bathroom_1 | Bathroom | Bathroom Faucet | 2 | 1.7689 | 2 | 2 |  | N/A | N/A | N/A | Bag | 0.796 |  | 1.592 |  | OR | Manufactured | Bathroom Faucet | 2345 | 1745.15 | Manufactured | FALSE | FALSE |  |  |  | 3490.3 | 2778.2788 | Manufactured_FALSE | Manufactured_FALSE | Manufactured_ | Manufactured_ | Manufactured_ | unknown | unknownManufactured_ | unknownManufactured_FALSE
Water_00005771 | SITE_01837 | Room_00022291 | Bathroom_1 | Bathroom | Bathtub | unknown |  |  |  | N/A | N/A | N/A | N/A | Unknown |  | N/A |  | N/A | OR | Manufactured | Bathtub | 2345 | 1745.15 | Manufactured | FALSE | FALSE |  |  |  | 0 | 0 | Manufactured_FALSE | Manufactured_FALSE | Manufactured_ | Manufactured_ | Manufactured_ | unknown | unknownManufactured_ | unknownManufactured_FALSE
Water_00005772 | SITE_01837 | Room_00022291 | Bathroom_1 | Bathroom | Shower | 1.4156 | 1.4156 |  | 1.5 |  | Primary | Daily / Almost Daily | N/A | Bag | 0.8492 |  | 1.274 |  | OR | Manufactured | Shower | 2345 | 1745.15 | Manufactured | TRUE | FALSE | TRUE | TRUE | TRUE | 2470.3568 | 2223.3211 | Manufactured_TRUE | Manufactured_FALSE | Manufactured_TRUE | Manufactured_TRUE | Manufactured_TRUE | <1.5gpm | <1.5gpmManufactured_TRUE | <1.5gpmManufactured_TRUE
Water_00005773 | SITE_01837 | Room_00022294 | Kitchen_1 | Kitchen | Kitchen Faucet | 2 |  | 2 |  | Unknown | N/A | N/A | N/A | Bag | 0.796 |  |  | Unknown | OR | Manufactured | Kitchen Faucet | 2345 | 1745.15 | Manufactured | FALSE | FALSE |  |  |  | 3490.3 | 0 | Manufactured_FALSE | Manufactured_FALSE | Manufactured_ | Manufactured_ | Manufactured_ | unknown | unknownManufactured_ | unknownManufactured_FALSE
Water_00005774 | SITE_01837 | Room_00022299 | Bathroom_2 | Bathroom | Bathroom Faucet | 2 | 1.7689 | 2 | 2 |  | N/A | N/A | N/A | Bag | 0.796 |  | 1.592 |  | OR | Manufactured | Bathroom Faucet | 2345 | 1745.15 | Manufactured | FALSE | FALSE |  |  |  | 3490.3 | 2778.2788 | Manufactured_FALSE | Manufactured_FALSE | Manufactured_ | Manufactured_ | Manufactured_ | unknown | unknownManufactured_ | unknownManufactured_FALSE
Water_00005775 | SITE_01837 | Room_00022299 | Bathroom_2 | Bathroom | Shower / Bathtub combo with diverter valve | 2.3589 | 2.3589 |  | 2.5 |  | Secondary | A few times per week | N/A | Bag | 0.8492 |  | 2.123 |  | OR | Manufactured | Shower | 2345 | 1745.15 | Manufactured | TRUE | TRUE | TRUE | TRUE | TRUE | 4116.6149 | 3704.9535 | Manufactured_TRUE | Manufactured_TRUE | Manufactured_TRUE | Manufactured_TRUE | Manufactured_TRUE | 2.5gpm | 2.5gpmManufactured_TRUE | 2.5gpmManufactured_TRUE
Water_00005776 | SITE_01838 | Room_00022304 | Bathroom_1 | Bathroom | Bathroom Faucet | 2.2 | 1.99 | 2.2 | 2.25 |  | N/A | N/A | N/A | Bag | 0.796 |  | 1.791 |  | OR | Manufactured | Bathroom Faucet | 2346 | 894.83 | Manufactured | FALSE | FALSE |  |  |  | 1968.626 | 1602.6405 | Manufactured_FALSE | Manufactured_FALSE | Manufactured_ | Manufactured_ | Manufactured_ | unknown | unknownManufactured_ | unknownManufactured_FALSE
Water_00005777 | SITE_01838 | Room_00022304 | Bathroom_1 | Bathroom | Shower / Bathtub combo with diverter valve | 2.5 | 2.3589 | 2.5 | 2.5 |  | All used about the same | Daily / Almost Daily | N/A | Bag | 0.8492 |  | 2.123 |  | OR | Manufactured | Shower | 2346 | 894.83 | Manufactured | TRUE | TRUE | TRUE | TRUE | TRUE | 2237.075 | 1899.7241 | Manufactured_TRUE | Manufactured_TRUE | Manufactured_TRUE | Manufactured_TRUE | Manufactured_TRUE | 2.5gpm | 2.5gpmManufactured_TRUE | 2.5gpmManufactured_TRUE
Water_00005778 | SITE_01838 | Room_00022306 | Kitchen_1 | Kitchen | Kitchen Faucet | 1.5 | 1.3267 | 1.5 | 1.5 |  | N/A | N/A | N/A | Bag | 0.796 |  | 1.194 |  | OR | Manufactured | Kitchen Faucet | 2346 | 894.83 | Manufactured | FALSE | FALSE |  |  |  | 1342.245 | 1068.427 | Manufactured_FALSE | Manufactured_FALSE | Manufactured_ | Manufactured_ | Manufactured_ | unknown | unknownManufactured_ | unknownManufactured_FALSE
Water_00005779 | SITE_01838 | Room_00022309 | Bathroom_2 | Bathroom | Bathroom Faucet | 1.99 | 1.99 |  | 2.25 |  | N/A | N/A | N/A | Bag | 0.796 |  | 1.791 |  | OR | Manufactured | Bathroom Faucet | 2346 | 894.83 | Manufactured | FALSE | FALSE |  |  |  | 1780.7117 | 1602.6405 | Manufactured_FALSE | Manufactured_FALSE | Manufactured_ | Manufactured_ | Manufactured_ | unknown | unknownManufactured_ | unknownManufactured_FALSE
Water_00005780 | SITE_01838 | Room_00022309 | Bathroom_2 | Bathroom | Shower / Bathtub combo with diverter valve | 2.5 | 3.0667 | 2.5 | 3.25 |  | All used about the same | Daily / Almost Daily | N/A | Bag | 0.8492 |  | 2.76 |  | OR | Manufactured | Shower | 2346 | 894.83 | Manufactured | TRUE | TRUE | TRUE | TRUE | TRUE | 2237.075 | 2469.7308 | Manufactured_TRUE | Manufactured_TRUE | Manufactured_TRUE | Manufactured_TRUE | Manufactured_TRUE | 2.5gpm | 2.5gpmManufactured_TRUE | 2.5gpmManufactured_TRUE
Water_00005781 | SITE_01839 | Room_00022319 | Kitchen_1 | Kitchen | Kitchen Faucet | 1.5 | 1.7689 | 1.5 | 2 |  | N/A | N/A | N/A | Bag | 0.796 |  | 1.592 |  | OR | Manufactured | Kitchen Faucet | 2347 | 1745.15 | Manufactured | FALSE | FALSE |  |  |  | 2617.725 | 2778.2788 | Manufactured_FALSE | Manufactured_FALSE | Manufactured_ | Manufactured_ | Manufactured_ | unknown | unknownManufactured_ | unknownManufactured_FALSE
Water_00005782 | SITE_01839 | Room_00022320 | Bathroom_1 | Bathroom | Bathroom Faucet | 1.3267 | 1.3267 |  | 1.5 |  | N/A | N/A | N/A | Bag | 0.796 |  | 1.194 |  | OR | Manufactured | Bathroom Faucet | 2347 | 1745.15 | Manufactured | FALSE | FALSE |  |  |  | 2315.2323 | 2083.7091 | Manufactured_FALSE | Manufactured_FALSE | Manufactured_ | Manufactured_ | Manufactured_ | unknown | unknownManufactured_ | unknownManufactured_FALSE
Water_00005783 | SITE_01839 | Room_00022320 | Bathroom_1 | Bathroom | Shower / Bathtub combo with diverter valve | 1.8867 | 1.8867 |  | 2 |  | Primary | Daily / Almost Daily | N/A | Bag | 0.8492 |  | 1.698 |  | OR | Manufactured | Shower | 2347 | 1745.15 | Manufactured | TRUE | TRUE | TRUE | TRUE | TRUE | 3292.5163 | 2963.2647 | Manufactured_TRUE | Manufactured_TRUE | Manufactured_TRUE | Manufactured_TRUE | Manufactured_TRUE | 2.0gpm | 2.0gpmManufactured_TRUE | 2.0gpmManufactured_TRUE
Water_00005784 | SITE_01839 | Room_00022323 | Bathroom_2 | Bathroom | Bathroom Faucet | 1.4156 | 1.4156 |  | 1.6 |  | N/A | N/A | N/A | Bag | 0.796 |  | 1.274 |  | OR | Manufactured | Bathroom Faucet | 2347 | 1745.15 | Manufactured | FALSE | FALSE |  |  |  | 2470.3568 | 2223.3211 | Manufactured_FALSE | Manufactured_FALSE | Manufactured_ | Manufactured_ | Manufactured_ | unknown | unknownManufactured_ | unknownManufactured_FALSE
Water_00005785 | SITE_01839 | Room_00022323 | Bathroom_2 | Bathroom | Shower | 1.4156 | 1.4156 |  | 1.5 |  | Secondary | Unknown | N/A | Bag | 0.8492 |  | 1.274 |  | OR | Manufactured | Shower | 2347 | 1745.15 | Manufactured | TRUE | FALSE | TRUE | TRUE | TRUE | 2470.3568 | 2223.3211 | Manufactured_TRUE | Manufactured_FALSE | Manufactured_TRUE | Manufactured_TRUE | Manufactured_TRUE | <1.5gpm | <1.5gpmManufactured_TRUE | <1.5gpmManufactured_TRUE
Water_00005786 | SITE_01840 | Room_00022330 | Bathroom_1 | Bathroom | Bathroom Faucet | 2.5 | 1.9456 | 2.5 | 2.2 |  | N/A | N/A | N/A | Bag | 0.796 |  | 1.751 |  | OR | Manufactured | Bathroom Faucet | 2348 | 894.83 | Manufactured | FALSE | FALSE |  |  |  | 2237.075 | 1566.8473 | Manufactured_FALSE | Manufactured_FALSE | Manufactured_ | Manufactured_ | Manufactured_ | unknown | unknownManufactured_ | unknownManufactured_FALSE
Water_00005787 | SITE_01840 | Room_00022330 | Bathroom_1 | Bathroom | Shower | 3.3022 | 3.3022 |  | 3.5 |  | Primary | Daily / Almost Daily | N/A | Bag | 0.8492 |  | 2.972 |  | OR | Manufactured | Shower | 2348 | 894.83 | Manufactured | TRUE | FALSE | TRUE | TRUE | TRUE | 2954.9275 | 2659.4348 | Manufactured_TRUE | Manufactured_FALSE | Manufactured_TRUE | Manufactured_TRUE | Manufactured_TRUE | gt2.5gpm | gt2.5gpmManufactured_TRUE | gt2.5gpmManufactured_TRUE
Water_00005788 | SITE_01840 | Room_00022335 | Kitchen_1 | Kitchen | Kitchen Faucet | 1.7689 | 1.7689 |  | 2 |  | N/A | N/A | Pur filter | Bag | 0.796 |  | 1.592 |  | OR | Manufactured | Kitchen Faucet | 2348 | 894.83 | Manufactured | FALSE | FALSE |  |  |  | 1582.8548 | 1424.5694 | Manufactured_FALSE | Manufactured_FALSE | Manufactured_ | Manufactured_ | Manufactured_ | unknown | unknownManufactured_ | unknownManufactured_FALSE
Water_00005789 | SITE_01840 | Room_00022340 | Bathroom_2 | Bathroom | Bathroom Faucet | 2 | 1.7689 | 2 | 2 |  | N/A | N/A | N/A | Bag | 0.796 |  | 1.592 |  | OR | Manufactured | Bathroom Faucet | 2348 | 894.83 | Manufactured | FALSE | FALSE |  |  |  | 1789.66 | 1424.5694 | Manufactured_FALSE | Manufactured_FALSE | Manufactured_ | Manufactured_ | Manufactured_ | unknown | unknownManufactured_ | unknownManufactured_FALSE
Water_00005790 | SITE_01840 | Room_00022340 | Bathroom_2 | Bathroom | Shower / Bathtub combo with diverter valve | 2 | 2.5478 | 2 | 2.7 |  | Secondary | A few times per week | N/A | Bag | 0.8492 |  | 2.293 |  | OR | Manufactured | Shower | 2348 | 894.83 | Manufactured | TRUE | TRUE | TRUE | TRUE | TRUE | 1789.66 | 2051.8452 | Manufactured_TRUE | Manufactured_TRUE | Manufactured_TRUE | Manufactured_TRUE | Manufactured_TRUE | 2.0gpm | 2.0gpmManufactured_TRUE | 2.0gpmManufactured_TRUE
Water_00005791 | SITE_01841 | Room_00022348 | Bathroom_6 | Bathroom | Bathroom Faucet | 2.4322 | 2.4322 |  | 2.75 |  | N/A | N/A | N/A | Bag | 0.796 |  | 2.189 |  | OR | Manufactured | Bathroom Faucet | 2349 | 894.83 | Manufactured | FALSE | FALSE |  |  |  | 2176.4254 | 1958.7829 | Manufactured_FALSE | Manufactured_FALSE | Manufactured_ | Manufactured_ | Manufactured_ | unknown | unknownManufactured_ | unknownManufactured_FALSE
Water_00005792 | SITE_01841 | Room_00022348 | Bathroom_6 | Bathroom | Shower / Bathtub combo with diverter valve | 2 | 1.8867 | 2 | 2 |  | Primary | A few times per month | N/A | Bag | 0.8492 |  | 1.698 |  | OR | Manufactured | Shower | 2349 | 894.83 | Manufactured | TRUE | TRUE | TRUE | TRUE | TRUE | 1789.66 | 1519.4213 | Manufactured_TRUE | Manufactured_TRUE | Manufactured_TRUE | Manufactured_TRUE | Manufactured_TRUE | 2.0gpm | 2.0gpmManufactured_TRUE | 2.0gpmManufactured_TRUE
Water_00005793 | SITE_01841 | Room_00022351 | Kitchen_1 | Kitchen | Bathroom Faucet | 2 | 1.9456 | 2 | 2.2 |  | N/A | N/A | N/A | Bag | 0.796 |  | 1.751 |  | OR | Manufactured | Bathroom Faucet | 2349 | 894.83 | Manufactured | FALSE | FALSE |  |  |  | 1789.66 | 1566.8473 | Manufactured_FALSE | Manufactured_FALSE | Manufactured_ | Manufactured_ | Manufactured_ | unknown | unknownManufactured_ | unknownManufactured_FALSE
Water_00005794 | SITE_01841 | Room_00022354 | Bathroom_1 | Bathroom | Bathroom Faucet | 1.3267 | 1.3267 |  | 1.5 |  | N/A | N/A | N/A | Bag | 0.796 |  | 1.194 |  | OR | Manufactured | Bathroom Faucet | 2349 | 894.83 | Manufactured | FALSE | FALSE |  |  |  | 1187.1411 | 1068.427 | Manufactured_FALSE | Manufactured_FALSE | Manufactured_ | Manufactured_ | Manufactured_ | unknown | unknownManufactured_ | unknownManufactured_FALSE
Water_00005795 | SITE_01841 | Room_00022354 | Bathroom_1 | Bathroom | Shower | 2 | 3.0189 | 2 | 3.2 |  | Primary | Daily / Almost Daily | N/A | Bag | 0.8492 |  | 2.717 |  | OR | Manufactured | Shower | 2349 | 894.83 | Manufactured | TRUE | FALSE | TRUE | TRUE | TRUE | 1789.66 | 2431.2531 | Manufactured_TRUE | Manufactured_FALSE | Manufactured_TRUE | Manufactured_TRUE | Manufactured_TRUE | 2.0gpm | 2.0gpmManufactured_TRUE | 2.0gpmManufactured_TRUE
Water_00005796 | SITE_01842 | Room_00022357 | Kitchen_1 | Kitchen | Kitchen Faucet | 2.7422 | 2.7422 |  | 3.1 |  | N/A | N/A | N/A | Bag | 0.796 |  | 2.468 |  | OR | Manufactured | Kitchen Faucet | 2350 | 1745.15 | Manufactured | FALSE | FALSE |  |  |  | 4785.5891 | 4307.0302 | Manufactured_FALSE | Manufactured_FALSE | Manufactured_ | Manufactured_ | Manufactured_ | unknown | unknownManufactured_ | unknownManufactured_FALSE
Water_00005797 | SITE_01842 | Room_00022361 | Bathroom_1 | Bathroom | Bathroom Faucet | 2.2 | 2.9189 | 2.2 | 3.3 |  | N/A | N/A | N/A | Bag | 0.796 |  | 2.627 |  | OR | Manufactured | Bathroom Faucet | 2350 | 1745.15 | Manufactured | FALSE | FALSE |  |  |  | 3839.33 | 4584.509 | Manufactured_FALSE | Manufactured_FALSE | Manufactured_ | Manufactured_ | Manufactured_ | unknown | unknownManufactured_ | unknownManufactured_FALSE
Water_00005798 | SITE_01842 | Room_00022361 | Bathroom_1 | Bathroom | Shower / Bathtub combo with diverter valve | 2.5 | 2.4533 | 2.5 | 2.6 |  | Secondary | A few times per month | N/A | Bag | 0.8492 |  | 2.208 |  | OR | Manufactured | Shower | 2350 | 1745.15 | Manufactured | TRUE | TRUE | TRUE | TRUE | TRUE | 4362.875 | 3853.2912 | Manufactured_TRUE | Manufactured_TRUE | Manufactured_TRUE | Manufactured_TRUE | Manufactured_TRUE | 2.5gpm | 2.5gpmManufactured_TRUE | 2.5gpmManufactured_TRUE
Water_00005799 | SITE_01842 | Room_00022364 | Bathroom_2 | Bathroom | Shower / Bathtub combo with diverter valve | 2 | 1.7922 | 2 | 1.9 |  | Primary | Daily / Almost Daily | N/A | Bag | 0.8492 |  | 1.613 |  | OR | Manufactured | Shower | 2350 | 1745.15 | Manufactured | TRUE | TRUE | TRUE | TRUE | TRUE | 3490.3 | 2814.927 | Manufactured_TRUE | Manufactured_TRUE | Manufactured_TRUE | Manufactured_TRUE | Manufactured_TRUE | 2.0gpm | 2.0gpmManufactured_TRUE | 2.0gpmManufactured_TRUE
Water_00005800 | SITE_01842 | Room_00022364 | Bathroom_2 | Bathroom | Bathroom Faucet | 2.2 | 2.7422 | 2.2 | 3.1 |  | N/A | N/A | N/A | Bag | 0.796 |  | 2.468 |  | OR | Manufactured | Bathroom Faucet | 2350 | 1745.15 | Manufactured | FALSE | FALSE |  |  |  | 3839.33 | 4307.0302 | Manufactured_FALSE | Manufactured_FALSE | Manufactured_ | Manufactured_ | Manufactured_ | unknown | unknownManufactured_ | unknownManufactured_FALSE
Water_00005801 | SITE_01842 | Room_00022364 | Bathroom_2 | Bathroom | Bathroom Faucet | 2.2 | 2.3878 | 2.2 | 2.7 |  | N/A | N/A | N/A | Bag | 0.796 |  | 2.149 |  | OR | Manufactured | Bathroom Faucet | 2350 | 1745.15 | Manufactured | FALSE | FALSE |  |  |  | 3839.33 | 3750.3274 | Manufactured_FALSE | Manufactured_FALSE | Manufactured_ | Manufactured_ | Manufactured_ | unknown | unknownManufactured_ | unknownManufactured_FALSE
Water_00005802 | SITE_01843 | Room_00022367 | Kitchen_1 | Kitchen | Kitchen Faucet | 2 | 3.0956 | 2 | 3.5 |  | N/A | N/A | N/A | Bag | 0.796 |  | 2.786 |  | OR | Manufactured | Kitchen Faucet | 2351 | 1745.15 | Manufactured | FALSE | FALSE |  |  |  | 3490.3 | 4861.9879 | Manufactured_FALSE | Manufactured_FALSE | Manufactured_ | Manufactured_ | Manufactured_ | unknown | unknownManufactured_ | unknownManufactured_FALSE
Water_00005803 | SITE_01843 | Room_00022376 | Bathroom_1 | Bathroom | Shower | 2.3589 | 2.3589 |  | 2.5 |  | Primary | Daily / Almost Daily | N/A | Bag | 0.8492 |  | 2.123 |  | OR | Manufactured | Shower | 2351 | 1745.15 | Manufactured | TRUE | FALSE | TRUE | TRUE | TRUE | 4116.6149 | 3704.9535 | Manufactured_TRUE | Manufactured_FALSE | Manufactured_TRUE | Manufactured_TRUE | Manufactured_TRUE | 2.5gpm | 2.5gpmManufactured_TRUE | 2.5gpmManufactured_TRUE
Water_00005804 | SITE_01843 | Room_00022376 | Bathroom_1 | Bathroom | Bathroom Faucet | 1.5 | 1.3267 | 1.5 | 1.5 |  | N/A | N/A | N/A | Bag | 0.796 |  | 1.194 |  | OR | Manufactured | Bathroom Faucet | 2351 | 1745.15 | Manufactured | FALSE | FALSE |  |  |  | 2617.725 | 2083.7091 | Manufactured_FALSE | Manufactured_FALSE | Manufactured_ | Manufactured_ | Manufactured_ | unknown | unknownManufactured_ | unknownManufactured_FALSE
Water_00005805 | SITE_01843 | Room_00022376 | Bathroom_1 | Bathroom | Bathroom Faucet | 1.5 | 1.7689 | 1.5 | 2 |  | N/A | N/A | N/A | Bag | 0.796 |  | 1.592 |  | OR | Manufactured | Bathroom Faucet | 2351 | 1745.15 | Manufactured | FALSE | FALSE |  |  |  | 2617.725 | 2778.2788 | Manufactured_FALSE | Manufactured_FALSE | Manufactured_ | Manufactured_ | Manufactured_ | unknown | unknownManufactured_ | unknownManufactured_FALSE
Water_00005806 | SITE_01843 | Room_00022377 | Bathroom_2 | Bathroom | Shower / Bathtub combo with diverter valve | 2.3589 | 2.3589 |  | 2.5 |  | Secondary | A few times per month | N/A | Bag | 0.8492 |  | 2.123 |  | OR | Manufactured | Shower | 2351 | 1745.15 | Manufactured | TRUE | TRUE | TRUE | TRUE | TRUE | 4116.6149 | 3704.9535 | Manufactured_TRUE | Manufactured_TRUE | Manufactured_TRUE | Manufactured_TRUE | Manufactured_TRUE | 2.5gpm | 2.5gpmManufactured_TRUE | 2.5gpmManufactured_TRUE
Water_00005807 | SITE_01843 | Room_00022377 | Bathroom_2 | Bathroom | Bathroom Faucet | 1.5 | 1.15 | 1.5 | 1.3 |  | N/A | N/A | N/A | Bag | 0.796 |  | 1.035 |  | OR | Manufactured | Bathroom Faucet | 2351 | 1745.15 | Manufactured | FALSE | FALSE |  |  |  | 2617.725 | 1806.2302 | Manufactured_FALSE | Manufactured_FALSE | Manufactured_ | Manufactured_ | Manufactured_ | unknown | unknownManufactured_ | unknownManufactured_FALSE
Water_00005808 | SITE_01844 | Room_00022387 | Kitchen_1 | Kitchen | Kitchen Faucet | 1.5 | 0.88444 | 1.5 | 1 |  | N/A | N/A | N/A | Bag | 0.796 |  | 0.796 |  | OR | Manufactured | Kitchen Faucet | 2352 | 894.83 | Manufactured | FALSE | FALSE |  |  |  | 1342.245 | 712.2847 | Manufactured_FALSE | Manufactured_FALSE | Manufactured_ | Manufactured_ | Manufactured_ | unknown | unknownManufactured_ | unknownManufactured_FALSE
Water_00005809 | SITE_01844 | Room_00022391 | Bathroom_1 | Bathroom | Bathroom Faucet | 1.5 | 0.88444 | 1.5 | 1 |  | N/A | N/A | N/A | Bag | 0.796 |  | 0.796 |  | OR | Manufactured | Bathroom Faucet | 2352 | 894.83 | Manufactured | FALSE | FALSE |  |  |  | 1342.245 | 712.2847 | Manufactured_FALSE | Manufactured_FALSE | Manufactured_ | Manufactured_ | Manufactured_ | unknown | unknownManufactured_ | unknownManufactured_FALSE
Water_00005810 | SITE_01844 | Room_00022391 | Bathroom_1 | Bathroom | Bathroom Faucet | 1.5 | 1.0611 | 1.5 | 1.2 |  | N/A | N/A | N/A | Bag | 0.796 |  | 0.955 |  | OR | Manufactured | Bathroom Faucet | 2352 | 894.83 | Manufactured | FALSE | FALSE |  |  |  | 1342.245 | 854.5626 | Manufactured_FALSE | Manufactured_FALSE | Manufactured_ | Manufactured_ | Manufactured_ | unknown | unknownManufactured_ | unknownManufactured_FALSE
Water_00005811 | SITE_01844 | Room_00022391 | Bathroom_1 | Bathroom | Bathtub | unknown |  |  |  | N/A | N/A | N/A | N/A | Unknown |  | N/A |  | N/A | OR | Manufactured | Bathtub | 2352 | 894.83 | Manufactured | FALSE | FALSE |  |  |  | 0 | 0 | Manufactured_FALSE | Manufactured_FALSE | Manufactured_ | Manufactured_ | Manufactured_ | unknown | unknownManufactured_ | unknownManufactured_FALSE
Water_00005812 | SITE_01844 | Room_00022391 | Bathroom_1 | Bathroom | Shower | 2.0756 | 2.0756 |  | 2.2 |  | Primary | Daily / Almost Daily | N/A | Bag | 0.8492 |  | 1.868 |  | OR | Manufactured | Shower | 2352 | 894.83 | Manufactured | TRUE | FALSE | TRUE | TRUE | TRUE | 1857.2694 | 1671.5424 | Manufactured_TRUE | Manufactured_FALSE | Manufactured_TRUE | Manufactured_TRUE | Manufactured_TRUE | 2.5gpm | 2.5gpmManufactured_TRUE | 2.5gpmManufactured_TRUE
Water_00005813 | SITE_01844 | Room_00022393 | Bathroom_2 | Bathroom | Bathroom Faucet | 1.5 | 1.0611 | 1.5 | 1.2 |  | N/A | N/A | N/A | Bag | 0.796 |  | 0.955 |  | OR | Manufactured | Bathroom Faucet | 2352 | 894.83 | Manufactured | FALSE | FALSE |  |  |  | 1342.245 | 854.5626 | Manufactured_FALSE | Manufactured_FALSE | Manufactured_ | Manufactured_ | Manufactured_ | unknown | unknownManufactured_ | unknownManufactured_FALSE
Water_00005814 | SITE_01844 | Room_00022393 | Bathroom_2 | Bathroom | Bathroom Faucet | 1.5 | 1.0611 | 1.5 | 1.2 |  | N/A | N/A | N/A | Bag | 0.796 |  | 0.955 |  | OR | Manufactured | Bathroom Faucet | 2352 | 894.83 | Manufactured | FALSE | FALSE |  |  |  | 1342.245 | 854.5626 | Manufactured_FALSE | Manufactured_FALSE | Manufactured_ | Manufactured_ | Manufactured_ | unknown | unknownManufactured_ | unknownManufactured_FALSE
Water_00005815 | SITE_01844 | Room_00022393 | Bathroom_2 | Bathroom | Shower / Bathtub combo with diverter valve | 2.5 | 1.4156 | 2.5 | 1.5 |  | Secondary | A few times per week | N/A | Bag | 0.8492 |  | 1.274 |  | OR | Manufactured | Shower | 2352 | 894.83 | Manufactured | TRUE | TRUE | TRUE | TRUE | TRUE | 2237.075 | 1140.0134 | Manufactured_TRUE | Manufactured_TRUE | Manufactured_TRUE | Manufactured_TRUE | Manufactured_TRUE | 2.5gpm | 2.5gpmManufactured_TRUE | 2.5gpmManufactured_TRUE
Water_00005816 | SITE_01845 | Room_00022398 | Kitchen_1 | Kitchen | Kitchen Faucet | 1.3267 | 1.3267 |  | 1.5 |  | N/A | N/A | N/A | Bag | 0.796 |  | 1.194 |  | OR | Manufactured | Kitchen Faucet | 2353 | 894.83 | Manufactured | FALSE | FALSE |  |  |  | 1187.1411 | 1068.427 | Manufactured_FALSE | Manufactured_FALSE | Manufactured_ | Manufactured_ | Manufactured_ | unknown | unknownManufactured_ | unknownManufactured_FALSE
Water_00005817 | SITE_01845 | Room_00022406 | Bathroom_1 | Bathroom | Bathroom Faucet | 2 | 2.6533 | 2 | 3 |  | N/A | N/A | N/A | Bag | 0.796 |  | 2.388 |  | OR | Manufactured | Bathroom Faucet | 2353 | 894.83 | Manufactured | FALSE | FALSE |  |  |  | 1789.66 | 2136.854 | Manufactured_FALSE | Manufactured_FALSE | Manufactured_ | Manufactured_ | Manufactured_ | unknown | unknownManufactured_ | unknownManufactured_FALSE
Water_00005818 | SITE_01845 | Room_00022406 | Bathroom_1 | Bathroom | Shower / Bathtub combo with diverter valve | 2.5 |  | 2.5 |  | Unknown | Secondary | A few times per year | Used as storage | Bag | 0.8492 |  |  | Unknown | OR | Manufactured | Shower | 2353 | 894.83 | Manufactured | TRUE | TRUE | TRUE | FALSE | FALSE | 2237.075 | 0 | Manufactured_TRUE | Manufactured_TRUE | Manufactured_TRUE | Manufactured_FALSE | Manufactured_FALSE | unknown | unknownManufactured_FALSE | unknownManufactured_TRUE
Water_00005819 | SITE_01845 | Room_00022407 | Bathroom_2 | Bathroom | Bathroom Faucet | 2.2 | 2.2111 | 2.2 | 2.5 |  | N/A | N/A | N/A | Bag | 0.796 |  | 1.99 |  | OR | Manufactured | Bathroom Faucet | 2353 | 894.83 | Manufactured | FALSE | FALSE |  |  |  | 1968.626 | 1780.7117 | Manufactured_FALSE | Manufactured_FALSE | Manufactured_ | Manufactured_ | Manufactured_ | unknown | unknownManufactured_ | unknownManufactured_FALSE
Water_00005820 | SITE_01845 | Room_00022407 | Bathroom_2 | Bathroom | Shower / Bathtub combo with diverter valve | 2.5 | 2.8311 | 2.5 | 3 |  | Primary | A few times per month | N/A | Bag | 0.8492 |  | 2.548 |  | OR | Manufactured | Shower | 2353 | 894.83 | Manufactured | TRUE | TRUE | TRUE | TRUE | TRUE | 2237.075 | 2280.0268 | Manufactured_TRUE | Manufactured_TRUE | Manufactured_TRUE | Manufactured_TRUE | Manufactured_TRUE | 2.5gpm | 2.5gpmManufactured_TRUE | 2.5gpmManufactured_TRUE
Water_00005821 | SITE_01846 | Room_00022412 | Bathroom_1 | Bathroom | Bathroom Faucet | 2 | 1.9456 | 2 | 2.2 |  | N/A | N/A | N/A | Bag | 0.796 |  | 1.751 |  | OR | Manufactured | Bathroom Faucet | 2354 | 1745.15 | Manufactured | FALSE | FALSE |  |  |  | 3490.3 | 3055.7577 | Manufactured_FALSE | Manufactured_FALSE | Manufactured_ | Manufactured_ | Manufactured_ | unknown | unknownManufactured_ | unknownManufactured_FALSE
Water_00005822 | SITE_01846 | Room_00022412 | Bathroom_1 | Bathroom | Bathroom Faucet | 2 | 1.5922 | 2 | 1.8 |  | N/A | N/A | N/A | Bag | 0.796 |  | 1.433 |  | OR | Manufactured | Bathroom Faucet | 2354 | 1745.15 | Manufactured | FALSE | FALSE |  |  |  | 3490.3 | 2500.8 | Manufactured_FALSE | Manufactured_FALSE | Manufactured_ | Manufactured_ | Manufactured_ | unknown | unknownManufactured_ | unknownManufactured_FALSE
Water_00005823 | SITE_01846 | Room_00022412 | Bathroom_1 | Bathroom | Shower | 1.8867 | 1.8867 |  | 2 |  | Primary | Daily / Almost Daily | N/A | Bag | 0.8492 |  | 1.698 |  | OR | Manufactured | Shower | 2354 | 1745.15 | Manufactured | TRUE | FALSE | TRUE | TRUE | TRUE | 3292.5163 | 2963.2647 | Manufactured_TRUE | Manufactured_FALSE | Manufactured_TRUE | Manufactured_TRUE | Manufactured_TRUE | 2.0gpm | 2.0gpmManufactured_TRUE | 2.0gpmManufactured_TRUE
Water_00005824 | SITE_01846 | Room_00022414 | Kitchen_1 | Kitchen | Kitchen Faucet | 1.3267 | 1.3267 |  | 1.5 |  | N/A | N/A | N/A | Bag | 0.796 |  | 1.194 |  | OR | Manufactured | Kitchen Faucet | 2354 | 1745.15 | Manufactured | FALSE | FALSE |  |  |  | 2315.2323 | 2083.7091 | Manufactured_FALSE | Manufactured_FALSE | Manufactured_ | Manufactured_ | Manufactured_ | unknown | unknownManufactured_ | unknownManufactured_FALSE
Water_00005825 | SITE_01846 | Room_00022421 | Bathroom_2 | Bathroom | Bathroom Faucet | 2.3 | 2.3 |  | 2.6 |  | N/A | N/A | N/A | Bag | 0.796 |  | 2.07 |  | OR | Manufactured | Bathroom Faucet | 2354 | 1745.15 | Manufactured | FALSE | FALSE |  |  |  | 4013.845 | 3612.4605 | Manufactured_FALSE | Manufactured_FALSE | Manufactured_ | Manufactured_ | Manufactured_ | unknown | unknownManufactured_ | unknownManufactured_FALSE
Water_00005826 | SITE_01846 | Room_00022421 | Bathroom_2 | Bathroom | Shower / Bathtub combo with diverter valve | 1.4156 | 1.4156 |  | 1.5 |  | Secondary | A few times per year | N/A | Bag | 0.8492 |  | 1.274 |  | OR | Manufactured | Shower | 2354 | 1745.15 | Manufactured | TRUE | TRUE | TRUE | TRUE | TRUE | 2470.3568 | 2223.3211 | Manufactured_TRUE | Manufactured_TRUE | Manufactured_TRUE | Manufactured_TRUE | Manufactured_TRUE | <1.5gpm | <1.5gpmManufactured_TRUE | <1.5gpmManufactured_TRUE
Water_00005827 | SITE_01847 | Room_00022429 | Bathroom_6 | Bathroom | Shower | unknown |  |  |  | Unknown | Unknown | Never | Uses for storage | Bag | 0.8492 |  |  | Unknown | OR | Manufactured | Shower | 2355 | 1745.15 | Manufactured | TRUE | FALSE | FALSE | FALSE | FALSE | 0 | 0 | Manufactured_TRUE | Manufactured_FALSE | Manufactured_FALSE | Manufactured_FALSE | Manufactured_FALSE | unknown | unknownManufactured_FALSE | unknownManufactured_TRUE
Water_00005828 | SITE_01847 | Room_00022429 | Bathroom_6 | Bathroom | Bathroom Faucet | 1.5 | 1.8578 | 1.5 | 2.1 |  | N/A | N/A | N/A | Bag | 0.796 |  | 1.672 |  | OR | Manufactured | Bathroom Faucet | 2355 | 1745.15 | Manufactured | FALSE | FALSE |  |  |  | 2617.725 | 2917.8908 | Manufactured_FALSE | Manufactured_FALSE | Manufactured_ | Manufactured_ | Manufactured_ | unknown | unknownManufactured_ | unknownManufactured_FALSE
Water_00005829 | SITE_01847 | Room_00022435 | Kitchen_1 | Kitchen | Kitchen Faucet | 2 | 1.9456 | 2 | 2.2 |  | N/A | N/A | N/A | Bag | 0.796 |  | 1.751 |  | OR | Manufactured | Kitchen Faucet | 2355 | 1745.15 | Manufactured | FALSE | FALSE |  |  |  | 3490.3 | 3055.7577 | Manufactured_FALSE | Manufactured_FALSE | Manufactured_ | Manufactured_ | Manufactured_ | unknown | unknownManufactured_ | unknownManufactured_FALSE
Water_00005830 | SITE_01847 | Room_00022436 | Bathroom_1 | Bathroom | Shower | 2.5 | 1.8867 | 2.5 | 2 |  | Primary | A few times per week | N/A | Bag | 0.8492 |  | 1.698 |  | OR | Manufactured | Shower | 2355 | 1745.15 | Manufactured | TRUE | FALSE | TRUE | TRUE | TRUE | 4362.875 | 2963.2647 | Manufactured_TRUE | Manufactured_FALSE | Manufactured_TRUE | Manufactured_TRUE | Manufactured_TRUE | 2.5gpm | 2.5gpmManufactured_TRUE | 2.5gpmManufactured_TRUE
Water_00005831 | SITE_01847 | Room_00022436 | Bathroom_1 | Bathroom | Bathroom Faucet | 1.5922 | 1.5922 |  | 1.8 |  | N/A | N/A | N/A | Bag | 0.796 |  | 1.433 |  | OR | Manufactured | Bathroom Faucet | 2355 | 1745.15 | Manufactured | FALSE | FALSE |  |  |  | 2778.6666 | 2500.8 | Manufactured_FALSE | Manufactured_FALSE | Manufactured_ | Manufactured_ | Manufactured_ | unknown | unknownManufactured_ | unknownManufactured_FALSE
Water_00005832 | SITE_01848 | Room_00022440 | Kitchen_1 | Kitchen | Kitchen Faucet | 2.2 | 2.4322 | 2.2 | 2.75 |  | N/A | N/A | N/A | Bag | 0.796 |  | 2.189 |  | OR | Manufactured | Kitchen Faucet | 2356 | 894.83 | Manufactured | FALSE | FALSE |  |  |  | 1968.626 | 1958.7829 | Manufactured_FALSE | Manufactured_FALSE | Manufactured_ | Manufactured_ | Manufactured_ | unknown | unknownManufactured_ | unknownManufactured_FALSE
Water_00005833 | SITE_01848 | Room_00022442 | Bathroom_1 | Bathroom | Bathroom Faucet | 1.3267 | 1.3267 |  | 1.5 |  | N/A | N/A | N/A | Bag | 0.796 |  | 1.194 |  | OR | Manufactured | Bathroom Faucet | 2356 | 894.83 | Manufactured | FALSE | FALSE |  |  |  | 1187.1411 | 1068.427 | Manufactured_FALSE | Manufactured_FALSE | Manufactured_ | Manufactured_ | Manufactured_ | unknown | unknownManufactured_ | unknownManufactured_FALSE
Water_00005834 | SITE_01848 | Room_00022442 | Bathroom_1 | Bathroom | Shower / Bathtub combo with diverter valve | 2.3589 | 2.3589 |  | 2.5 |  | Secondary | A few times per year | N/A | Bag | 0.8492 |  | 2.123 |  | OR | Manufactured | Shower | 2356 | 894.83 | Manufactured | TRUE | TRUE | TRUE | TRUE | TRUE | 2110.8045 | 1899.7241 | Manufactured_TRUE | Manufactured_TRUE | Manufactured_TRUE | Manufactured_TRUE | Manufactured_TRUE | 2.5gpm | 2.5gpmManufactured_TRUE | 2.5gpmManufactured_TRUE
Water_00005835 | SITE_01848 | Room_00022444 | Bathroom_2 | Bathroom | Bathroom Faucet | 1.5 | 1.3267 | 1.5 | 1.5 |  | N/A | N/A | N/A | Bag | 0.796 |  | 1.194 |  | OR | Manufactured | Bathroom Faucet | 2356 | 894.83 | Manufactured | FALSE | FALSE |  |  |  | 1342.245 | 1068.427 | Manufactured_FALSE | Manufactured_FALSE | Manufactured_ | Manufactured_ | Manufactured_ | unknown | unknownManufactured_ | unknownManufactured_FALSE
Water_00005836 | SITE_01848 | Room_00022444 | Bathroom_2 | Bathroom | Shower | 2.5 | 2.3589 | 2.5 | 2.5 |  | Primary | A few times per week | N/A | Bag | 0.8492 |  | 2.123 |  | OR | Manufactured | Shower | 2356 | 894.83 | Manufactured | TRUE | FALSE | TRUE | TRUE | TRUE | 2237.075 | 1899.7241 | Manufactured_TRUE | Manufactured_FALSE | Manufactured_TRUE | Manufactured_TRUE | Manufactured_TRUE | 2.5gpm | 2.5gpmManufactured_TRUE | 2.5gpmManufactured_TRUE
Water_00005837 | SITE_01849 | Room_00022454 | Bathroom_1 | Bathroom | Shower | 2.5 | 2.3589 | 2.5 | 2.5 |  | Secondary | Daily / Almost Daily | N/A | Bag | 0.8492 |  | 2.123 |  | OR | Manufactured | Shower | 2357 | 894.83 | Manufactured | TRUE | FALSE | TRUE | TRUE | TRUE | 2237.075 | 1899.7241 | Manufactured_TRUE | Manufactured_FALSE | Manufactured_TRUE | Manufactured_TRUE | Manufactured_TRUE | 2.5gpm | 2.5gpmManufactured_TRUE | 2.5gpmManufactured_TRUE
Water_00005838 | SITE_01849 | Room_00022454 | Bathroom_1 | Bathroom | Bathroom Faucet | 2 | 1.3267 | 2 | 1.5 |  | N/A | N/A | N/A | Bag | 0.796 |  | 1.194 |  | OR | Manufactured | Bathroom Faucet | 2357 | 894.83 | Manufactured | FALSE | FALSE |  |  |  | 1789.66 | 1068.427 | Manufactured_FALSE | Manufactured_FALSE | Manufactured_ | Manufactured_ | Manufactured_ | unknown | unknownManufactured_ | unknownManufactured_FALSE
Water_00005839 | SITE_01849 | Room_00022454 | Bathroom_1 | Bathroom | Bathroom Faucet | 2 | 1.3267 | 2 | 1.5 |  | N/A | N/A | N/A | Bag | 0.796 |  | 1.194 |  | OR | Manufactured | Bathroom Faucet | 2357 | 894.83 | Manufactured | FALSE | FALSE |  |  |  | 1789.66 | 1068.427 | Manufactured_FALSE | Manufactured_FALSE | Manufactured_ | Manufactured_ | Manufactured_ | unknown | unknownManufactured_ | unknownManufactured_FALSE
Water_00005840 | SITE_01849 | Room_00022456 | Kitchen_1 | Kitchen | Bathroom Faucet | 2 | 1.3267 | 2 | 1.5 |  | N/A | N/A | N/A | Bag | 0.796 |  | 1.194 |  | OR | Manufactured | Bathroom Faucet | 2357 | 894.83 | Manufactured | FALSE | FALSE |  |  |  | 1789.66 | 1068.427 | Manufactured_FALSE | Manufactured_FALSE | Manufactured_ | Manufactured_ | Manufactured_ | unknown | unknownManufactured_ | unknownManufactured_FALSE
Water_00005841 | SITE_01849 | Room_00022464 | Bathroom_2 | Bathroom | Bathroom Faucet | 2 | 1.3267 | 2 | 1.5 |  | N/A | N/A | N/A | Bag | 0.796 |  | 1.194 |  | OR | Manufactured | Bathroom Faucet | 2357 | 894.83 | Manufactured | FALSE | FALSE |  |  |  | 1789.66 | 1068.427 | Manufactured_FALSE | Manufactured_FALSE | Manufactured_ | Manufactured_ | Manufactured_ | unknown | unknownManufactured_ | unknownManufactured_FALSE
Water_00005842 | SITE_01849 | Room_00022464 | Bathroom_2 | Bathroom | Shower / Bathtub combo with diverter valve | 2.5 | 2.3589 | 2.5 | 2.5 |  | Primary | Daily / Almost Daily | N/A | Bag | 0.8492 |  | 2.123 |  | OR | Manufactured | Shower | 2357 | 894.83 | Manufactured | TRUE | TRUE | TRUE | TRUE | TRUE | 2237.075 | 1899.7241 | Manufactured_TRUE | Manufactured_TRUE | Manufactured_TRUE | Manufactured_TRUE | Manufactured_TRUE | 2.5gpm | 2.5gpmManufactured_TRUE | 2.5gpmManufactured_TRUE
Water_00005843 | SITE_01850 | Room_00022466 | Kitchen_1 | Kitchen | Kitchen Faucet | 1.3267 | 1.3267 |  | 1.5 |  | N/A | N/A | N/A | Bag | 0.796 |  | 1.194 |  | OR | Manufactured | Kitchen Faucet | 2358 | 1745.15 | Manufactured | FALSE | FALSE |  |  |  | 2315.2323 | 2083.7091 | Manufactured_FALSE | Manufactured_FALSE | Manufactured_ | Manufactured_ | Manufactured_ | unknown | unknownManufactured_ | unknownManufactured_FALSE
Water_00005844 | SITE_01850 | Room_00022470 | Bathroom_1 | Bathroom | Bathroom Faucet | 1.3267 | 1.3267 |  | 1.5 |  | N/A | N/A | N/A | Bag | 0.796 |  | 1.194 |  | OR | Manufactured | Bathroom Faucet | 2358 | 1745.15 | Manufactured | FALSE | FALSE |  |  |  | 2315.2323 | 2083.7091 | Manufactured_FALSE | Manufactured_FALSE | Manufactured_ | Manufactured_ | Manufactured_ | unknown | unknownManufactured_ | unknownManufactured_FALSE
Water_00005845 | SITE_01850 | Room_00022470 | Bathroom_1 | Bathroom | Shower | 2.5 | 2.3589 | 2.5 | 2.5 |  | Primary | Daily / Almost Daily | N/A | Bag | 0.8492 |  | 2.123 |  | OR | Manufactured | Shower | 2358 | 1745.15 | Manufactured | TRUE | FALSE | TRUE | TRUE | TRUE | 4362.875 | 3704.9535 | Manufactured_TRUE | Manufactured_FALSE | Manufactured_TRUE | Manufactured_TRUE | Manufactured_TRUE | 2.5gpm | 2.5gpmManufactured_TRUE | 2.5gpmManufactured_TRUE
Water_00005846 | SITE_01850 | Room_00022473 | Bathroom_2 | Bathroom | Bathroom Faucet | 1.7689 | 1.7689 |  | 2 |  | N/A | N/A | N/A | Bag | 0.796 |  | 1.592 |  | OR | Manufactured | Bathroom Faucet | 2358 | 1745.15 | Manufactured | FALSE | FALSE |  |  |  | 3086.9764 | 2778.2788 | Manufactured_FALSE | Manufactured_FALSE | Manufactured_ | Manufactured_ | Manufactured_ | unknown | unknownManufactured_ | unknownManufactured_FALSE
Water_00005847 | SITE_01850 | Room_00022473 | Bathroom_2 | Bathroom | Shower / Bathtub combo with diverter valve | 1.8867 | 1.8867 |  | 2 |  | Secondary | Daily / Almost Daily | N/A | Bag | 0.8492 |  | 1.698 |  | OR | Manufactured | Shower | 2358 | 1745.15 | Manufactured | TRUE | TRUE | TRUE | TRUE | TRUE | 3292.5163 | 2963.2647 | Manufactured_TRUE | Manufactured_TRUE | Manufactured_TRUE | Manufactured_TRUE | Manufactured_TRUE | 2.0gpm | 2.0gpmManufactured_TRUE | 2.0gpmManufactured_TRUE
Water_00005848 | SITE_01851 | Room_00022485 | Kitchen_1 | Kitchen | Kitchen Faucet | 1 | 2.6533 | 1 | 3 |  | N/A | N/A | N/A | Bag | 0.796 |  | 2.388 |  | OR | Manufactured | Kitchen Faucet | 2359 | 1745.15 | Manufactured | FALSE | FALSE |  |  |  | 1745.15 | 4167.4182 | Manufactured_FALSE | Manufactured_FALSE | Manufactured_ | Manufactured_ | Manufactured_ | unknown | unknownManufactured_ | unknownManufactured_FALSE
Water_00005849 | SITE_01851 | Room_00022487 | Bathroom_1 | Bathroom | Bathroom Faucet | 1.7689 | 1.7689 |  | 2 |  | N/A | N/A | N/A | Bag | 0.796 |  | 1.592 |  | OR | Manufactured | Bathroom Faucet | 2359 | 1745.15 | Manufactured | FALSE | FALSE |  |  |  | 3086.9764 | 2778.2788 | Manufactured_FALSE | Manufactured_FALSE | Manufactured_ | Manufactured_ | Manufactured_ | unknown | unknownManufactured_ | unknownManufactured_FALSE
Water_00005850 | SITE_01851 | Room_00022487 | Bathroom_1 | Bathroom | Shower | 1.8 | 1.8867 | 1.8 | 2 |  | Secondary | A few times per year | N/A | Bag | 0.8492 |  | 1.698 |  | OR | Manufactured | Shower | 2359 | 1745.15 | Manufactured | TRUE | FALSE | TRUE | TRUE | TRUE | 3141.27 | 2963.2647 | Manufactured_TRUE | Manufactured_FALSE | Manufactured_TRUE | Manufactured_TRUE | Manufactured_TRUE | 1.8gpm | 1.8gpmManufactured_TRUE | 1.8gpmManufactured_TRUE
Water_00005851 | SITE_01851 | Room_00022491 | Bathroom_2 | Bathroom | Shower | 1.8 | 2.3589 | 1.8 | 2.5 |  | Primary | Daily / Almost Daily | N/A | Bag | 0.8492 |  | 2.123 |  | OR | Manufactured | Shower | 2359 | 1745.15 | Manufactured | TRUE | FALSE | TRUE | TRUE | TRUE | 3141.27 | 3704.9535 | Manufactured_TRUE | Manufactured_FALSE | Manufactured_TRUE | Manufactured_TRUE | Manufactured_TRUE | 1.8gpm | 1.8gpmManufactured_TRUE | 1.8gpmManufactured_TRUE
Water_00005852 | SITE_01851 | Room_00022491 | Bathroom_2 | Bathroom | Bathroom Faucet | 1.7689 | 1.7689 |  | 2 |  | N/A | N/A | N/A | Bag | 0.796 |  | 1.592 |  | OR | Manufactured | Bathroom Faucet | 2359 | 1745.15 | Manufactured | FALSE | FALSE |  |  |  | 3086.9764 | 2778.2788 | Manufactured_FALSE | Manufactured_FALSE | Manufactured_ | Manufactured_ | Manufactured_ | unknown | unknownManufactured_ | unknownManufactured_FALSE
Water_00005853 | SITE_01852 | Room_00022496 | Kitchen_1 | Kitchen | Kitchen Faucet | 1.5 | 1.3267 | 1.5 | 1.5 |  | N/A | N/A | N/A | Bag | 0.796 |  | 1.194 |  | OR | Manufactured | Kitchen Faucet | 2360 | 1745.15 | Manufactured | FALSE | FALSE |  |  |  | 2617.725 | 2083.7091 | Manufactured_FALSE | Manufactured_FALSE | Manufactured_ | Manufactured_ | Manufactured_ | unknown | unknownManufactured_ | unknownManufactured_FALSE
Water_00005854 | SITE_01852 | Room_00022500 | Bathroom_2 | Bathroom | Bathroom Faucet | 2.6533 | 2.6533 |  | 3 |  | N/A | N/A | N/A | Bag | 0.796 |  | 2.388 |  | OR | Manufactured | Bathroom Faucet | 2360 | 1745.15 | Manufactured | FALSE | FALSE |  |  |  | 4630.4647 | 4167.4182 | Manufactured_FALSE | Manufactured_FALSE | Manufactured_ | Manufactured_ | Manufactured_ | unknown | unknownManufactured_ | unknownManufactured_FALSE
Water_00005855 | SITE_01852 | Room_00022500 | Bathroom_2 | Bathroom | Shower / Bathtub combo with diverter valve | 1.75 | 2.2644 | 1.75 | 2.4 |  | Secondary | A few times per year | N/A | Bag | 0.8492 |  | 2.038 |  | OR | Manufactured | Shower | 2360 | 1745.15 | Manufactured | TRUE | TRUE | TRUE | TRUE | TRUE | 3054.0125 | 3556.6157 | Manufactured_TRUE | Manufactured_TRUE | Manufactured_TRUE | Manufactured_TRUE | Manufactured_TRUE | 1.8gpm | 1.8gpmManufactured_TRUE | 1.8gpmManufactured_TRUE
Water_00005856 | SITE_01852 | Room_00022498 | Bathroom_1 | Bathroom | Shower | 2.5 | 2.3589 | 2.5 | 2.5 |  | Primary | Daily / Almost Daily | N/A | Bag | 0.8492 |  | 2.123 |  | OR | Manufactured | Shower | 2360 | 1745.15 | Manufactured | TRUE | FALSE | TRUE | TRUE | TRUE | 4362.875 | 3704.9535 | Manufactured_TRUE | Manufactured_FALSE | Manufactured_TRUE | Manufactured_TRUE | Manufactured_TRUE | 2.5gpm | 2.5gpmManufactured_TRUE | 2.5gpmManufactured_TRUE
Water_00005857 | SITE_01852 | Room_00022498 | Bathroom_1 | Bathroom | Bathroom Faucet | 2.6533 | 2.6533 |  | 3 |  | N/A | N/A | N/A | Bag | 0.796 |  | 2.388 |  | OR | Manufactured | Bathroom Faucet | 2360 | 1745.15 | Manufactured | FALSE | FALSE |  |  |  | 4630.4647 | 4167.4182 | Manufactured_FALSE | Manufactured_FALSE | Manufactured_ | Manufactured_ | Manufactured_ | unknown | unknownManufactured_ | unknownManufactured_FALSE
Water_00005858 | SITE_01852 | Room_00022498 | Bathroom_1 | Bathroom | Bathroom Faucet | 3.0956 | 3.0956 |  | 3.5 |  | N/A | N/A | N/A | Bag | 0.796 |  | 2.786 |  | OR | Manufactured | Bathroom Faucet | 2360 | 1745.15 | Manufactured | FALSE | FALSE |  |  |  | 5402.2088 | 4861.9879 | Manufactured_FALSE | Manufactured_FALSE | Manufactured_ | Manufactured_ | Manufactured_ | unknown | unknownManufactured_ | unknownManufactured_FALSE
Water_00005859 | SITE_01853 | Room_00022507 | Bathroom_1 | Bathroom | Bathroom Faucet | 2 | 1.7689 | 2 | 2 |  | N/A | N/A | N/A | Bag | 0.796 |  | 1.592 |  | OR | Manufactured | Bathroom Faucet | 2361 | 1745.15 | Manufactured | FALSE | FALSE |  |  |  | 3490.3 | 2778.2788 | Manufactured_FALSE | Manufactured_FALSE | Manufactured_ | Manufactured_ | Manufactured_ | unknown | unknownManufactured_ | unknownManufactured_FALSE
Water_00005860 | SITE_01853 | Room_00022507 | Bathroom_1 | Bathroom | Shower / Bathtub combo with diverter valve | 2 | 2.8311 | 2 | 3 |  | Primary | Daily / Almost Daily | N/A | Bag | 0.8492 |  | 2.548 |  | OR | Manufactured | Shower | 2361 | 1745.15 | Manufactured | TRUE | TRUE | TRUE | TRUE | TRUE | 3490.3 | 4446.6422 | Manufactured_TRUE | Manufactured_TRUE | Manufactured_TRUE | Manufactured_TRUE | Manufactured_TRUE | 2.0gpm | 2.0gpmManufactured_TRUE | 2.0gpmManufactured_TRUE
Water_00005861 | SITE_01853 | Room_00022510 | Kitchen_1 | Kitchen | Kitchen Faucet | 2.2 | 1.7689 | 2.2 | 2 |  | N/A | N/A | N/A | Bag | 0.796 |  | 1.592 |  | OR | Manufactured | Kitchen Faucet | 2361 | 1745.15 | Manufactured | FALSE | FALSE |  |  |  | 3839.33 | 2778.2788 | Manufactured_FALSE | Manufactured_FALSE | Manufactured_ | Manufactured_ | Manufactured_ | unknown | unknownManufactured_ | unknownManufactured_FALSE
Water_00005862 | SITE_01853 | Room_00022513 | Bathroom_2 | Bathroom | Shower / Bathtub combo with diverter valve | 2 | 1.8867 | 2 | 2 |  | Secondary | A few times per month | N/A | Bag | 0.8492 |  | 1.698 |  | OR | Manufactured | Shower | 2361 | 1745.15 | Manufactured | TRUE | TRUE | TRUE | TRUE | TRUE | 3490.3 | 2963.2647 | Manufactured_TRUE | Manufactured_TRUE | Manufactured_TRUE | Manufactured_TRUE | Manufactured_TRUE | 2.0gpm | 2.0gpmManufactured_TRUE | 2.0gpmManufactured_TRUE
Water_00005863 | SITE_01853 | Room_00022513 | Bathroom_2 | Bathroom | Bathroom Faucet | 1 | 1.0611 | 1 | 1.2 |  | N/A | N/A | N/A | Bag | 0.796 |  | 0.955 |  | OR | Manufactured | Bathroom Faucet | 2361 | 1745.15 | Manufactured | FALSE | FALSE |  |  |  | 1745.15 | 1666.6182 | Manufactured_FALSE | Manufactured_FALSE | Manufactured_ | Manufactured_ | Manufactured_ | unknown | unknownManufactured_ | unknownManufactured_FALSE
Water_00005864 | SITE_01854 | Room_00022518 | Kitchen_1 | Kitchen | Kitchen Faucet | 2.2 | 1.68 | 2.2 | 1.9 |  | N/A | N/A | N/A | Bag | 0.796 |  | 1.512 |  | OR | Manufactured | Kitchen Faucet | 2362 | 1745.15 | Manufactured | FALSE | FALSE |  |  |  | 3839.33 | 2638.6668 | Manufactured_FALSE | Manufactured_FALSE | Manufactured_ | Manufactured_ | Manufactured_ | unknown | unknownManufactured_ | unknownManufactured_FALSE
Water_00005865 | SITE_01854 | Room_00022524 | Bathroom_1 | Bathroom | Shower / Bathtub combo with diverter valve | unknown |  |  |  | Unknown | Secondary | A few times per year | Using for storage right now | Bag | 0.8492 |  |  | Unknown | OR | Manufactured | Shower | 2362 | 1745.15 | Manufactured | TRUE | TRUE | FALSE | FALSE | FALSE | 0 | 0 | Manufactured_TRUE | Manufactured_TRUE | Manufactured_FALSE | Manufactured_FALSE | Manufactured_FALSE | unknown | unknownManufactured_FALSE | unknownManufactured_TRUE
Water_00005866 | SITE_01854 | Room_00022524 | Bathroom_1 | Bathroom | Bathroom Faucet | 1.5 | 1.3267 | 1.5 | 1.5 |  | N/A | N/A | N/A | Bag | 0.796 |  | 1.194 |  | OR | Manufactured | Bathroom Faucet | 2362 | 1745.15 | Manufactured | FALSE | FALSE |  |  |  | 2617.725 | 2083.7091 | Manufactured_FALSE | Manufactured_FALSE | Manufactured_ | Manufactured_ | Manufactured_ | unknown | unknownManufactured_ | unknownManufactured_FALSE
Water_00005867 | SITE_01854 | Room_00022527 | Bathroom_2 | Bathroom | Shower | 2.5 |  | 2.5 |  | Unknown | Primary | Daily / Almost Daily | Head too big for pitcher | Bag | 0.8492 |  |  | Unknown | OR | Manufactured | Shower | 2362 | 1745.15 | Manufactured | TRUE | FALSE | TRUE | FALSE | FALSE | 4362.875 | 0 | Manufactured_TRUE | Manufactured_FALSE | Manufactured_TRUE | Manufactured_FALSE | Manufactured_FALSE | unknown | unknownManufactured_FALSE | unknownManufactured_TRUE
Water_00005868 | SITE_01854 | Room_00022527 | Bathroom_2 | Bathroom | Bathroom Faucet | 1.5 | 1.3267 | 1.5 | 1.5 |  | N/A | N/A | N/A | Bag | 0.796 |  | 1.194 |  | OR | Manufactured | Bathroom Faucet | 2362 | 1745.15 | Manufactured | FALSE | FALSE |  |  |  | 2617.725 | 2083.7091 | Manufactured_FALSE | Manufactured_FALSE | Manufactured_ | Manufactured_ | Manufactured_ | unknown | unknownManufactured_ | unknownManufactured_FALSE
Water_00005869 | SITE_01855 | Room_00022538 | Bathroom_1 | Bathroom | Bathroom Faucet | 2 |  | 2 |  | Unknown | N/A | N/A | N/A | Bag | 0.796 |  |  | Unknown | OR | Manufactured | Bathroom Faucet | 2363 | 894.83 | Manufactured | FALSE | FALSE |  |  |  | 1789.66 | 0 | Manufactured_FALSE | Manufactured_FALSE | Manufactured_ | Manufactured_ | Manufactured_ | unknown | unknownManufactured_ | unknownManufactured_FALSE
Water_00005870 | SITE_01855 | Room_00022538 | Bathroom_1 | Bathroom | Shower / Bathtub combo with diverter valve | unknown |  |  |  | Unknown | Unknown | Unknown | N/A | Bag | 0.8492 |  |  | Unknown | OR | Manufactured | Shower | 2363 | 894.83 | Manufactured | TRUE | TRUE | FALSE | FALSE | FALSE | 0 | 0 | Manufactured_TRUE | Manufactured_TRUE | Manufactured_FALSE | Manufactured_FALSE | Manufactured_FALSE | unknown | unknownManufactured_FALSE | unknownManufactured_TRUE
Water_00005871 | SITE_01855 | Room_00022540 | Bathroom_2 | Bathroom | Bathroom Faucet | 2 |  | 2 |  | Unknown | N/A | N/A | N/A | Bag | 0.796 |  |  | Unknown | OR | Manufactured | Bathroom Faucet | 2363 | 894.83 | Manufactured | FALSE | FALSE |  |  |  | 1789.66 | 0 | Manufactured_FALSE | Manufactured_FALSE | Manufactured_ | Manufactured_ | Manufactured_ | unknown | unknownManufactured_ | unknownManufactured_FALSE
Water_00005872 | SITE_01855 | Room_00022540 | Bathroom_2 | Bathroom | Shower / Bathtub combo with diverter valve | unknown |  |  |  | Unknown | Unknown | Unknown | N/A | Bag | 0.8492 |  |  | Unknown | OR | Manufactured | Shower | 2363 | 894.83 | Manufactured | TRUE | TRUE | FALSE | FALSE | FALSE | 0 | 0 | Manufactured_TRUE | Manufactured_TRUE | Manufactured_FALSE | Manufactured_FALSE | Manufactured_FALSE | unknown | unknownManufactured_FALSE | unknownManufactured_TRUE
Water_00005873 | SITE_01856 | Room_00022544 | Kitchen_1 | Kitchen | Kitchen Faucet | 2 | 1.4156 | 2 | 1.6 |  | N/A | N/A | N/A | Bag | 0.796 |  | 1.274 |  | OR | Manufactured | Kitchen Faucet | 2364 | 1745.15 | Manufactured | FALSE | FALSE |  |  |  | 3490.3 | 2223.3211 | Manufactured_FALSE | Manufactured_FALSE | Manufactured_ | Manufactured_ | Manufactured_ | unknown | unknownManufactured_ | unknownManufactured_FALSE
Water_00005874 | SITE_01856 | Room_00022547 | Bathroom_1 | Bathroom | Bathroom Faucet | 2.2 | 1.68 | 2.2 | 1.9 |  | N/A | N/A | N/A | Bag | 0.796 |  | 1.512 |  | OR | Manufactured | Bathroom Faucet | 2364 | 1745.15 | Manufactured | FALSE | FALSE |  |  |  | 3839.33 | 2638.6668 | Manufactured_FALSE | Manufactured_FALSE | Manufactured_ | Manufactured_ | Manufactured_ | unknown | unknownManufactured_ | unknownManufactured_FALSE
Water_00005875 | SITE_01856 | Room_00022547 | Bathroom_1 | Bathroom | Shower | 2.5 | 2.4533 | 2.5 | 2.6 |  | Primary | Daily / Almost Daily | N/A | Bag | 0.8492 |  | 2.208 |  | OR | Manufactured | Shower | 2364 | 1745.15 | Manufactured | TRUE | FALSE | TRUE | TRUE | TRUE | 4362.875 | 3853.2912 | Manufactured_TRUE | Manufactured_FALSE | Manufactured_TRUE | Manufactured_TRUE | Manufactured_TRUE | 2.5gpm | 2.5gpmManufactured_TRUE | 2.5gpmManufactured_TRUE
Water_00005876 | SITE_01856 | Room_00022547 | Bathroom_1 | Bathroom | Bathroom Faucet | 2.2 | 1.5922 | 2.2 | 1.8 |  | N/A | N/A | N/A | Bag | 0.796 |  | 1.433 |  | OR | Manufactured | Bathroom Faucet | 2364 | 1745.15 | Manufactured | FALSE | FALSE |  |  |  | 3839.33 | 2500.8 | Manufactured_FALSE | Manufactured_FALSE | Manufactured_ | Manufactured_ | Manufactured_ | unknown | unknownManufactured_ | unknownManufactured_FALSE
Water_00005877 | SITE_01856 | Room_00022547 | Bathroom_1 | Bathroom | Bathtub | unknown |  |  |  | N/A | N/A | N/A | N/A | Unknown |  | N/A |  | N/A | OR | Manufactured | Bathtub | 2364 | 1745.15 | Manufactured | FALSE | FALSE |  |  |  | 0 | 0 | Manufactured_FALSE | Manufactured_FALSE | Manufactured_ | Manufactured_ | Manufactured_ | unknown | unknownManufactured_ | unknownManufactured_FALSE
Water_00005878 | SITE_01856 | Room_00022550 | Bathroom_2 | Bathroom | Shower / Bathtub combo with diverter valve | 1.3211 | 1.3211 |  | 1.4 |  | Secondary | Daily / Almost Daily | N/A | Bag | 0.8492 |  | 1.189 |  | OR | Manufactured | Shower | 2364 | 1745.15 | Manufactured | TRUE | TRUE | TRUE | TRUE | TRUE | 2305.5371 | 2074.9834 | Manufactured_TRUE | Manufactured_TRUE | Manufactured_TRUE | Manufactured_TRUE | Manufactured_TRUE | <1.5gpm | <1.5gpmManufactured_TRUE | <1.5gpmManufactured_TRUE
Water_00005879 | SITE_01856 | Room_00022550 | Bathroom_2 | Bathroom | Bathroom Faucet | 2.2 | 1.3267 | 2.2 | 1.5 |  | N/A | N/A | N/A | Bag | 0.796 |  | 1.194 |  | OR | Manufactured | Bathroom Faucet | 2364 | 1745.15 | Manufactured | FALSE | FALSE |  |  |  | 3839.33 | 2083.7091 | Manufactured_FALSE | Manufactured_FALSE | Manufactured_ | Manufactured_ | Manufactured_ | unknown | unknownManufactured_ | unknownManufactured_FALSE
Water_00005880 | SITE_01857 | Room_00022558 | Kitchen_1 | Kitchen | Kitchen Faucet | 2 | 1.7689 | 2 | 2 |  | N/A | N/A | N/A | Bag | 0.796 |  | 1.592 |  | OR | Manufactured | Kitchen Faucet | 2365 | 1745.15 | Manufactured | FALSE | FALSE |  |  |  | 3490.3 | 2778.2788 | Manufactured_FALSE | Manufactured_FALSE | Manufactured_ | Manufactured_ | Manufactured_ | unknown | unknownManufactured_ | unknownManufactured_FALSE
Water_00005881 | SITE_01857 | Room_00022561 | Bathroom_1 | Bathroom | Bathroom Faucet | 2 | 3.0956 | 2 | 3.5 |  | N/A | N/A | N/A | Bag | 0.796 |  | 2.786 |  | OR | Manufactured | Bathroom Faucet | 2365 | 1745.15 | Manufactured | FALSE | FALSE |  |  |  | 3490.3 | 4861.9879 | Manufactured_FALSE | Manufactured_FALSE | Manufactured_ | Manufactured_ | Manufactured_ | unknown | unknownManufactured_ | unknownManufactured_FALSE
Water_00005882 | SITE_01857 | Room_00022561 | Bathroom_1 | Bathroom | Shower / Bathtub combo with diverter valve | unknown |  |  |  | Unknown | Secondary | A few times per year | Bathtub used as closet space | Bag | 0.8492 |  |  | Unknown | OR | Manufactured | Shower | 2365 | 1745.15 | Manufactured | TRUE | TRUE | FALSE | FALSE | FALSE | 0 | 0 | Manufactured_TRUE | Manufactured_TRUE | Manufactured_FALSE | Manufactured_FALSE | Manufactured_FALSE | unknown | unknownManufactured_FALSE | unknownManufactured_TRUE
Water_00005883 | SITE_01857 | Room_00022562 | Bathroom_2 | Bathroom | Bathroom Faucet | 3.0956 | 3.0956 |  | 3.5 |  | N/A | N/A | N/A | Bag | 0.796 |  | 2.786 |  | OR | Manufactured | Bathroom Faucet | 2365 | 1745.15 | Manufactured | FALSE | FALSE |  |  |  | 5402.2088 | 4861.9879 | Manufactured_FALSE | Manufactured_FALSE | Manufactured_ | Manufactured_ | Manufactured_ | unknown | unknownManufactured_ | unknownManufactured_FALSE
Water_00005884 | SITE_01857 | Room_00022562 | Bathroom_2 | Bathroom | Shower | 1.4156 | 1.4156 |  | 1.5 |  | Primary | Daily / Almost Daily | N/A | Bag | 0.8492 |  | 1.274 |  | OR | Manufactured | Shower | 2365 | 1745.15 | Manufactured | TRUE | FALSE | TRUE | TRUE | TRUE | 2470.3568 | 2223.3211 | Manufactured_TRUE | Manufactured_FALSE | Manufactured_TRUE | Manufactured_TRUE | Manufactured_TRUE | <1.5gpm | <1.5gpmManufactured_TRUE | <1.5gpmManufactured_TRUE
Water_00005885 | SITE_01858 | Room_00022573 | Bathroom_1 | Bathroom | Bathroom Faucet | 2.2 |  | 2.2 |  | Unknown | N/A | N/A | Disconnected | Bag | 0.796 |  |  | Unknown | OR | Manufactured | Bathroom Faucet | 2366 | 894.83 | Manufactured | FALSE | FALSE |  |  |  | 1968.626 | 0 | Manufactured_FALSE | Manufactured_FALSE | Manufactured_ | Manufactured_ | Manufactured_ | unknown | unknownManufactured_ | unknownManufactured_FALSE
Water_00005886 | SITE_01858 | Room_00022573 | Bathroom_1 | Bathroom | Shower / Bathtub combo with diverter valve | 2.8311 | 2.8311 |  | 3 |  | Primary | Daily / Almost Daily | N/A | Bag | 0.8492 |  | 2.548 |  | OR | Manufactured | Shower | 2366 | 894.83 | Manufactured | TRUE | TRUE | TRUE | TRUE | TRUE | 2533.3632 | 2280.0268 | Manufactured_TRUE | Manufactured_TRUE | Manufactured_TRUE | Manufactured_TRUE | Manufactured_TRUE | gt2.5gpm | gt2.5gpmManufactured_TRUE | gt2.5gpmManufactured_TRUE
Water_00005887 | SITE_01858 | Room_00022581 | Bathroom_2 | Bathroom | Bathroom Faucet | 2.2 | 1.7689 | 2.2 | 2 |  | N/A | N/A | N/A | Bag | 0.796 |  | 1.592 |  | OR | Manufactured | Bathroom Faucet | 2366 | 894.83 | Manufactured | FALSE | FALSE |  |  |  | 1968.626 | 1424.5694 | Manufactured_FALSE | Manufactured_FALSE | Manufactured_ | Manufactured_ | Manufactured_ | unknown | unknownManufactured_ | unknownManufactured_FALSE
Water_00005888 | SITE_01858 | Room_00022581 | Bathroom_2 | Bathroom | Bathtub | unknown |  |  |  | N/A | N/A | N/A | N/A | Unknown |  | N/A |  | N/A | OR | Manufactured | Bathtub | 2366 | 894.83 | Manufactured | FALSE | FALSE |  |  |  | 0 | 0 | Manufactured_FALSE | Manufactured_FALSE | Manufactured_ | Manufactured_ | Manufactured_ | unknown | unknownManufactured_ | unknownManufactured_FALSE
Water_00005889 | SITE_01858 | Room_00022583 | Kitchen_1 | Kitchen | Bathroom Faucet | 2.2 | 1.9456 | 2.2 | 2.2 |  | N/A | N/A | N/A | Bag | 0.796 |  | 1.751 |  | OR | Manufactured | Bathroom Faucet | 2366 | 894.83 | Manufactured | FALSE | FALSE |  |  |  | 1968.626 | 1566.8473 | Manufactured_FALSE | Manufactured_FALSE | Manufactured_ | Manufactured_ | Manufactured_ | unknown | unknownManufactured_ | unknownManufactured_FALSE
Water_00005890 | SITE_01869 | Room_00022698 | Kitchen_1 | Kitchen | Kitchen Faucet | 2.2 | 1.9456 | 2.2 | 2.2 |  | N/A | N/A | N/A | Bag | 0.796 |  | 1.751 |  | OR | Manufactured | Kitchen Faucet | 2377 | 894.83 | Manufactured | FALSE | FALSE |  |  |  | 1968.626 | 1566.8473 | Manufactured_FALSE | Manufactured_FALSE | Manufactured_ | Manufactured_ | Manufactured_ | unknown | unknownManufactured_ | unknownManufactured_FALSE
Water_00005891 | SITE_01869 | Room_00022702 | Bathroom_1 | Bathroom | Bathroom Faucet | 2 | 1.7689 | 2 | 2 |  | N/A | N/A | N/A | Bag | 0.796 |  | 1.592 |  | OR | Manufactured | Bathroom Faucet | 2377 | 894.83 | Manufactured | FALSE | FALSE |  |  |  | 1789.66 | 1424.5694 | Manufactured_FALSE | Manufactured_FALSE | Manufactured_ | Manufactured_ | Manufactured_ | unknown | unknownManufactured_ | unknownManufactured_FALSE
Water_00005892 | SITE_01869 | Room_00022702 | Bathroom_1 | Bathroom | Shower | 2.8311 | 2.8311 |  | 3 |  | Primary | Daily / Almost Daily | N/A | Bag | 0.8492 |  | 2.548 |  | OR | Manufactured | Shower | 2377 | 894.83 | Manufactured | TRUE | FALSE | TRUE | TRUE | TRUE | 2533.3632 | 2280.0268 | Manufactured_TRUE | Manufactured_FALSE | Manufactured_TRUE | Manufactured_TRUE | Manufactured_TRUE | gt2.5gpm | gt2.5gpmManufactured_TRUE | gt2.5gpmManufactured_TRUE
Water_00005893 | SITE_01869 | Room_00022705 | Bathroom_2 | Bathroom | Bathroom Faucet | 2.2 | 1.9456 | 2.2 | 2.2 |  | N/A | N/A | N/A | Bag | 0.796 |  | 1.751 |  | OR | Manufactured | Bathroom Faucet | 2377 | 894.83 | Manufactured | FALSE | FALSE |  |  |  | 1968.626 | 1566.8473 | Manufactured_FALSE | Manufactured_FALSE | Manufactured_ | Manufactured_ | Manufactured_ | unknown | unknownManufactured_ | unknownManufactured_FALSE
Water_00005894 | SITE_01869 | Room_00022705 | Bathroom_2 | Bathroom | Shower / Bathtub combo with diverter valve | 2.1233 | 2.1233 |  | 2.25 |  | Primary | A few times per week | N/A | Bag | 0.8492 |  | 1.911 |  | OR | Manufactured | Shower | 2377 | 894.83 | Manufactured | TRUE | TRUE | TRUE | TRUE | TRUE | 1900.0224 | 1710.0201 | Manufactured_TRUE | Manufactured_TRUE | Manufactured_TRUE | Manufactured_TRUE | Manufactured_TRUE | 2.5gpm | 2.5gpmManufactured_TRUE | 2.5gpmManufactured_TRUE
Water_00005895 | SITE_01873 | Room_00022732 | Kitchen_1 | Kitchen | Kitchen Faucet | 1.5 | 1.15 | 1.5 | 1.3 |  | N/A | N/A | N/A | Bag | 0.796 |  | 1.035 |  | OR | Multifamily Residence | Kitchen Faucet | 2380 | 4053.65 | Multifamily Residence | FALSE | FALSE |  |  |  | 6080.475 | 4195.5278 | Multifamily Residence_FALSE | Multifamily Residence_FALSE | Multifamily Residence_ | Multifamily Residence_ | Multifamily Residence_ | unknown | unknownMultifamily Residence_ | unknownMultifamily Residence_FALSE
Water_00005896 | SITE_01873 | Room_00022738 | Bathroom_6 | Bathroom | Bathroom Faucet | 0.5 | 0.44222 | 0.5 | 0.5 |  | N/A | N/A | N/A | Bag | 0.796 |  | 0.398 |  | OR | Multifamily Residence | Bathroom Faucet | 2380 | 4053.65 | Multifamily Residence | FALSE | FALSE |  |  |  | 2026.825 | 1613.3527 | Multifamily Residence_FALSE | Multifamily Residence_FALSE | Multifamily Residence_ | Multifamily Residence_ | Multifamily Residence_ | unknown | unknownMultifamily Residence_ | unknownMultifamily Residence_FALSE
Water_00005897 | SITE_01873 | Room_00022738 | Bathroom_6 | Bathroom | Shower / Bathtub combo with diverter valve | 1.5 | 1.8867 | 1.5 | 2 |  | Secondary | Never | Only used for baths | Bag | 0.8492 |  | 1.698 |  | OR | Multifamily Residence | Shower | 2380 | 4053.65 | Multifamily Residence | TRUE | TRUE | TRUE | TRUE | TRUE | 6080.475 | 6883.0977 | Multifamily Residence_TRUE | Multifamily Residence_TRUE | Multifamily Residence_TRUE | Multifamily Residence_TRUE | Multifamily Residence_TRUE | 1.5gpm | 1.5gpmMultifamily Residence_TRUE | 1.5gpmMultifamily Residence_TRUE
Water_00005898 | SITE_01873 | Room_00022739 | Bathroom_7 | Bathroom | Bathroom Faucet | 0.5 | 0.44222 | 0.5 | 0.5 |  | N/A | N/A | N/A | Bag | 0.796 |  | 0.398 |  | OR | Multifamily Residence | Bathroom Faucet | 2380 | 4053.65 | Multifamily Residence | FALSE | FALSE |  |  |  | 2026.825 | 1613.3527 | Multifamily Residence_FALSE | Multifamily Residence_FALSE | Multifamily Residence_ | Multifamily Residence_ | Multifamily Residence_ | unknown | unknownMultifamily Residence_ | unknownMultifamily Residence_FALSE
Water_00005899 | SITE_01873 | Room_00022739 | Bathroom_7 | Bathroom | Shower / Bathtub combo with diverter valve | 1.5 | 1.8867 | 1.5 | 2 |  | Primary | Daily / Almost Daily | N/A | Bag | 0.8492 |  | 1.698 |  | OR | Multifamily Residence | Shower | 2380 | 4053.65 | Multifamily Residence | TRUE | TRUE | TRUE | TRUE | TRUE | 6080.475 | 6883.0977 | Multifamily Residence_TRUE | Multifamily Residence_TRUE | Multifamily Residence_TRUE | Multifamily Residence_TRUE | Multifamily Residence_TRUE | 1.5gpm | 1.5gpmMultifamily Residence_TRUE | 1.5gpmMultifamily Residence_TRUE
Water_00005900 | SITE_01874 | Room_00022742 | Bathroom_1 | Bathroom | Bathroom Faucet | 1 | 0.66333 | 1 | 0.75 |  | N/A | N/A | N/A | Bag | 0.796 |  | 0.597 |  | OR | Multifamily Residence | Bathroom Faucet | 2381 | 4053.65 | Multifamily Residence | FALSE | FALSE |  |  |  | 4053.65 | 2420.0291 | Multifamily Residence_FALSE | Multifamily Residence_FALSE | Multifamily Residence_ | Multifamily Residence_ | Multifamily Residence_ | unknown | unknownMultifamily Residence_ | unknownMultifamily Residence_FALSE
Water_00005901 | SITE_01874 | Room_00022742 | Bathroom_1 | Bathroom | Shower / Bathtub combo with diverter valve | 2.3589 | 2.3589 |  | 2.5 |  | Primary | Daily / Almost Daily | N/A | Bag | 0.8492 |  | 2.123 |  | OR | Multifamily Residence | Shower | 2381 | 4053.65 | Multifamily Residence | TRUE | TRUE | TRUE | TRUE | TRUE | 9562.1099 | 8605.899 | Multifamily Residence_TRUE | Multifamily Residence_TRUE | Multifamily Residence_TRUE | Multifamily Residence_TRUE | Multifamily Residence_TRUE | 2.5gpm | 2.5gpmMultifamily Residence_TRUE | 2.5gpmMultifamily Residence_TRUE
Water_00005902 | SITE_01874 | Room_00022744 | Kitchen_1 | Kitchen | Kitchen Faucet | 1.5 | 1.2378 | 1.5 | 1.4 |  | N/A | N/A | N/A | Bag | 0.796 |  | 1.114 |  | OR | Multifamily Residence | Kitchen Faucet | 2381 | 4053.65 | Multifamily Residence | FALSE | FALSE |  |  |  | 6080.475 | 4515.7661 | Multifamily Residence_FALSE | Multifamily Residence_FALSE | Multifamily Residence_ | Multifamily Residence_ | Multifamily Residence_ | unknown | unknownMultifamily Residence_ | unknownMultifamily Residence_FALSE
Water_00005903 | SITE_01876 | Room_00022767 | Kitchen_1 | Kitchen | Kitchen Faucet | 1.5 | 1.2378 | 1.5 | 1.4 |  | N/A | N/A | N/A | Bag | 0.796 |  | 1.114 |  | OR | Multifamily Residence | Kitchen Faucet | 2383 | 4053.65 | Multifamily Residence | FALSE | FALSE |  |  |  | 6080.475 | 4515.7661 | Multifamily Residence_FALSE | Multifamily Residence_FALSE | Multifamily Residence_ | Multifamily Residence_ | Multifamily Residence_ | unknown | unknownMultifamily Residence_ | unknownMultifamily Residence_FALSE
Water_00005904 | SITE_01876 | Room_00022769 | Bathroom_1 | Bathroom | Bathroom Faucet | 1 | 1.0611 | 1 | 1.2 |  | N/A | N/A | N/A | Bag | 0.796 |  | 0.955 |  | OR | Multifamily Residence | Bathroom Faucet | 2383 | 4053.65 | Multifamily Residence | FALSE | FALSE |  |  |  | 4053.65 | 3871.2357 | Multifamily Residence_FALSE | Multifamily Residence_FALSE | Multifamily Residence_ | Multifamily Residence_ | Multifamily Residence_ | unknown | unknownMultifamily Residence_ | unknownMultifamily Residence_FALSE
Water_00005905 | SITE_01876 | Room_00022769 | Bathroom_1 | Bathroom | Shower / Bathtub combo with diverter valve | 2 | 1.3211 | 2 | 1.4 |  | Primary | Daily / Almost Daily | N/A | Bag | 0.8492 |  | 1.189 |  | OR | Multifamily Residence | Shower | 2383 | 4053.65 | Multifamily Residence | TRUE | TRUE | TRUE | TRUE | TRUE | 8107.3 | 4819.7899 | Multifamily Residence_TRUE | Multifamily Residence_TRUE | Multifamily Residence_TRUE | Multifamily Residence_TRUE | Multifamily Residence_TRUE | 2.0gpm | 2.0gpmMultifamily Residence_TRUE | 2.0gpmMultifamily Residence_TRUE
Water_00005906 | SITE_01877 | Room_00022774 | Kitchen_1 | Kitchen | Kitchen Faucet | 2.2 | 2.6533 | 2.2 | 3 |  | N/A | N/A | N/A | Bag | 0.796 |  | 2.388 |  | OR | Multifamily Residence | Kitchen Faucet | 2384 | 4053.65 | Multifamily Residence | FALSE | FALSE |  |  |  | 8918.03 | 9680.1162 | Multifamily Residence_FALSE | Multifamily Residence_FALSE | Multifamily Residence_ | Multifamily Residence_ | Multifamily Residence_ | unknown | unknownMultifamily Residence_ | unknownMultifamily Residence_FALSE
Water_00005907 | SITE_01877 | Room_00022776 | Bathroom_1 | Bathroom | Bathroom Faucet | 2.2 | 2.7422 | 2.2 | 3.1 |  | N/A | N/A | N/A | Bag | 0.796 |  | 2.468 |  | OR | Multifamily Residence | Bathroom Faucet | 2384 | 4053.65 | Multifamily Residence | FALSE | FALSE |  |  |  | 8918.03 | 10004.4082 | Multifamily Residence_FALSE | Multifamily Residence_FALSE | Multifamily Residence_ | Multifamily Residence_ | Multifamily Residence_ | unknown | unknownMultifamily Residence_ | unknownMultifamily Residence_FALSE
Water_00005908 | SITE_01877 | Room_00022776 | Bathroom_1 | Bathroom | Shower / Bathtub combo with diverter valve | 2 | 2.5478 | 2 | 2.7 |  | Primary | A few times per week | N/A | Bag | 0.8492 |  | 2.293 |  | OR | Multifamily Residence | Shower | 2384 | 4053.65 | Multifamily Residence | TRUE | TRUE | TRUE | TRUE | TRUE | 8107.3 | 9295.0195 | Multifamily Residence_TRUE | Multifamily Residence_TRUE | Multifamily Residence_TRUE | Multifamily Residence_TRUE | Multifamily Residence_TRUE | 2.0gpm | 2.0gpmMultifamily Residence_TRUE | 2.0gpmMultifamily Residence_TRUE
Water_00005909 | SITE_01878 | Room_00022781 | Bathroom_6 | Bathroom | Bathroom Faucet | 1.5033 | 1.5033 |  | 1.7 |  | N/A | N/A | N/A | Bag | 0.796 |  | 1.353 |  | OR | Multifamily Residence | Bathroom Faucet | 2385 | 4053.65 | Multifamily Residence | FALSE | FALSE |  |  |  | 6093.9872 | 5484.5885 | Multifamily Residence_FALSE | Multifamily Residence_FALSE | Multifamily Residence_ | Multifamily Residence_ | Multifamily Residence_ | unknown | unknownMultifamily Residence_ | unknownMultifamily Residence_FALSE
Water_00005910 | SITE_01878 | Room_00022781 | Bathroom_6 | Bathroom | Shower / Bathtub combo with diverter valve | 1.8 | 0.75444 | 1.8 | 0.8 |  | Primary | A few times per week | N/A | Bag | 0.8492 |  | 0.679 |  | OR | Multifamily Residence | Shower | 2385 | 4053.65 | Multifamily Residence | TRUE | TRUE | TRUE | TRUE | TRUE | 7296.57 | 2752.4284 | Multifamily Residence_TRUE | Multifamily Residence_TRUE | Multifamily Residence_TRUE | Multifamily Residence_TRUE | Multifamily Residence_TRUE | 1.8gpm | 1.8gpmMultifamily Residence_TRUE | 1.8gpmMultifamily Residence_TRUE
Water_00005911 | SITE_01878 | Room_00022786 | Kitchen_1 | Kitchen | Kitchen Faucet | 1.7689 | 1.7689 |  | 2 |  | N/A | N/A | N/A | Bag | 0.796 |  | 1.592 |  | OR | Multifamily Residence | Kitchen Faucet | 2385 | 4053.65 | Multifamily Residence | FALSE | FALSE |  |  |  | 7170.4564 | 6453.4108 | Multifamily Residence_FALSE | Multifamily Residence_FALSE | Multifamily Residence_ | Multifamily Residence_ | Multifamily Residence_ | unknown | unknownMultifamily Residence_ | unknownMultifamily Residence_FALSE
Water_00005912 | SITE_01879 | Room_00022791 | Bathroom_1 | Bathroom | Bathroom Faucet | 3.2722 | 3.2722 |  | 3.7 |  | N/A | N/A | N/A | Bag | 0.796 |  | 2.945 |  | OR | Single Family | Bathroom Faucet | 2386 | 8874.09 | Single Family | FALSE | FALSE |  |  |  | 29037.9945 | 26134.195 | Single Family_FALSE | Single Family_FALSE | Single Family_ | Single Family_ | Single Family_ | unknown | unknownSingle Family_ | unknownSingle Family_FALSE
Water_00005913 | SITE_01879 | Room_00022791 | Bathroom_1 | Bathroom | Shower / Bathtub combo with diverter valve | 1.75 | 1.8867 | 1.75 | 2 |  | Primary | Daily / Almost Daily | N/A | Bag | 0.8492 |  | 1.698 |  | OR | Single Family | Shower | 2386 | 8874.09 | Single Family | TRUE | TRUE | TRUE | TRUE | TRUE | 15529.6575 | 15068.2048 | Single Family_TRUE | Single Family_TRUE | Single Family_TRUE | Single Family_TRUE | Single Family_TRUE | 1.8gpm | 1.8gpmSingle Family_TRUE | 1.8gpmSingle Family_TRUE
Water_00005914 | SITE_01879 | Room_00022790 | Kitchen_1 | Kitchen | Kitchen Faucet | 2.6533 | 2.6533 |  | 3 |  | N/A | N/A | N/A | Bag | 0.796 |  | 2.388 |  | OR | Single Family | Kitchen Faucet | 2386 | 8874.09 | Single Family | FALSE | FALSE |  |  |  | 23545.9188 | 21191.3269 | Single Family_FALSE | Single Family_FALSE | Single Family_ | Single Family_ | Single Family_ | unknown | unknownSingle Family_ | unknownSingle Family_FALSE
Water_00005915 | SITE_01880 | Room_00022794 | Kitchen_1 | Kitchen | Kitchen Faucet | 2.2 | 1.9456 | 2.2 | 2.2 |  | N/A | N/A | N/A | Bag | 0.796 |  | 1.751 |  | OR | Multifamily Residence | Kitchen Faucet | 2387 | 4053.65 | Multifamily Residence | FALSE | FALSE |  |  |  | 8918.03 | 7097.9411 | Multifamily Residence_FALSE | Multifamily Residence_FALSE | Multifamily Residence_ | Multifamily Residence_ | Multifamily Residence_ | unknown | unknownMultifamily Residence_ | unknownMultifamily Residence_FALSE
Water_00005916 | SITE_01880 | Room_00022797 | Bathroom_6 | Bathroom | Bathroom Faucet | 2.2 | 1.9456 | 2.2 | 2.2 |  | N/A | N/A | N/A | Bag | 0.796 |  | 1.751 |  | OR | Multifamily Residence | Bathroom Faucet | 2387 | 4053.65 | Multifamily Residence | FALSE | FALSE |  |  |  | 8918.03 | 7097.9411 | Multifamily Residence_FALSE | Multifamily Residence_FALSE | Multifamily Residence_ | Multifamily Residence_ | Multifamily Residence_ | unknown | unknownMultifamily Residence_ | unknownMultifamily Residence_FALSE
Water_00005917 | SITE_01880 | Room_00022797 | Bathroom_6 | Bathroom | Shower / Bathtub combo with diverter valve | 2.5 | 1.8867 | 2.5 | 2 |  | Primary | Daily / Almost Daily | N/A | Bag | 0.8492 |  | 1.698 |  | OR | Multifamily Residence | Shower | 2387 | 4053.65 | Multifamily Residence | TRUE | TRUE | TRUE | TRUE | TRUE | 10134.125 | 6883.0977 | Multifamily Residence_TRUE | Multifamily Residence_TRUE | Multifamily Residence_TRUE | Multifamily Residence_TRUE | Multifamily Residence_TRUE | 2.5gpm | 2.5gpmMultifamily Residence_TRUE | 2.5gpmMultifamily Residence_TRUE
Water_00005918 | SITE_01881 | Room_00022802 | Kitchen_1 | Kitchen | Kitchen Faucet | 1.5 | 1.3267 | 1.5 | 1.5 |  | N/A | N/A | N/A | Bag | 0.796 |  | 1.194 |  | OR | Multifamily Residence | Kitchen Faucet | 2388 | 4053.65 | Multifamily Residence | FALSE | FALSE |  |  |  | 6080.475 | 4840.0581 | Multifamily Residence_FALSE | Multifamily Residence_FALSE | Multifamily Residence_ | Multifamily Residence_ | Multifamily Residence_ | unknown | unknownMultifamily Residence_ | unknownMultifamily Residence_FALSE
Water_00005919 | SITE_01881 | Room_00022805 | Bathroom_6 | Bathroom | Bathroom Faucet | 1 | 1.0611 | 1 | 1.2 |  | N/A | N/A | N/A | Bag | 0.796 |  | 0.955 |  | OR | Multifamily Residence | Bathroom Faucet | 2388 | 4053.65 | Multifamily Residence | FALSE | FALSE |  |  |  | 4053.65 | 3871.2357 | Multifamily Residence_FALSE | Multifamily Residence_FALSE | Multifamily Residence_ | Multifamily Residence_ | Multifamily Residence_ | unknown | unknownMultifamily Residence_ | unknownMultifamily Residence_FALSE
Water_00005920 | SITE_01881 | Room_00022805 | Bathroom_6 | Bathroom | Shower / Bathtub combo with diverter valve | 2 | 1.8867 | 2 | 2 |  | Secondary | A few times per week | N/A | Bag | 0.8492 |  | 1.698 |  | OR | Multifamily Residence | Shower | 2388 | 4053.65 | Multifamily Residence | TRUE | TRUE | TRUE | TRUE | TRUE | 8107.3 | 6883.0977 | Multifamily Residence_TRUE | Multifamily Residence_TRUE | Multifamily Residence_TRUE | Multifamily Residence_TRUE | Multifamily Residence_TRUE | 2.0gpm | 2.0gpmMultifamily Residence_TRUE | 2.0gpmMultifamily Residence_TRUE
Water_00005921 | SITE_01881 | Room_00022807 | Bathroom_7 | Bathroom | Bathroom Faucet | 1.5 | 1.3267 | 1.5 | 1.5 |  | N/A | N/A | N/A | Bag | 0.796 |  | 1.194 |  | OR | Multifamily Residence | Bathroom Faucet | 2388 | 4053.65 | Multifamily Residence | FALSE | FALSE |  |  |  | 6080.475 | 4840.0581 | Multifamily Residence_FALSE | Multifamily Residence_FALSE | Multifamily Residence_ | Multifamily Residence_ | Multifamily Residence_ | unknown | unknownMultifamily Residence_ | unknownMultifamily Residence_FALSE
Water_00005922 | SITE_01881 | Room_00022807 | Bathroom_7 | Bathroom | Shower / Bathtub combo with diverter valve | 3.3022 | 3.3022 |  | 3.5 |  | Primary | Daily / Almost Daily | N/A | Bag | 0.8492 |  | 2.972 |  | OR | Multifamily Residence | Shower | 2388 | 4053.65 | Multifamily Residence | TRUE | TRUE | TRUE | TRUE | TRUE | 13386.0531 | 12047.4478 | Multifamily Residence_TRUE | Multifamily Residence_TRUE | Multifamily Residence_TRUE | Multifamily Residence_TRUE | Multifamily Residence_TRUE | gt2.5gpm | gt2.5gpmMultifamily Residence_TRUE | gt2.5gpmMultifamily Residence_TRUE
Water_00005923 | SITE_01882 | Room_00022811 | Bathroom_1 | Bathroom | Bathroom Faucet | 1.5 | 1.7689 | 1.5 | 2 |  | N/A | N/A | N/A | Bag | 0.796 |  | 1.592 |  | OR | Multifamily Residence | Bathroom Faucet | 2389 | 4053.65 | Multifamily Residence | FALSE | FALSE |  |  |  | 6080.475 | 6453.4108 | Multifamily Residence_FALSE | Multifamily Residence_FALSE | Multifamily Residence_ | Multifamily Residence_ | Multifamily Residence_ | unknown | unknownMultifamily Residence_ | unknownMultifamily Residence_FALSE
Water_00005924 | SITE_01882 | Room_00022811 | Bathroom_1 | Bathroom | Shower / Bathtub combo with diverter valve | 1.5 | 1.4156 | 1.5 | 1.5 |  | Primary | Daily / Almost Daily | N/A | Bag | 0.8492 |  | 1.274 |  | OR | Multifamily Residence | Shower | 2389 | 4053.65 | Multifamily Residence | TRUE | TRUE | TRUE | TRUE | TRUE | 6080.475 | 5164.3501 | Multifamily Residence_TRUE | Multifamily Residence_TRUE | Multifamily Residence_TRUE | Multifamily Residence_TRUE | Multifamily Residence_TRUE | 1.5gpm | 1.5gpmMultifamily Residence_TRUE | 1.5gpmMultifamily Residence_TRUE
Water_00005925 | SITE_01882 | Room_00022813 | Bathroom_2 | Bathroom | Bathroom Faucet | 1.5 | 1.7689 | 1.5 | 2 |  | N/A | N/A | N/A | Bag | 0.796 |  | 1.592 |  | OR | Multifamily Residence | Bathroom Faucet | 2389 | 4053.65 | Multifamily Residence | FALSE | FALSE |  |  |  | 6080.475 | 6453.4108 | Multifamily Residence_FALSE | Multifamily Residence_FALSE | Multifamily Residence_ | Multifamily Residence_ | Multifamily Residence_ | unknown | unknownMultifamily Residence_ | unknownMultifamily Residence_FALSE
Water_00005926 | SITE_01882 | Room_00022813 | Bathroom_2 | Bathroom | Shower / Bathtub combo with diverter valve | 1.5 | 1.4156 | 1.5 | 1.5 |  | Secondary | A few times per week | N/A | Bag | 0.8492 |  | 1.274 |  | OR | Multifamily Residence | Shower | 2389 | 4053.65 | Multifamily Residence | TRUE | TRUE | TRUE | TRUE | TRUE | 6080.475 | 5164.3501 | Multifamily Residence_TRUE | Multifamily Residence_TRUE | Multifamily Residence_TRUE | Multifamily Residence_TRUE | Multifamily Residence_TRUE | 1.5gpm | 1.5gpmMultifamily Residence_TRUE | 1.5gpmMultifamily Residence_TRUE
Water_00005927 | SITE_01882 | Room_00022816 | Kitchen_2 | Kitchen | Kitchen Faucet | 1.3267 | 1.3267 |  | 1.5 |  | N/A | N/A | N/A | Bag | 0.796 |  | 1.194 |  | OR | Multifamily Residence | Kitchen Faucet | 2389 | 4053.65 | Multifamily Residence | FALSE | FALSE |  |  |  | 5377.8423 | 4840.0581 | Multifamily Residence_FALSE | Multifamily Residence_FALSE | Multifamily Residence_ | Multifamily Residence_ | Multifamily Residence_ | unknown | unknownMultifamily Residence_ | unknownMultifamily Residence_FALSE
Water_00005928 | SITE_01883 | Room_00022822 | Kitchen_1 | Kitchen | Kitchen Faucet | 2.2 | 1.9456 | 2.2 | 2.2 |  | N/A | N/A | N/A | Bag | 0.796 |  | 1.751 |  | OR | Multifamily Residence | Kitchen Faucet | 2390 | 4053.65 | Multifamily Residence | FALSE | FALSE |  |  |  | 8918.03 | 7097.9411 | Multifamily Residence_FALSE | Multifamily Residence_FALSE | Multifamily Residence_ | Multifamily Residence_ | Multifamily Residence_ | unknown | unknownMultifamily Residence_ | unknownMultifamily Residence_FALSE
Water_00005929 | SITE_01883 | Room_00022824 | Bathroom_1 | Bathroom | Bathroom Faucet | 2.2 | 2.2111 | 2.2 | 2.5 |  | N/A | N/A | N/A | Bag | 0.796 |  | 1.99 |  | OR | Multifamily Residence | Bathroom Faucet | 2390 | 4053.65 | Multifamily Residence | FALSE | FALSE |  |  |  | 8918.03 | 8066.7635 | Multifamily Residence_FALSE | Multifamily Residence_FALSE | Multifamily Residence_ | Multifamily Residence_ | Multifamily Residence_ | unknown | unknownMultifamily Residence_ | unknownMultifamily Residence_FALSE
Water_00005930 | SITE_01883 | Room_00022824 | Bathroom_1 | Bathroom | Shower | 2.5 | 2.3589 | 2.5 | 2.5 |  | Primary | Daily / Almost Daily | N/A | Bag | 0.8492 |  | 2.123 |  | OR | Multifamily Residence | Shower | 2390 | 4053.65 | Multifamily Residence | TRUE | FALSE | TRUE | TRUE | TRUE | 10134.125 | 8605.899 | Multifamily Residence_TRUE | Multifamily Residence_FALSE | Multifamily Residence_TRUE | Multifamily Residence_TRUE | Multifamily Residence_TRUE | 2.5gpm | 2.5gpmMultifamily Residence_TRUE | 2.5gpmMultifamily Residence_TRUE
Water_00005931 | SITE_01884 | Room_00022826 | Bathroom_6 | Bathroom | Bathroom Faucet | 2.2111 | 2.2111 |  | 2.5 |  | N/A | N/A | N/A | Bag | 0.796 |  | 1.99 |  | OR | Multifamily Residence | Bathroom Faucet | 2391 | 751.56 | Multifamily Residence | FALSE | FALSE |  |  |  | 1661.7827 | 1495.6044 | Multifamily Residence_FALSE | Multifamily Residence_FALSE | Multifamily Residence_ | Multifamily Residence_ | Multifamily Residence_ | unknown | unknownMultifamily Residence_ | unknownMultifamily Residence_FALSE
Water_00005932 | SITE_01884 | Room_00022826 | Bathroom_6 | Bathroom | Shower / Bathtub combo with diverter valve | 2.5 | 1.4156 | 2.5 | 1.5 |  | Primary | Daily / Almost Daily | N/A | Bag | 0.8492 |  | 1.274 |  | OR | Multifamily Residence | Shower | 2391 | 751.56 | Multifamily Residence | TRUE | TRUE | TRUE | TRUE | TRUE | 1878.9 | 957.4874 | Multifamily Residence_TRUE | Multifamily Residence_TRUE | Multifamily Residence_TRUE | Multifamily Residence_TRUE | Multifamily Residence_TRUE | 2.5gpm | 2.5gpmMultifamily Residence_TRUE | 2.5gpmMultifamily Residence_TRUE
Water_00005933 | SITE_01884 | Room_00022827 | Kitchen_2 | Kitchen | Kitchen Faucet | 1.5 | 1.3267 | 1.5 | 1.5 |  | N/A | N/A | N/A | Bag | 0.796 |  | 1.194 |  | OR | Multifamily Residence | Kitchen Faucet | 2391 | 751.56 | Multifamily Residence | FALSE | FALSE |  |  |  | 1127.34 | 897.3626 | Multifamily Residence_FALSE | Multifamily Residence_FALSE | Multifamily Residence_ | Multifamily Residence_ | Multifamily Residence_ | unknown | unknownMultifamily Residence_ | unknownMultifamily Residence_FALSE
Water_00005934 | SITE_01885 | Room_00022831 | Kitchen_2 | Kitchen | Kitchen Faucet | 1.5 | 1.3267 | 1.5 | 1.5 |  | N/A | N/A | N/A | Bag | 0.796 |  | 1.194 |  | OR | Multifamily Residence | Kitchen Faucet | 2392 | 751.56 | Multifamily Residence | FALSE | FALSE |  |  |  | 1127.34 | 897.3626 | Multifamily Residence_FALSE | Multifamily Residence_FALSE | Multifamily Residence_ | Multifamily Residence_ | Multifamily Residence_ | unknown | unknownMultifamily Residence_ | unknownMultifamily Residence_FALSE
Water_00005935 | SITE_01885 | Room_00022832 | Bathroom_6 | Bathroom | Shower / Bathtub combo with diverter valve | 1.5 | 2.3589 | 1.5 | 2.5 |  | Primary | Daily / Almost Daily | N/A | Bag | 0.8492 |  | 2.123 |  | OR | Multifamily Residence | Shower | 2392 | 751.56 | Multifamily Residence | TRUE | TRUE | TRUE | TRUE | TRUE | 1127.34 | 1595.5619 | Multifamily Residence_TRUE | Multifamily Residence_TRUE | Multifamily Residence_TRUE | Multifamily Residence_TRUE | Multifamily Residence_TRUE | 1.5gpm | 1.5gpmMultifamily Residence_TRUE | 1.5gpmMultifamily Residence_TRUE
Water_00005936 | SITE_01885 | Room_00022841 | Bathroom_1 | Bathroom | Bathroom Faucet | 1.5 | 2.2111 | 1.5 | 2.5 |  | N/A | N/A | N/A | Bag | 0.796 |  | 1.99 |  | OR | Multifamily Residence | Bathroom Faucet | 2392 | 751.56 | Multifamily Residence | FALSE | FALSE |  |  |  | 1127.34 | 1495.6044 | Multifamily Residence_FALSE | Multifamily Residence_FALSE | Multifamily Residence_ | Multifamily Residence_ | Multifamily Residence_ | unknown | unknownMultifamily Residence_ | unknownMultifamily Residence_FALSE
Water_00005937 | SITE_01886 | Room_00022844 | Bathroom_6 | Bathroom | Bathroom Faucet | 1.3267 | 1.3267 |  | 1.5 |  | N/A | N/A | N/A | Bag | 0.796 |  | 1.194 |  | OR | Multifamily Residence | Bathroom Faucet | 2393 | 751.56 | Multifamily Residence | FALSE | FALSE |  |  |  | 997.0696 | 897.3626 | Multifamily Residence_FALSE | Multifamily Residence_FALSE | Multifamily Residence_ | Multifamily Residence_ | Multifamily Residence_ | unknown | unknownMultifamily Residence_ | unknownMultifamily Residence_FALSE
Water_00005938 | SITE_01886 | Room_00022844 | Bathroom_6 | Bathroom | Shower / Bathtub combo with diverter valve | 2.5 | 1.8867 | 2.5 | 2 |  | Primary | A few times per week | N/A | Bag | 0.8492 |  | 1.698 |  | OR | Multifamily Residence | Shower | 2393 | 751.56 | Multifamily Residence | TRUE | TRUE | TRUE | TRUE | TRUE | 1878.9 | 1276.1489 | Multifamily Residence_TRUE | Multifamily Residence_TRUE | Multifamily Residence_TRUE | Multifamily Residence_TRUE | Multifamily Residence_TRUE | 2.5gpm | 2.5gpmMultifamily Residence_TRUE | 2.5gpmMultifamily Residence_TRUE
Water_00005939 | SITE_01886 | Room_00022845 | Hall_8 | Hall | Kitchen Faucet | 1.7689 | 1.7689 |  | 2 |  | N/A | N/A | N/A | Bag | 0.796 |  | 1.592 |  | OR | Multifamily Residence | Kitchen Faucet | 2393 | 751.56 | Multifamily Residence | FALSE | FALSE |  |  |  | 1329.4261 | 1196.4835 | Multifamily Residence_FALSE | Multifamily Residence_FALSE | Multifamily Residence_ | Multifamily Residence_ | Multifamily Residence_ | unknown | unknownMultifamily Residence_ | unknownMultifamily Residence_FALSE
Water_00005940 | SITE_01887 | Room_00022851 | Laundry_1 | Laundry | Bathroom Faucet | 2 | 2.2111 | 2 | 2.5 |  | N/A | N/A | N/A | Bag | 0.796 |  | 1.99 |  | OR | Multifamily Residence | Bathroom Faucet | 2394 | 751.56 | Multifamily Residence | FALSE | FALSE |  |  |  | 1503.12 | 1495.6044 | Multifamily Residence_FALSE | Multifamily Residence_FALSE | Multifamily Residence_ | Multifamily Residence_ | Multifamily Residence_ | unknown | unknownMultifamily Residence_ | unknownMultifamily Residence_FALSE
Water_00005941 | SITE_01887 | Room_00022855 | Kitchen_1 | Kitchen | Kitchen Faucet | 2.2 | 1.7689 | 2.2 | 2 |  | N/A | N/A | N/A | Bag | 0.796 |  | 1.592 |  | OR | Multifamily Residence | Kitchen Faucet | 2394 | 751.56 | Multifamily Residence | FALSE | FALSE |  |  |  | 1653.432 | 1196.4835 | Multifamily Residence_FALSE | Multifamily Residence_FALSE | Multifamily Residence_ | Multifamily Residence_ | Multifamily Residence_ | unknown | unknownMultifamily Residence_ | unknownMultifamily Residence_FALSE
Water_00005942 | SITE_01887 | Room_00022852 | Bathroom_1 | Bathroom | Bathroom Faucet | 2.2 | 2.2111 | 2.2 | 2.5 |  | N/A | N/A | N/A | Bag | 0.796 |  | 1.99 |  | OR | Multifamily Residence | Bathroom Faucet | 2394 | 751.56 | Multifamily Residence | FALSE | FALSE |  |  |  | 1653.432 | 1495.6044 | Multifamily Residence_FALSE | Multifamily Residence_FALSE | Multifamily Residence_ | Multifamily Residence_ | Multifamily Residence_ | unknown | unknownMultifamily Residence_ | unknownMultifamily Residence_FALSE
Water_00005943 | SITE_01887 | Room_00022852 | Bathroom_1 | Bathroom | Shower | 3.0189 | 3.0189 |  | 3.2 |  | Primary | Daily / Almost Daily | N/A | Bag | 0.8492 |  | 2.717 |  | OR | Multifamily Residence | Shower | 2394 | 751.56 | Multifamily Residence | TRUE | FALSE | TRUE | TRUE | TRUE | 2268.8761 | 2041.9885 | Multifamily Residence_TRUE | Multifamily Residence_FALSE | Multifamily Residence_TRUE | Multifamily Residence_TRUE | Multifamily Residence_TRUE | gt2.5gpm | gt2.5gpmMultifamily Residence_TRUE | gt2.5gpmMultifamily Residence_TRUE
Water_00005944 | SITE_01887 | Room_00022857 | Bathroom_2 | Bathroom | Bathroom Faucet | 2 | 2.2111 | 2 | 2.5 |  | N/A | N/A | N/A | Bag | 0.796 |  | 1.99 |  | OR | Multifamily Residence | Bathroom Faucet | 2394 | 751.56 | Multifamily Residence | FALSE | FALSE |  |  |  | 1503.12 | 1495.6044 | Multifamily Residence_FALSE | Multifamily Residence_FALSE | Multifamily Residence_ | Multifamily Residence_ | Multifamily Residence_ | unknown | unknownMultifamily Residence_ | unknownMultifamily Residence_FALSE
Water_00005945 | SITE_01887 | Room_00022857 | Bathroom_2 | Bathroom | Shower / Bathtub combo with diverter valve | 2.8311 | 2.8311 |  | 3 |  | Never / rarely used | A few times per year | N/A | Bag | 0.8492 |  | 2.548 |  | OR | Multifamily Residence | Shower | 2394 | 751.56 | Multifamily Residence | TRUE | TRUE | TRUE | TRUE | TRUE | 2127.7499 | 1914.9749 | Multifamily Residence_TRUE | Multifamily Residence_TRUE | Multifamily Residence_TRUE | Multifamily Residence_TRUE | Multifamily Residence_TRUE | gt2.5gpm | gt2.5gpmMultifamily Residence_TRUE | gt2.5gpmMultifamily Residence_TRUE
Water_00005946 | SITE_01888 | Room_00022862 | Kitchen_1 | Kitchen | Kitchen Faucet | 1.5 | 1.3267 | 1.5 | 1.5 |  | N/A | N/A | N/A | Bag | 0.796 |  | 1.194 |  | OR | Multifamily Residence | Kitchen Faucet | 2395 | 4053.65 | Multifamily Residence | FALSE | FALSE |  |  |  | 6080.475 | 4840.0581 | Multifamily Residence_FALSE | Multifamily Residence_FALSE | Multifamily Residence_ | Multifamily Residence_ | Multifamily Residence_ | unknown | unknownMultifamily Residence_ | unknownMultifamily Residence_FALSE
Water_00005947 | SITE_01888 | Room_00022866 | Bathroom_1 | Bathroom | Bathroom Faucet | 0.88444 | 0.88444 |  | 1 |  | N/A | N/A | N/A | Bag | 0.796 |  | 0.796 |  | OR | Multifamily Residence | Bathroom Faucet | 2395 | 4053.65 | Multifamily Residence | FALSE | FALSE |  |  |  | 3585.2282 | 3226.7054 | Multifamily Residence_FALSE | Multifamily Residence_FALSE | Multifamily Residence_ | Multifamily Residence_ | Multifamily Residence_ | unknown | unknownMultifamily Residence_ | unknownMultifamily Residence_FALSE
Water_00005948 | SITE_01888 | Room_00022866 | Bathroom_1 | Bathroom | Shower / Bathtub combo with diverter valve | unknown |  |  |  | Unknown | Primary | A few times per week | No access | Bag | 0.8492 |  |  | Unknown | OR | Multifamily Residence | Shower | 2395 | 4053.65 | Multifamily Residence | TRUE | TRUE | FALSE | FALSE | FALSE | 0 | 0 | Multifamily Residence_TRUE | Multifamily Residence_TRUE | Multifamily Residence_FALSE | Multifamily Residence_FALSE | Multifamily Residence_FALSE | unknown | unknownMultifamily Residence_FALSE | unknownMultifamily Residence_TRUE
Water_00005949 | SITE_01889 | Room_00022874 | Bathroom_1 | Bathroom | Shower / Bathtub combo with diverter valve | 2.5 | 1.8867 | 2.5 | 2 |  | Primary | Daily / Almost Daily | N/A | Bag | 0.8492 |  | 1.698 |  | OR | Multifamily Residence | Shower | 2396 | 751.56 | Multifamily Residence | TRUE | TRUE | TRUE | TRUE | TRUE | 1878.9 | 1276.1489 | Multifamily Residence_TRUE | Multifamily Residence_TRUE | Multifamily Residence_TRUE | Multifamily Residence_TRUE | Multifamily Residence_TRUE | 2.5gpm | 2.5gpmMultifamily Residence_TRUE | 2.5gpmMultifamily Residence_TRUE
Water_00005950 | SITE_01889 | Room_00022874 | Bathroom_1 | Bathroom | Bathroom Faucet | 2.2 | 1.7689 | 2.2 | 2 |  | N/A | N/A | N/A | Bag | 0.796 |  | 1.592 |  | OR | Multifamily Residence | Bathroom Faucet | 2396 | 751.56 | Multifamily Residence | FALSE | FALSE |  |  |  | 1653.432 | 1196.4835 | Multifamily Residence_FALSE | Multifamily Residence_FALSE | Multifamily Residence_ | Multifamily Residence_ | Multifamily Residence_ | unknown | unknownMultifamily Residence_ | unknownMultifamily Residence_FALSE
Water_00005951 | SITE_01889 | Room_00022875 | Kitchen_1 | Kitchen | Kitchen Faucet | 2.1222 | 2.1222 |  | 2.4 |  | N/A | N/A | N/A | Bag | 0.796 |  | 1.91 |  | OR | Multifamily Residence | Kitchen Faucet | 2396 | 751.56 | Multifamily Residence | FALSE | FALSE |  |  |  | 1594.9773 | 1435.4796 | Multifamily Residence_FALSE | Multifamily Residence_FALSE | Multifamily Residence_ | Multifamily Residence_ | Multifamily Residence_ | unknown | unknownMultifamily Residence_ | unknownMultifamily Residence_FALSE
Water_00005952 | SITE_01890 | Room_00022883 | Kitchen_1 | Kitchen | Kitchen Faucet | 2 | 1.7689 | 2 | 2 |  | N/A | N/A | N/A | Bag | 0.796 |  | 1.592 |  | OR | Multifamily Residence | Kitchen Faucet | 2397 | 751.56 | Multifamily Residence | FALSE | FALSE |  |  |  | 1503.12 | 1196.4835 | Multifamily Residence_FALSE | Multifamily Residence_FALSE | Multifamily Residence_ | Multifamily Residence_ | Multifamily Residence_ | unknown | unknownMultifamily Residence_ | unknownMultifamily Residence_FALSE
Water_00005953 | SITE_01890 | Room_00022884 | Bathroom_1 | Bathroom | Bathroom Faucet | 1.7689 | 1.7689 |  | 2 |  | N/A | N/A | N/A | Bag | 0.796 |  | 1.592 |  | OR | Multifamily Residence | Bathroom Faucet | 2397 | 751.56 | Multifamily Residence | FALSE | FALSE |  |  |  | 1329.4261 | 1196.4835 | Multifamily Residence_FALSE | Multifamily Residence_FALSE | Multifamily Residence_ | Multifamily Residence_ | Multifamily Residence_ | unknown | unknownMultifamily Residence_ | unknownMultifamily Residence_FALSE
Water_00005954 | SITE_01890 | Room_00022887 | Bathroom_2 | Bathroom | Bathroom Faucet | 2.2 | 1.3267 | 2.2 | 1.5 |  | N/A | N/A | N/A | Bag | 0.796 |  | 1.194 |  | OR | Multifamily Residence | Bathroom Faucet | 2397 | 751.56 | Multifamily Residence | FALSE | FALSE |  |  |  | 1653.432 | 897.3626 | Multifamily Residence_FALSE | Multifamily Residence_FALSE | Multifamily Residence_ | Multifamily Residence_ | Multifamily Residence_ | unknown | unknownMultifamily Residence_ | unknownMultifamily Residence_FALSE
Water_00005955 | SITE_01890 | Room_00022887 | Bathroom_2 | Bathroom | Bathroom Faucet | unknown |  |  |  | Unknown | N/A | N/A | Can't access | Bag | 0.796 |  |  | Unknown | OR | Multifamily Residence | Bathroom Faucet | 2397 | 751.56 | Multifamily Residence | FALSE | FALSE |  |  |  | 0 | 0 | Multifamily Residence_FALSE | Multifamily Residence_FALSE | Multifamily Residence_ | Multifamily Residence_ | Multifamily Residence_ | unknown | unknownMultifamily Residence_ | unknownMultifamily Residence_FALSE
Water_00005956 | SITE_01890 | Room_00022887 | Bathroom_2 | Bathroom | Shower / Bathtub combo with diverter valve | 1.8867 | 1.8867 |  | 2 |  | Primary | Daily / Almost Daily | N/A | Bag | 0.8492 |  | 1.698 |  | OR | Multifamily Residence | Shower | 2397 | 751.56 | Multifamily Residence | TRUE | TRUE | TRUE | TRUE | TRUE | 1417.9432 | 1276.1489 | Multifamily Residence_TRUE | Multifamily Residence_TRUE | Multifamily Residence_TRUE | Multifamily Residence_TRUE | Multifamily Residence_TRUE | 2.0gpm | 2.0gpmMultifamily Residence_TRUE | 2.0gpmMultifamily Residence_TRUE
Water_00005957 | SITE_01931 | Room_00023491 | Kitchen_1 | Kitchen | Kitchen Faucet | 1.8 | 1.7689 | 1.8 | 2 |  | N/A | N/A | N/A | Bag | 0.796 |  | 1.592 |  | WA | Single Family | Kitchen Faucet | 2438 | 2986.36 | Single Family | FALSE | FALSE |  |  |  | 5375.448 | 4754.2851 | Single Family_FALSE | Single Family_FALSE | Single Family_ | Single Family_ | Single Family_ | unknown | unknownSingle Family_ | unknownSingle Family_FALSE
Water_00005958 | SITE_01931 | Room_00023494 | Laundry_1 | Laundry | Kitchen Faucet | 3.3167 | 3.3167 |  | 3.75 |  | N/A | N/A | N/A | Bag | 0.796 |  | 2.985 |  | WA | Single Family | Kitchen Faucet | 2438 | 2986.36 | Single Family | FALSE | FALSE |  |  |  | 9904.7607 | 8914.2846 | Single Family_FALSE | Single Family_FALSE | Single Family_ | Single Family_ | Single Family_ | unknown | unknownSingle Family_ | unknownSingle Family_FALSE
Water_00005959 | SITE_01931 | Room_00023498 | Bathroom_1 | Bathroom | Bathroom Faucet | 1.3267 | 1.3267 |  | 1.5 |  | N/A | N/A | N/A | Bag | 0.796 |  | 1.194 |  | WA | Single Family | Bathroom Faucet | 2438 | 2986.36 | Single Family | FALSE | FALSE |  |  |  | 3961.9043 | 3565.7138 | Single Family_FALSE | Single Family_FALSE | Single Family_ | Single Family_ | Single Family_ | unknown | unknownSingle Family_ | unknownSingle Family_FALSE
Water_00005960 | SITE_01931 | Room_00023498 | Bathroom_1 | Bathroom | Bathroom Faucet | 1.3267 | 1.3267 |  | 1.5 |  | N/A | N/A | N/A | Bag | 0.796 |  | 1.194 |  | WA | Single Family | Bathroom Faucet | 2438 | 2986.36 | Single Family | FALSE | FALSE |  |  |  | 3961.9043 | 3565.7138 | Single Family_FALSE | Single Family_FALSE | Single Family_ | Single Family_ | Single Family_ | unknown | unknownSingle Family_ | unknownSingle Family_FALSE
Water_00005961 | SITE_01931 | Room_00023498 | Bathroom_1 | Bathroom | Shower | 2.5 |  | 2.5 |  | Unknown | Primary | A few times per week | Two showerheads. Unable to capture flow | Bag | 0.8492 |  |  | Unknown | WA | Single Family | Shower | 2438 | 2986.36 | Single Family | TRUE | FALSE | TRUE | FALSE | FALSE | 7465.9 | 0 | Single Family_TRUE | Single Family_FALSE | Single Family_TRUE | Single Family_FALSE | Single Family_FALSE | unknown | unknownSingle Family_FALSE | unknownSingle Family_TRUE
Water_00005962 | SITE_01931 | Room_00023503 | Bathroom_2 | Bathroom | Bathroom Faucet | 1.5 | 1.3267 | 1.5 | 1.5 |  | N/A | N/A | N/A | Bag | 0.796 |  | 1.194 |  | WA | Single Family | Bathroom Faucet | 2438 | 2986.36 | Single Family | FALSE | FALSE |  |  |  | 4479.54 | 3565.7138 | Single Family_FALSE | Single Family_FALSE | Single Family_ | Single Family_ | Single Family_ | unknown | unknownSingle Family_ | unknownSingle Family_FALSE
Water_00005963 | SITE_01931 | Room_00023503 | Bathroom_2 | Bathroom | Shower / Bathtub combo with diverter valve | 1.8867 | 1.8867 |  | 2 |  | Secondary | A few times per year | N/A | Bag | 0.8492 |  | 1.698 |  | WA | Single Family | Shower | 2438 | 2986.36 | Single Family | TRUE | TRUE | TRUE | TRUE | TRUE | 5634.2659 | 5070.8393 | Single Family_TRUE | Single Family_TRUE | Single Family_TRUE | Single Family_TRUE | Single Family_TRUE | 2.0gpm | 2.0gpmSingle Family_TRUE | 2.0gpmSingle Family_TRUE
Water_00005964 | SITE_01932 | Room_00023507 | Kitchen_1 | Kitchen | Kitchen Faucet | 2.2111 | 2.2111 |  | 2.5 |  | N/A | N/A | N/A | Bag | 0.796 |  | 1.99 |  | WA | Single Family | Kitchen Faucet | 2439 | 2986.36 | Single Family | FALSE | FALSE |  |  |  | 6603.1738 | 5942.8564 | Single Family_FALSE | Single Family_FALSE | Single Family_ | Single Family_ | Single Family_ | unknown | unknownSingle Family_ | unknownSingle Family_FALSE
Water_00005965 | SITE_01932 | Room_00023515 | Bathroom_1 | Bathroom | Shower | unknown |  |  | 2.5 |  | Secondary | A few times per year | N/A | Unknown |  | N/A |  | N/A | WA | Single Family | Shower | 2439 | 2986.36 | Single Family | TRUE | FALSE | FALSE | FALSE | FALSE | 0 | 0 | Single Family_TRUE | Single Family_FALSE | Single Family_FALSE | Single Family_FALSE | Single Family_FALSE | unknown | unknownSingle Family_FALSE | unknownSingle Family_TRUE
Water_00005966 | SITE_01932 | Room_00023515 | Bathroom_1 | Bathroom | Bathroom Faucet | unknown |  |  | 4 |  | N/A | N/A | N/A | Unknown |  | N/A |  | N/A | WA | Single Family | Bathroom Faucet | 2439 | 2986.36 | Single Family | FALSE | FALSE |  |  |  | 0 | 0 | Single Family_FALSE | Single Family_FALSE | Single Family_ | Single Family_ | Single Family_ | unknown | unknownSingle Family_ | unknownSingle Family_FALSE
Water_00005967 | SITE_01932 | Room_00023515 | Bathroom_1 | Bathroom | Bathroom Faucet | unknown |  |  | 3.5 |  | N/A | N/A | N/A | Unknown |  | N/A |  | N/A | WA | Single Family | Bathroom Faucet | 2439 | 2986.36 | Single Family | FALSE | FALSE |  |  |  | 0 | 0 | Single Family_FALSE | Single Family_FALSE | Single Family_ | Single Family_ | Single Family_ | unknown | unknownSingle Family_ | unknownSingle Family_FALSE
Water_00005968 | SITE_01932 | Room_00023517 | Bathroom_2 | Bathroom | Bathroom Faucet | unknown |  |  | 4 |  | N/A | N/A | N/A | Unknown |  | N/A |  | N/A | WA | Single Family | Bathroom Faucet | 2439 | 2986.36 | Single Family | FALSE | FALSE |  |  |  | 0 | 0 | Single Family_FALSE | Single Family_FALSE | Single Family_ | Single Family_ | Single Family_ | unknown | unknownSingle Family_ | unknownSingle Family_FALSE
Water_00005969 | SITE_01932 | Room_00023517 | Bathroom_2 | Bathroom | Shower / Bathtub combo with diverter valve | unknown |  |  | 5 |  | Primary | Daily / Almost Daily | Only bath is used. | Unknown |  | N/A |  | N/A | WA | Single Family | Shower | 2439 | 2986.36 | Single Family | TRUE | TRUE | FALSE | FALSE | FALSE | 0 | 0 | Single Family_TRUE | Single Family_TRUE | Single Family_FALSE | Single Family_FALSE | Single Family_FALSE | unknown | unknownSingle Family_FALSE | unknownSingle Family_TRUE
Water_00005970 | SITE_01932 | Room_00023521 | Bathroom_3 | Bathroom | Shower | unknown |  |  | 5 |  | Secondary | A few times per year | N/A | Unknown |  | N/A |  | N/A | WA | Single Family | Shower | 2439 | 2986.36 | Single Family | TRUE | FALSE | FALSE | FALSE | FALSE | 0 | 0 | Single Family_TRUE | Single Family_FALSE | Single Family_FALSE | Single Family_FALSE | Single Family_FALSE | unknown | unknownSingle Family_FALSE | unknownSingle Family_TRUE
Water_00005971 | SITE_01932 | Room_00023521 | Bathroom_3 | Bathroom | Bathroom Faucet | unknown |  |  | 3 |  | N/A | N/A | N/A | Unknown |  | N/A |  | N/A | WA | Single Family | Bathroom Faucet | 2439 | 2986.36 | Single Family | FALSE | FALSE |  |  |  | 0 | 0 | Single Family_FALSE | Single Family_FALSE | Single Family_ | Single Family_ | Single Family_ | unknown | unknownSingle Family_ | unknownSingle Family_FALSE
Water_00005972 | SITE_01932 | Room_00023523 | Laundry_1 | Laundry | Bathroom Faucet | 2 |  | 2 | 3 |  | N/A | N/A | N/A | Unknown |  | N/A |  | N/A | WA | Single Family | Bathroom Faucet | 2439 | 2986.36 | Single Family | FALSE | FALSE |  |  |  | 5972.72 | 0 | Single Family_FALSE | Single Family_FALSE | Single Family_ | Single Family_ | Single Family_ | unknown | unknownSingle Family_ | unknownSingle Family_FALSE
Water_00005973 | SITE_01934 | Room_00023539 | Kitchen_2 | Kitchen | Kitchen Faucet | 2.2 | 2.6533 | 2.2 | 3 |  | N/A | N/A | N/A | Bag | 0.796 |  | 2.388 |  | WA | Single Family | Kitchen Faucet | 2441 | 2986.36 | Single Family | FALSE | FALSE |  |  |  | 6569.992 | 7131.4277 | Single Family_FALSE | Single Family_FALSE | Single Family_ | Single Family_ | Single Family_ | unknown | unknownSingle Family_ | unknownSingle Family_FALSE
Water_00005974 | SITE_01934 | Room_00023542 | Kitchen_1 | Kitchen | Kitchen Faucet | 1.8 | 1.4156 | 1.8 | 1.6 |  | N/A | N/A | N/A | Bag | 0.796 |  | 1.274 |  | WA | Single Family | Kitchen Faucet | 2441 | 2986.36 | Single Family | FALSE | FALSE |  |  |  | 5375.448 | 3804.6226 | Single Family_FALSE | Single Family_FALSE | Single Family_ | Single Family_ | Single Family_ | unknown | unknownSingle Family_ | unknownSingle Family_FALSE
Water_00005975 | SITE_01934 | Room_00023547 | Bathroom_1 | Bathroom | Bathroom Faucet | 1.9456 | 1.9456 |  | 2.2 |  | N/A | N/A | N/A | Bag | 0.796 |  | 1.751 |  | WA | Single Family | Bathroom Faucet | 2441 | 2986.36 | Single Family | FALSE | FALSE |  |  |  | 5810.1293 | 5229.1164 | Single Family_FALSE | Single Family_FALSE | Single Family_ | Single Family_ | Single Family_ | unknown | unknownSingle Family_ | unknownSingle Family_FALSE
Water_00005976 | SITE_01934 | Room_00023547 | Bathroom_1 | Bathroom | Bathtub | unknown |  |  |  | N/A | N/A | N/A | N/A | Unknown |  | N/A |  | N/A | WA | Single Family | Bathtub | 2441 | 2986.36 | Single Family | FALSE | FALSE |  |  |  | 0 | 0 | Single Family_FALSE | Single Family_FALSE | Single Family_ | Single Family_ | Single Family_ | unknown | unknownSingle Family_ | unknownSingle Family_FALSE
Water_00005977 | SITE_01934 | Room_00023549 | Bathroom_2 | Bathroom | Bathroom Faucet | 1.7689 | 1.7689 |  | 2 |  | N/A | N/A | N/A | Bag | 0.796 |  | 1.592 |  | WA | Single Family | Bathroom Faucet | 2441 | 2986.36 | Single Family | FALSE | FALSE |  |  |  | 5282.539 | 4754.2851 | Single Family_FALSE | Single Family_FALSE | Single Family_ | Single Family_ | Single Family_ | unknown | unknownSingle Family_ | unknownSingle Family_FALSE
Water_00005978 | SITE_01934 | Room_00023549 | Bathroom_2 | Bathroom | Shower | 2.8311 | 2.8311 |  | 3 |  | Primary | Daily / Almost Daily | N/A | Bag | 0.8492 |  | 2.548 |  | WA | Single Family | Shower | 2441 | 2986.36 | Single Family | TRUE | FALSE | TRUE | TRUE | TRUE | 8454.717 | 7609.2453 | Single Family_TRUE | Single Family_FALSE | Single Family_TRUE | Single Family_TRUE | Single Family_TRUE | gt2.5gpm | gt2.5gpmSingle Family_TRUE | gt2.5gpmSingle Family_TRUE
Water_00005979 | SITE_01934 | Room_00023553 | Bathroom_3 | Bathroom | Bathroom Faucet | 1.5 | 1.9456 | 1.5 | 2.2 |  | N/A | N/A | N/A | Bag | 0.796 |  | 1.751 |  | WA | Single Family | Bathroom Faucet | 2441 | 2986.36 | Single Family | FALSE | FALSE |  |  |  | 4479.54 | 5229.1164 | Single Family_FALSE | Single Family_FALSE | Single Family_ | Single Family_ | Single Family_ | unknown | unknownSingle Family_ | unknownSingle Family_FALSE
Water_00005980 | SITE_01934 | Room_00023553 | Bathroom_3 | Bathroom | Shower | 1.5 | 2.3589 | 1.5 | 2.5 |  | Secondary | A few times per year | N/A | Bag | 0.8492 |  | 2.123 |  | WA | Single Family | Shower | 2441 | 2986.36 | Single Family | TRUE | FALSE | TRUE | TRUE | TRUE | 4479.54 | 6340.0423 | Single Family_TRUE | Single Family_FALSE | Single Family_TRUE | Single Family_TRUE | Single Family_TRUE | 1.5gpm | 1.5gpmSingle Family_TRUE | 1.5gpmSingle Family_TRUE
Water_00005981 | SITE_01935 | Room_00023557 | Bathroom_1 | Bathroom | Bathroom Faucet | 2.2111 | 2.2111 |  | 2.5 |  | N/A | N/A | N/A | Bag | 0.796 |  | 1.99 |  | WA | Single Family | Bathroom Faucet | 2442 | 5123.47 | Single Family | FALSE | FALSE |  |  |  | 11328.5614 | 10195.7053 | Single Family_FALSE | Single Family_FALSE | Single Family_ | Single Family_ | Single Family_ | unknown | unknownSingle Family_ | unknownSingle Family_FALSE
Water_00005982 | SITE_01935 | Room_00023558 | Kitchen_1 | Kitchen | Kitchen Faucet | 2.2 | 2.2111 | 2.2 | 2.5 |  | N/A | N/A | N/A | Bag | 0.796 |  | 1.99 |  | WA | Single Family | Kitchen Faucet | 2442 | 5123.47 | Single Family | FALSE | FALSE |  |  |  | 11271.634 | 10195.7053 | Single Family_FALSE | Single Family_FALSE | Single Family_ | Single Family_ | Single Family_ | unknown | unknownSingle Family_ | unknownSingle Family_FALSE
Water_00005983 | SITE_01935 | Room_00023564 | Bathroom_2 | Bathroom | Bathroom Faucet | 1.9456 | 1.9456 |  | 2.2 |  | N/A | N/A | N/A | Bag | 0.796 |  | 1.751 |  | WA | Single Family | Bathroom Faucet | 2442 | 5123.47 | Single Family | FALSE | FALSE |  |  |  | 9967.9955 | 8971.196 | Single Family_FALSE | Single Family_FALSE | Single Family_ | Single Family_ | Single Family_ | unknown | unknownSingle Family_ | unknownSingle Family_FALSE
Water_00005984 | SITE_01935 | Room_00023564 | Bathroom_2 | Bathroom | Bathroom Faucet | 1.9456 | 1.9456 |  | 2.2 |  | N/A | N/A | N/A | Bag | 0.796 |  | 1.751 |  | WA | Single Family | Bathroom Faucet | 2442 | 5123.47 | Single Family | FALSE | FALSE |  |  |  | 9967.9955 | 8971.196 | Single Family_FALSE | Single Family_FALSE | Single Family_ | Single Family_ | Single Family_ | unknown | unknownSingle Family_ | unknownSingle Family_FALSE
Water_00005985 | SITE_01935 | Room_00023564 | Bathroom_2 | Bathroom | Shower / Bathtub combo with diverter valve | 3.0189 | 3.0189 |  | 3.2 |  | All used about the same | Daily / Almost Daily | N/A | Bag | 0.8492 |  | 2.717 |  | WA | Single Family | Shower | 2442 | 5123.47 | Single Family | TRUE | TRUE | TRUE | TRUE | TRUE | 15467.1867 | 13920.468 | Single Family_TRUE | Single Family_TRUE | Single Family_TRUE | Single Family_TRUE | Single Family_TRUE | gt2.5gpm | gt2.5gpmSingle Family_TRUE | gt2.5gpmSingle Family_TRUE
Water_00005986 | SITE_01935 | Room_00023567 | Bathroom_3 | Bathroom | Bathroom Faucet | 1.9456 | 1.9456 |  | 2.2 |  | N/A | N/A | N/A | Bag | 0.796 |  | 1.751 |  | WA | Single Family | Bathroom Faucet | 2442 | 5123.47 | Single Family | FALSE | FALSE |  |  |  | 9967.9955 | 8971.196 | Single Family_FALSE | Single Family_FALSE | Single Family_ | Single Family_ | Single Family_ | unknown | unknownSingle Family_ | unknownSingle Family_FALSE
Water_00005987 | SITE_01935 | Room_00023567 | Bathroom_3 | Bathroom | Shower / Bathtub combo with diverter valve | 3.0189 | 3.0189 |  | 3.2 |  | All used about the same | Daily / Almost Daily | N/A | Bag | 0.8492 |  | 2.717 |  | WA | Single Family | Shower | 2442 | 5123.47 | Single Family | TRUE | TRUE | TRUE | TRUE | TRUE | 15467.1867 | 13920.468 | Single Family_TRUE | Single Family_TRUE | Single Family_TRUE | Single Family_TRUE | Single Family_TRUE | gt2.5gpm | gt2.5gpmSingle Family_TRUE | gt2.5gpmSingle Family_TRUE
Water_00005988 | SITE_01936 | Room_00023572 | Bathroom_1 | Bathroom | Shower / Bathtub combo with diverter valve | 2 |  | 2 | 1.5 |  | Secondary | A few times per year | N/A | Unknown |  | N/A |  | N/A | WA | Single Family | Shower | 2443 | 5123.47 | Single Family | TRUE | TRUE | TRUE | FALSE | FALSE | 10246.94 | 0 | Single Family_TRUE | Single Family_TRUE | Single Family_TRUE | Single Family_FALSE | Single Family_FALSE | unknown | unknownSingle Family_FALSE | unknownSingle Family_TRUE
Water_00005989 | SITE_01936 | Room_00023572 | Bathroom_1 | Bathroom | Bathroom Faucet | 1.5 |  | 1.5 | 1.5 |  | N/A | N/A | N/A | Unknown |  | N/A |  | N/A | WA | Single Family | Bathroom Faucet | 2443 | 5123.47 | Single Family | FALSE | FALSE |  |  |  | 7685.205 | 0 | Single Family_FALSE | Single Family_FALSE | Single Family_ | Single Family_ | Single Family_ | unknown | unknownSingle Family_ | unknownSingle Family_FALSE
Water_00005990 | SITE_01936 | Room_00023575 | Bathroom_2 | Bathroom | Shower | 2 |  | 2 | 1.5 |  | Primary | Daily / Almost Daily | N/A | Unknown |  | N/A |  | N/A | WA | Single Family | Shower | 2443 | 5123.47 | Single Family | TRUE | FALSE | TRUE | FALSE | FALSE | 10246.94 | 0 | Single Family_TRUE | Single Family_FALSE | Single Family_TRUE | Single Family_FALSE | Single Family_FALSE | unknown | unknownSingle Family_FALSE | unknownSingle Family_TRUE
Water_00005991 | SITE_01936 | Room_00023575 | Bathroom_2 | Bathroom | Bathroom Faucet | unknown |  |  | 2 |  | N/A | N/A | N/A | Unknown |  | N/A |  | N/A | WA | Single Family | Bathroom Faucet | 2443 | 5123.47 | Single Family | FALSE | FALSE |  |  |  | 0 | 0 | Single Family_FALSE | Single Family_FALSE | Single Family_ | Single Family_ | Single Family_ | unknown | unknownSingle Family_ | unknownSingle Family_FALSE
Water_00005992 | SITE_01936 | Room_00023575 | Bathroom_2 | Bathroom | Bathroom Faucet | unknown |  |  | 1.5 |  | N/A | N/A | N/A | Unknown |  | N/A |  | N/A | WA | Single Family | Bathroom Faucet | 2443 | 5123.47 | Single Family | FALSE | FALSE |  |  |  | 0 | 0 | Single Family_FALSE | Single Family_FALSE | Single Family_ | Single Family_ | Single Family_ | unknown | unknownSingle Family_ | unknownSingle Family_FALSE
Water_00005993 | SITE_01936 | Room_00023576 | Kitchen_1 | Kitchen | Kitchen Faucet | 3.0956 | 3.0956 |  | 3.5 |  | N/A | N/A | N/A | Bag | 0.796 |  | 2.786 |  | WA | Single Family | Kitchen Faucet | 2443 | 5123.47 | Single Family | FALSE | FALSE |  |  |  | 15859.986 | 14273.9874 | Single Family_FALSE | Single Family_FALSE | Single Family_ | Single Family_ | Single Family_ | unknown | unknownSingle Family_ | unknownSingle Family_FALSE
Water_00005994 | SITE_01937 | Room_00023584 | Bathroom_1 | Bathroom | Bathroom Faucet | 2 | 1.7689 | 2 | 2 |  | N/A | N/A | N/A | Bag | 0.796 |  | 1.592 |  | WA | Single Family | Bathroom Faucet | 2444 | 2986.36 | Single Family | FALSE | FALSE |  |  |  | 5972.72 | 4754.2851 | Single Family_FALSE | Single Family_FALSE | Single Family_ | Single Family_ | Single Family_ | unknown | unknownSingle Family_ | unknownSingle Family_FALSE
Water_00005995 | SITE_01937 | Room_00023585 | Bathroom_2 | Bathroom | Bathroom Faucet | 2 | 1.7689 | 2 | 2 |  | N/A | N/A | N/A | Bag | 0.796 |  | 1.592 |  | WA | Single Family | Bathroom Faucet | 2444 | 2986.36 | Single Family | FALSE | FALSE |  |  |  | 5972.72 | 4754.2851 | Single Family_FALSE | Single Family_FALSE | Single Family_ | Single Family_ | Single Family_ | unknown | unknownSingle Family_ | unknownSingle Family_FALSE
Water_00005996 | SITE_01937 | Room_00023585 | Bathroom_2 | Bathroom | Shower / Bathtub combo with diverter valve | 2.8311 | 2.8311 |  | 3 |  | Primary | Daily / Almost Daily | N/A | Bag | 0.8492 |  | 2.548 |  | WA | Single Family | Shower | 2444 | 2986.36 | Single Family | TRUE | TRUE | TRUE | TRUE | TRUE | 8454.717 | 7609.2453 | Single Family_TRUE | Single Family_TRUE | Single Family_TRUE | Single Family_TRUE | Single Family_TRUE | gt2.5gpm | gt2.5gpmSingle Family_TRUE | gt2.5gpmSingle Family_TRUE
Water_00005997 | SITE_01937 | Room_00023588 | Kitchen_1 | Kitchen | Kitchen Faucet | 2.2 | 2.1222 | 2.2 | 2.4 |  | N/A | N/A | N/A | Bag | 0.796 |  | 1.91 |  | WA | Single Family | Kitchen Faucet | 2444 | 2986.36 | Single Family | FALSE | FALSE |  |  |  | 6569.992 | 5703.9476 | Single Family_FALSE | Single Family_FALSE | Single Family_ | Single Family_ | Single Family_ | unknown | unknownSingle Family_ | unknownSingle Family_FALSE
Water_00005998 | SITE_01940 | Room_00023623 | Kitchen_1 | Kitchen | Kitchen Faucet | 2.2 | 1.7689 | 2.2 | 2 |  | N/A | N/A | N/A | Bag | 0.796 |  | 1.592 |  | WA | Single Family | Kitchen Faucet | 2447 | 2986.36 | Single Family | FALSE | FALSE |  |  |  | 6569.992 | 4754.2851 | Single Family_FALSE | Single Family_FALSE | Single Family_ | Single Family_ | Single Family_ | unknown | unknownSingle Family_ | unknownSingle Family_FALSE
Water_00005999 | SITE_01940 | Room_00023628 | Bathroom_1 | Bathroom | Bathroom Faucet | 2 | 1.7689 | 2 | 2 |  | N/A | N/A | N/A | Bag | 0.796 |  | 1.592 |  | WA | Single Family | Bathroom Faucet | 2447 | 2986.36 | Single Family | FALSE | FALSE |  |  |  | 5972.72 | 4754.2851 | Single Family_FALSE | Single Family_FALSE | Single Family_ | Single Family_ | Single Family_ | unknown | unknownSingle Family_ | unknownSingle Family_FALSE
Water_00006000 | SITE_01940 | Room_00023628 | Bathroom_1 | Bathroom | Shower / Bathtub combo with diverter valve | 2.5 | 1.8867 | 2.5 | 2 |  | Primary | Daily / Almost Daily | N/A | Bag | 0.8492 |  | 1.698 |  | WA | Single Family | Shower | 2447 | 2986.36 | Single Family | TRUE | TRUE | TRUE | TRUE | TRUE | 7465.9 | 5070.8393 | Single Family_TRUE | Single Family_TRUE | Single Family_TRUE | Single Family_TRUE | Single Family_TRUE | 2.5gpm | 2.5gpmSingle Family_TRUE | 2.5gpmSingle Family_TRUE
Water_00006001 | SITE_01941 | Room_00023633 | Kitchen_1 | Kitchen | Kitchen Faucet | 2.2 | 1.9456 | 2.2 | 2.2 |  | N/A | N/A | N/A | Bag | 0.796 |  | 1.751 |  | WA | Single Family | Kitchen Faucet | 2448 | 2986.36 | Single Family | FALSE | FALSE |  |  |  | 6569.992 | 5229.1164 | Single Family_FALSE | Single Family_FALSE | Single Family_ | Single Family_ | Single Family_ | unknown | unknownSingle Family_ | unknownSingle Family_FALSE
Water_00006002 | SITE_01941 | Room_00023638 | Bathroom_1 | Bathroom | Bathroom Faucet | 1.5 | 1.7689 | 1.5 | 2 |  | N/A | N/A | N/A | Bag | 0.796 |  | 1.592 |  | WA | Single Family | Bathroom Faucet | 2448 | 2986.36 | Single Family | FALSE | FALSE |  |  |  | 4479.54 | 4754.2851 | Single Family_FALSE | Single Family_FALSE | Single Family_ | Single Family_ | Single Family_ | unknown | unknownSingle Family_ | unknownSingle Family_FALSE
Water_00006003 | SITE_01941 | Room_00023638 | Bathroom_1 | Bathroom | Shower / Bathtub combo with diverter valve | 2 | 2.8311 | 2 | 3 |  | Secondary | A few times per year | N/A | Bag | 0.8492 |  | 2.548 |  | WA | Single Family | Shower | 2448 | 2986.36 | Single Family | TRUE | TRUE | TRUE | TRUE | TRUE | 5972.72 | 7609.2453 | Single Family_TRUE | Single Family_TRUE | Single Family_TRUE | Single Family_TRUE | Single Family_TRUE | 2.0gpm | 2.0gpmSingle Family_TRUE | 2.0gpmSingle Family_TRUE
Water_00006004 | SITE_01941 | Room_00023641 | Bathroom_6 | Bathroom | Shower | 2.5 | 2.3589 | 2.5 | 2.5 |  | Primary | Daily / Almost Daily | N/A | Bag | 0.8492 |  | 2.123 |  | WA | Single Family | Shower | 2448 | 2986.36 | Single Family | TRUE | FALSE | TRUE | TRUE | TRUE | 7465.9 | 6340.0423 | Single Family_TRUE | Single Family_FALSE | Single Family_TRUE | Single Family_TRUE | Single Family_TRUE | 2.5gpm | 2.5gpmSingle Family_TRUE | 2.5gpmSingle Family_TRUE
Water_00006005 | SITE_01941 | Room_00023641 | Bathroom_6 | Bathroom | Bathroom Faucet | 2 | 2.2111 | 2 | 2.5 |  | N/A | N/A | N/A | Bag | 0.796 |  | 1.99 |  | WA | Single Family | Bathroom Faucet | 2448 | 2986.36 | Single Family | FALSE | FALSE |  |  |  | 5972.72 | 5942.8564 | Single Family_FALSE | Single Family_FALSE | Single Family_ | Single Family_ | Single Family_ | unknown | unknownSingle Family_ | unknownSingle Family_FALSE
Water_00006006 | SITE_01943 | Room_00023661 | Kitchen_1 | Kitchen | Kitchen Faucet | 2.2111 | 2.2111 |  | 2.5 |  | N/A | N/A | N/A | Bag | 0.796 |  | 1.99 |  | WA | Single Family | Kitchen Faucet | 2450 | 2986.36 | Single Family | FALSE | FALSE |  |  |  | 6603.1738 | 5942.8564 | Single Family_FALSE | Single Family_FALSE | Single Family_ | Single Family_ | Single Family_ | unknown | unknownSingle Family_ | unknownSingle Family_FALSE
Water_00006007 | SITE_01943 | Room_00023663 | Bathroom_1 | Bathroom | Bathroom Faucet | 2.6533 | 2.6533 |  | 3 |  | N/A | N/A | N/A | Bag | 0.796 |  | 2.388 |  | WA | Single Family | Bathroom Faucet | 2450 | 2986.36 | Single Family | FALSE | FALSE |  |  |  | 7923.8085 | 7131.4277 | Single Family_FALSE | Single Family_FALSE | Single Family_ | Single Family_ | Single Family_ | unknown | unknownSingle Family_ | unknownSingle Family_FALSE
Water_00006008 | SITE_01943 | Room_00023663 | Bathroom_1 | Bathroom | Shower / Bathtub combo with diverter valve | 1.8867 | 1.8867 |  | 2 |  | Secondary | A few times per year | I | Bag | 0.8492 |  | 1.698 |  | WA | Single Family | Shower | 2450 | 2986.36 | Single Family | TRUE | TRUE | TRUE | TRUE | TRUE | 5634.2659 | 5070.8393 | Single Family_TRUE | Single Family_TRUE | Single Family_TRUE | Single Family_TRUE | Single Family_TRUE | 2.0gpm | 2.0gpmSingle Family_TRUE | 2.0gpmSingle Family_TRUE
Water_00006009 | SITE_01943 | Room_00023670 | Bathroom_6 | Bathroom | Bathroom Faucet | 1.5 | 1.5922 | 1.5 | 1.8 |  | N/A | N/A | N/A | Bag | 0.796 |  | 1.433 |  | WA | Single Family | Bathroom Faucet | 2450 | 2986.36 | Single Family | FALSE | FALSE |  |  |  | 4479.54 | 4279.4539 | Single Family_FALSE | Single Family_FALSE | Single Family_ | Single Family_ | Single Family_ | unknown | unknownSingle Family_ | unknownSingle Family_FALSE
Water_00006010 | SITE_01943 | Room_00023670 | Bathroom_6 | Bathroom | Bathroom Faucet | 1.5 | 1.5922 | 1.5 | 1.8 |  | N/A | N/A | N/A | Bag | 0.796 |  | 1.433 |  | WA | Single Family | Bathroom Faucet | 2450 | 2986.36 | Single Family | FALSE | FALSE |  |  |  | 4479.54 | 4279.4539 | Single Family_FALSE | Single Family_FALSE | Single Family_ | Single Family_ | Single Family_ | unknown | unknownSingle Family_ | unknownSingle Family_FALSE
Water_00006011 | SITE_01943 | Room_00023670 | Bathroom_6 | Bathroom | Shower | 1.8867 | 1.8867 |  | 2 |  | Primary | Daily / Almost Daily | N/A | Bag | 0.8492 |  | 1.698 |  | WA | Single Family | Shower | 2450 | 2986.36 | Single Family | TRUE | FALSE | TRUE | TRUE | TRUE | 5634.2659 | 5070.8393 | Single Family_TRUE | Single Family_FALSE | Single Family_TRUE | Single Family_TRUE | Single Family_TRUE | 2.0gpm | 2.0gpmSingle Family_TRUE | 2.0gpmSingle Family_TRUE
Water_00006012 | SITE_01944 | Room_00023675 | Bathroom_1 | Bathroom | Bathroom Faucet | 1.5033 | 1.5033 |  | 1.7 |  | N/A | N/A | N/A | Bag | 0.796 |  | 1.353 |  | WA | Single Family | Bathroom Faucet | 2451 | 2986.36 | Single Family | FALSE | FALSE |  |  |  | 4489.4945 | 4040.5451 | Single Family_FALSE | Single Family_FALSE | Single Family_ | Single Family_ | Single Family_ | unknown | unknownSingle Family_ | unknownSingle Family_FALSE
Water_00006013 | SITE_01944 | Room_00023677 | Kitchen_1 | Kitchen | Kitchen Faucet | 1.5 | 1.3267 | 1.5 | 1.5 |  | N/A | N/A | N/A | Bag | 0.796 |  | 1.194 |  | WA | Single Family | Kitchen Faucet | 2451 | 2986.36 | Single Family | FALSE | FALSE |  |  |  | 4479.54 | 3565.7138 | Single Family_FALSE | Single Family_FALSE | Single Family_ | Single Family_ | Single Family_ | unknown | unknownSingle Family_ | unknownSingle Family_FALSE
Water_00006014 | SITE_01944 | Room_00023682 | Bathroom_2 | Bathroom | Bathroom Faucet | 1.5033 | 1.5033 |  | 1.7 |  | N/A | N/A | N/A | Bag | 0.796 |  | 1.353 |  | WA | Single Family | Bathroom Faucet | 2451 | 2986.36 | Single Family | FALSE | FALSE |  |  |  | 4489.4945 | 4040.5451 | Single Family_FALSE | Single Family_FALSE | Single Family_ | Single Family_ | Single Family_ | unknown | unknownSingle Family_ | unknownSingle Family_FALSE
Water_00006015 | SITE_01944 | Room_00023682 | Bathroom_2 | Bathroom | Shower / Bathtub combo with diverter valve | unknown |  |  |  | Unknown | Secondary | A few times per week | Dual shower head | Bag | 0.8492 |  |  | Unknown | WA | Single Family | Shower | 2451 | 2986.36 | Single Family | TRUE | TRUE | FALSE | FALSE | FALSE | 0 | 0 | Single Family_TRUE | Single Family_TRUE | Single Family_FALSE | Single Family_FALSE | Single Family_FALSE | unknown | unknownSingle Family_FALSE | unknownSingle Family_TRUE
Water_00006016 | SITE_01944 | Room_00023685 | Bathroom_3 | Bathroom | Bathroom Faucet | 1.5922 | 1.5922 |  | 1.8 |  | N/A | N/A | No writing | Bag | 0.796 |  | 1.433 |  | WA | Single Family | Bathroom Faucet | 2451 | 2986.36 | Single Family | FALSE | FALSE |  |  |  | 4754.9488 | 4279.4539 | Single Family_FALSE | Single Family_FALSE | Single Family_ | Single Family_ | Single Family_ | unknown | unknownSingle Family_ | unknownSingle Family_FALSE
Water_00006017 | SITE_01944 | Room_00023685 | Bathroom_3 | Bathroom | Shower / Bathtub combo with diverter valve | unknown |  |  |  | Unknown | Primary | Daily / Almost Daily | Massive dual head | Bag | 0.8492 |  |  | Unknown | WA | Single Family | Shower | 2451 | 2986.36 | Single Family | TRUE | TRUE | FALSE | FALSE | FALSE | 0 | 0 | Single Family_TRUE | Single Family_TRUE | Single Family_FALSE | Single Family_FALSE | Single Family_FALSE | unknown | unknownSingle Family_FALSE | unknownSingle Family_TRUE
Water_00006018 | SITE_01945 | Room_00023687 | Bathroom_6 | Bathroom | Shower | 2.5 | 1.8867 | 2.5 | 2 |  | Primary | Daily / Almost Daily | N/A | Bag | 0.8492 |  | 1.698 |  | WA | Single Family | Shower | 2452 | 2986.36 | Single Family | TRUE | FALSE | TRUE | TRUE | TRUE | 7465.9 | 5070.8393 | Single Family_TRUE | Single Family_FALSE | Single Family_TRUE | Single Family_TRUE | Single Family_TRUE | 2.5gpm | 2.5gpmSingle Family_TRUE | 2.5gpmSingle Family_TRUE
Water_00006019 | SITE_01945 | Room_00023687 | Bathroom_6 | Bathroom | Bathroom Faucet | 0.88444 | 0.88444 |  | 1 |  | N/A | N/A | N/A | Bag | 0.796 |  | 0.796 |  | WA | Single Family | Bathroom Faucet | 2452 | 2986.36 | Single Family | FALSE | FALSE |  |  |  | 2641.2695 | 2377.1426 | Single Family_FALSE | Single Family_FALSE | Single Family_ | Single Family_ | Single Family_ | unknown | unknownSingle Family_ | unknownSingle Family_FALSE
Water_00006020 | SITE_01945 | Room_00023690 | Kitchen_1 | Kitchen | Kitchen Faucet | 2 | 2.0344 | 2 | 2.3 |  | N/A | N/A | N/A | Bag | 0.796 |  | 1.831 |  | WA | Single Family | Kitchen Faucet | 2452 | 2986.36 | Single Family | FALSE | FALSE |  |  |  | 5972.72 | 5468.0252 | Single Family_FALSE | Single Family_FALSE | Single Family_ | Single Family_ | Single Family_ | unknown | unknownSingle Family_ | unknownSingle Family_FALSE
Water_00006021 | SITE_01947 | Room_00023710 | Kitchen_1 | Kitchen | Kitchen Faucet | 2.2 | 1.3267 | 2.2 | 1.5 |  | N/A | N/A | N/A | Bag | 0.796 |  | 1.194 |  | WA | Single Family | Kitchen Faucet | 2454 | 2986.36 | Single Family | FALSE | FALSE |  |  |  | 6569.992 | 3565.7138 | Single Family_FALSE | Single Family_FALSE | Single Family_ | Single Family_ | Single Family_ | unknown | unknownSingle Family_ | unknownSingle Family_FALSE
Water_00006022 | SITE_01947 | Room_00023714 | Bathroom_1 | Bathroom | Bathroom Faucet | 3.0956 | 3.0956 |  | 3.5 |  | N/A | N/A | N/A | Bag | 0.796 |  | 2.786 |  | WA | Single Family | Bathroom Faucet | 2454 | 2986.36 | Single Family | FALSE | FALSE |  |  |  | 9244.4433 | 8319.999 | Single Family_FALSE | Single Family_FALSE | Single Family_ | Single Family_ | Single Family_ | unknown | unknownSingle Family_ | unknownSingle Family_FALSE
Water_00006023 | SITE_01947 | Room_00023714 | Bathroom_1 | Bathroom | Shower | 2.5 | 2.0756 | 2.5 | 2.2 |  | Never / rarely used | Never | N/A | Bag | 0.8492 |  | 1.868 |  | WA | Single Family | Shower | 2454 | 2986.36 | Single Family | TRUE | FALSE | TRUE | TRUE | TRUE | 7465.9 | 5578.5205 | Single Family_TRUE | Single Family_FALSE | Single Family_TRUE | Single Family_TRUE | Single Family_TRUE | 2.5gpm | 2.5gpmSingle Family_TRUE | 2.5gpmSingle Family_TRUE
Water_00006024 | SITE_01947 | Room_00023715 | Bathroom_2 | Bathroom | Shower / Bathtub combo with diverter valve | 1.8 | 1.8867 | 1.8 | 2 |  | Primary | Daily / Almost Daily | N/A | Bag | 0.8492 |  | 1.698 |  | WA | Single Family | Shower | 2454 | 2986.36 | Single Family | TRUE | TRUE | TRUE | TRUE | TRUE | 5375.448 | 5070.8393 | Single Family_TRUE | Single Family_TRUE | Single Family_TRUE | Single Family_TRUE | Single Family_TRUE | 1.8gpm | 1.8gpmSingle Family_TRUE | 1.8gpmSingle Family_TRUE
Water_00006025 | SITE_01947 | Room_00023715 | Bathroom_2 | Bathroom | Bathroom Faucet | 2.2 | 1.7689 | 2.2 | 2 |  | N/A | N/A | N/A | Bag | 0.796 |  | 1.592 |  | WA | Single Family | Bathroom Faucet | 2454 | 2986.36 | Single Family | FALSE | FALSE |  |  |  | 6569.992 | 4754.2851 | Single Family_FALSE | Single Family_FALSE | Single Family_ | Single Family_ | Single Family_ | unknown | unknownSingle Family_ | unknownSingle Family_FALSE
Water_00006026 | SITE_01948 | Room_00023722 | Kitchen_1 | Kitchen | Kitchen Faucet | 1.7689 | 1.7689 |  | 2 |  | N/A | N/A | N/A | Bag | 0.796 |  | 1.592 |  | WA | Single Family | Kitchen Faucet | 2455 | 2986.36 | Single Family | FALSE | FALSE |  |  |  | 5282.539 | 4754.2851 | Single Family_FALSE | Single Family_FALSE | Single Family_ | Single Family_ | Single Family_ | unknown | unknownSingle Family_ | unknownSingle Family_FALSE
Water_00006027 | SITE_01948 | Room_00023729 | Bathroom_6 | Bathroom | Bathroom Faucet | 1.5 | 1.4156 | 1.5 | 1.6 |  | N/A | N/A | N/A | Bag | 0.796 |  | 1.274 |  | WA | Single Family | Bathroom Faucet | 2455 | 2986.36 | Single Family | FALSE | FALSE |  |  |  | 4479.54 | 3804.6226 | Single Family_FALSE | Single Family_FALSE | Single Family_ | Single Family_ | Single Family_ | unknown | unknownSingle Family_ | unknownSingle Family_FALSE
Water_00006028 | SITE_01948 | Room_00023729 | Bathroom_6 | Bathroom | Shower | 2 |  | 2 |  | Unknown | Secondary | A few times per week | Stuff in shower, storage | Bag | 0.8492 |  |  | Unknown | WA | Single Family | Shower | 2455 | 2986.36 | Single Family | TRUE | FALSE | TRUE | FALSE | FALSE | 5972.72 | 0 | Single Family_TRUE | Single Family_FALSE | Single Family_TRUE | Single Family_FALSE | Single Family_FALSE | unknown | unknownSingle Family_FALSE | unknownSingle Family_TRUE
Water_00006029 | SITE_01948 | Room_00023730 | Bathroom_7 | Bathroom | Bathroom Faucet | 1.5 | 1.68 | 1.5 | 1.9 |  | N/A | N/A | N/A | Bag | 0.796 |  | 1.512 |  | WA | Single Family | Bathroom Faucet | 2455 | 2986.36 | Single Family | FALSE | FALSE |  |  |  | 4479.54 | 4515.3763 | Single Family_FALSE | Single Family_FALSE | Single Family_ | Single Family_ | Single Family_ | unknown | unknownSingle Family_ | unknownSingle Family_FALSE
Water_00006030 | SITE_01948 | Room_00023730 | Bathroom_7 | Bathroom | Shower / Bathtub combo with diverter valve | 1.9811 | 1.9811 |  | 2.1 |  | Primary | A few times per week | N/A | Bag | 0.8492 |  | 1.783 |  | WA | Single Family | Shower | 2455 | 2986.36 | Single Family | TRUE | TRUE | TRUE | TRUE | TRUE | 5916.311 | 5324.6799 | Single Family_TRUE | Single Family_TRUE | Single Family_TRUE | Single Family_TRUE | Single Family_TRUE | 2.0gpm | 2.0gpmSingle Family_TRUE | 2.0gpmSingle Family_TRUE
Water_00006031 | SITE_01949 | Room_00023739 | Kitchen_1 | Kitchen | Kitchen Faucet | 2.2 | 1.7689 | 2.2 | 2 |  | N/A | N/A | N/A | Bag | 0.796 |  | 1.592 |  | WA | Single Family | Kitchen Faucet | 2456 | 5123.47 | Single Family | FALSE | FALSE |  |  |  | 11271.634 | 8156.5642 | Single Family_FALSE | Single Family_FALSE | Single Family_ | Single Family_ | Single Family_ | unknown | unknownSingle Family_ | unknownSingle Family_FALSE
Water_00006032 | SITE_01949 | Room_00023741 | Bathroom_1 | Bathroom | Bathroom Faucet | 2.2 | 1.7689 | 2.2 | 2 |  | N/A | N/A | N/A | Bag | 0.796 |  | 1.592 |  | WA | Single Family | Bathroom Faucet | 2456 | 5123.47 | Single Family | FALSE | FALSE |  |  |  | 11271.634 | 8156.5642 | Single Family_FALSE | Single Family_FALSE | Single Family_ | Single Family_ | Single Family_ | unknown | unknownSingle Family_ | unknownSingle Family_FALSE
Water_00006033 | SITE_01949 | Room_00023741 | Bathroom_1 | Bathroom | Shower / Bathtub combo with diverter valve | 2.3589 | 2.3589 |  | 2.5 |  | Primary | Daily / Almost Daily | N/A | Bag | 0.8492 |  | 2.123 |  | WA | Single Family | Shower | 2456 | 5123.47 | Single Family | TRUE | TRUE | TRUE | TRUE | TRUE | 12085.6965 | 10877.1268 | Single Family_TRUE | Single Family_TRUE | Single Family_TRUE | Single Family_TRUE | Single Family_TRUE | 2.5gpm | 2.5gpmSingle Family_TRUE | 2.5gpmSingle Family_TRUE
Water_00006034 | SITE_01949 | Room_00023745 | Bathroom_2 | Bathroom | Bathroom Faucet | 2 | 0.88444 | 2 | 1 |  | N/A | N/A | N/A | Bag | 0.796 |  | 0.796 |  | WA | Single Family | Bathroom Faucet | 2456 | 5123.47 | Single Family | FALSE | FALSE |  |  |  | 10246.94 | 4078.2821 | Single Family_FALSE | Single Family_FALSE | Single Family_ | Single Family_ | Single Family_ | unknown | unknownSingle Family_ | unknownSingle Family_FALSE
Water_00006035 | SITE_01949 | Room_00023749 | Bathroom_3 | Bathroom | Bathroom Faucet | 2.2 | 2.2111 | 2.2 | 2.5 |  | N/A | N/A | N/A | Bag | 0.796 |  | 1.99 |  | WA | Single Family | Bathroom Faucet | 2456 | 5123.47 | Single Family | FALSE | FALSE |  |  |  | 11271.634 | 10195.7053 | Single Family_FALSE | Single Family_FALSE | Single Family_ | Single Family_ | Single Family_ | unknown | unknownSingle Family_ | unknownSingle Family_FALSE
Water_00006036 | SITE_01949 | Room_00023749 | Bathroom_3 | Bathroom | Shower | 2.5 | 2.3589 | 2.5 | 2.5 |  | Secondary | A few times per week | N/A | Bag | 0.8492 |  | 2.123 |  | WA | Single Family | Shower | 2456 | 5123.47 | Single Family | TRUE | FALSE | TRUE | TRUE | TRUE | 12808.675 | 10877.1268 | Single Family_TRUE | Single Family_FALSE | Single Family_TRUE | Single Family_TRUE | Single Family_TRUE | 2.5gpm | 2.5gpmSingle Family_TRUE | 2.5gpmSingle Family_TRUE
Water_00006037 | SITE_01950 | Room_00023753 | Bathroom_1 | Bathroom | Bathroom Faucet | 2.2 | 1.5033 | 2.2 | 1.7 |  | N/A | N/A | N/A | Bag | 0.796 |  | 1.353 |  | WA | Single Family | Bathroom Faucet | 2457 | 2986.36 | Single Family | FALSE | FALSE |  |  |  | 6569.992 | 4040.5451 | Single Family_FALSE | Single Family_FALSE | Single Family_ | Single Family_ | Single Family_ | unknown | unknownSingle Family_ | unknownSingle Family_FALSE
Water_00006038 | SITE_01950 | Room_00023753 | Bathroom_1 | Bathroom | Shower / Bathtub combo with diverter valve | 2 | 1.4156 | 2 | 1.5 |  | Primary | Daily / Almost Daily | N/A | Bag | 0.8492 |  | 1.274 |  | WA | Single Family | Shower | 2457 | 2986.36 | Single Family | TRUE | TRUE | TRUE | TRUE | TRUE | 5972.72 | 3804.6226 | Single Family_TRUE | Single Family_TRUE | Single Family_TRUE | Single Family_TRUE | Single Family_TRUE | 2.0gpm | 2.0gpmSingle Family_TRUE | 2.0gpmSingle Family_TRUE
Water_00006039 | SITE_01950 | Room_00023754 | Bathroom_2 | Bathroom | Bathroom Faucet | 2.2 | 1.7689 | 2.2 | 2 |  | N/A | N/A | N/A | Bag | 0.796 |  | 1.592 |  | WA | Single Family | Bathroom Faucet | 2457 | 2986.36 | Single Family | FALSE | FALSE |  |  |  | 6569.992 | 4754.2851 | Single Family_FALSE | Single Family_FALSE | Single Family_ | Single Family_ | Single Family_ | unknown | unknownSingle Family_ | unknownSingle Family_FALSE
Water_00006040 | SITE_01950 | Room_00023754 | Bathroom_2 | Bathroom | Shower | 2 | 1.8867 | 2 | 2 |  | Secondary | A few times per month | N/A | Bag | 0.8492 |  | 1.698 |  | WA | Single Family | Shower | 2457 | 2986.36 | Single Family | TRUE | FALSE | TRUE | TRUE | TRUE | 5972.72 | 5070.8393 | Single Family_TRUE | Single Family_FALSE | Single Family_TRUE | Single Family_TRUE | Single Family_TRUE | 2.0gpm | 2.0gpmSingle Family_TRUE | 2.0gpmSingle Family_TRUE
Water_00006041 | SITE_01950 | Room_00023761 | Kitchen_1 | Kitchen | Kitchen Faucet | 1.7689 | 1.7689 |  | 2 |  | N/A | N/A | N/A | Bag | 0.796 |  | 1.592 |  | WA | Single Family | Kitchen Faucet | 2457 | 2986.36 | Single Family | FALSE | FALSE |  |  |  | 5282.539 | 4754.2851 | Single Family_FALSE | Single Family_FALSE | Single Family_ | Single Family_ | Single Family_ | unknown | unknownSingle Family_ | unknownSingle Family_FALSE
Water_00006042 | SITE_01951 | Room_00023765 | Kitchen_1 | Kitchen | Kitchen Faucet | 2.2 | 1.9456 | 2.2 | 2.2 |  | N/A | N/A | N/A | Bag | 0.796 |  | 1.751 |  | WA | Manufactured | Kitchen Faucet | 2458 | 1313.97 | Manufactured | FALSE | FALSE |  |  |  | 2890.734 | 2300.7615 | Manufactured_FALSE | Manufactured_FALSE | Manufactured_ | Manufactured_ | Manufactured_ | unknown | unknownManufactured_ | unknownManufactured_FALSE
Water_00006043 | SITE_01951 | Room_00023769 | Bathroom_1 | Bathroom | Bathroom Faucet | 2.2 | 3.0956 | 2.2 | 3.5 |  | N/A | N/A | N/A | Bag | 0.796 |  | 2.786 |  | WA | Manufactured | Bathroom Faucet | 2458 | 1313.97 | Manufactured | FALSE | FALSE |  |  |  | 2890.734 | 3660.7204 | Manufactured_FALSE | Manufactured_FALSE | Manufactured_ | Manufactured_ | Manufactured_ | unknown | unknownManufactured_ | unknownManufactured_FALSE
Water_00006044 | SITE_01951 | Room_00023769 | Bathroom_1 | Bathroom | Bathtub | unknown |  |  |  | N/A | N/A | N/A | Not used | Unknown |  | N/A |  | N/A | WA | Manufactured | Bathtub | 2458 | 1313.97 | Manufactured | FALSE | FALSE |  |  |  | 0 | 0 | Manufactured_FALSE | Manufactured_FALSE | Manufactured_ | Manufactured_ | Manufactured_ | unknown | unknownManufactured_ | unknownManufactured_FALSE
Water_00006045 | SITE_01951 | Room_00023772 | Bathroom_2 | Bathroom | Bathroom Faucet | 2.2 | 3.0956 | 2.2 | 3.5 |  | N/A | N/A | N/A | Bag | 0.796 |  | 2.786 |  | WA | Manufactured | Bathroom Faucet | 2458 | 1313.97 | Manufactured | FALSE | FALSE |  |  |  | 2890.734 | 3660.7204 | Manufactured_FALSE | Manufactured_FALSE | Manufactured_ | Manufactured_ | Manufactured_ | unknown | unknownManufactured_ | unknownManufactured_FALSE
Water_00006046 | SITE_01951 | Room_00023772 | Bathroom_2 | Bathroom | Shower / Bathtub combo with diverter valve | 2.5 | 1.8867 | 2.5 | 2 |  | Primary | Daily / Almost Daily | N/A | Bag | 0.8492 |  | 1.698 |  | WA | Manufactured | Shower | 2458 | 1313.97 | Manufactured | TRUE | TRUE | TRUE | TRUE | TRUE | 3284.925 | 2231.1211 | Manufactured_TRUE | Manufactured_TRUE | Manufactured_TRUE | Manufactured_TRUE | Manufactured_TRUE | 2.5gpm | 2.5gpmManufactured_TRUE | 2.5gpmManufactured_TRUE
Water_00006047 | SITE_01952 | Room_00023779 | Bathroom_1 | Bathroom | Bathroom Faucet | 1.5 | 1.2378 | 1.5 | 1.4 |  | N/A | N/A | N/A | Bag | 0.796 |  | 1.114 |  | WA | Single Family | Bathroom Faucet | 2459 | 2986.36 | Single Family | FALSE | FALSE |  |  |  | 4479.54 | 3326.805 | Single Family_FALSE | Single Family_FALSE | Single Family_ | Single Family_ | Single Family_ | unknown | unknownSingle Family_ | unknownSingle Family_FALSE
Water_00006048 | SITE_01952 | Room_00023779 | Bathroom_1 | Bathroom | Shower / Bathtub combo with diverter valve | unknown |  |  |  | Unknown | Primary | Daily / Almost Daily | Massive showerhead, no pitcher | Bag | 0.8492 |  |  | Unknown | WA | Single Family | Shower | 2459 | 2986.36 | Single Family | TRUE | TRUE | FALSE | FALSE | FALSE | 0 | 0 | Single Family_TRUE | Single Family_TRUE | Single Family_FALSE | Single Family_FALSE | Single Family_FALSE | unknown | unknownSingle Family_FALSE | unknownSingle Family_TRUE
Water_00006049 | SITE_01952 | Room_00023783 | Kitchen_1 | Kitchen | Kitchen Faucet | 1.5 | 1.3267 | 1.5 | 1.5 |  | N/A | N/A | N/A | Bag | 0.796 |  | 1.194 |  | WA | Single Family | Kitchen Faucet | 2459 | 2986.36 | Single Family | FALSE | FALSE |  |  |  | 4479.54 | 3565.7138 | Single Family_FALSE | Single Family_FALSE | Single Family_ | Single Family_ | Single Family_ | unknown | unknownSingle Family_ | unknownSingle Family_FALSE
Water_00006050 | SITE_01953 | Room_00023792 | Kitchen_1 | Kitchen | Kitchen Faucet | 1.7689 | 1.7689 |  | 2 |  | N/A | N/A | N/A | Bag | 0.796 |  | 1.592 |  | WA | Single Family | Kitchen Faucet | 2460 | 2986.36 | Single Family | FALSE | FALSE |  |  |  | 5282.539 | 4754.2851 | Single Family_FALSE | Single Family_FALSE | Single Family_ | Single Family_ | Single Family_ | unknown | unknownSingle Family_ | unknownSingle Family_FALSE
Water_00006051 | SITE_01953 | Room_00023796 | Bathroom_1 | Bathroom | Bathroom Faucet | 2.2 | 2.6533 | 2.2 | 3 |  | N/A | N/A | N/A | Bag | 0.796 |  | 2.388 |  | WA | Single Family | Bathroom Faucet | 2460 | 2986.36 | Single Family | FALSE | FALSE |  |  |  | 6569.992 | 7131.4277 | Single Family_FALSE | Single Family_FALSE | Single Family_ | Single Family_ | Single Family_ | unknown | unknownSingle Family_ | unknownSingle Family_FALSE
Water_00006052 | SITE_01953 | Room_00023796 | Bathroom_1 | Bathroom | Shower / Bathtub combo with diverter valve | 2.3589 | 2.3589 |  | 2.5 |  | All used about the same | Daily / Almost Daily | N/A | Bag | 0.8492 |  | 2.123 |  | WA | Single Family | Shower | 2460 | 2986.36 | Single Family | TRUE | TRUE | TRUE | TRUE | TRUE | 7044.4914 | 6340.0423 | Single Family_TRUE | Single Family_TRUE | Single Family_TRUE | Single Family_TRUE | Single Family_TRUE | 2.5gpm | 2.5gpmSingle Family_TRUE | 2.5gpmSingle Family_TRUE
Water_00006053 | SITE_01953 | Room_00023799 | Bathroom_2 | Bathroom | Bathroom Faucet | 2.6533 | 2.6533 |  | 3 |  | N/A | N/A | N/A | Bag | 0.796 |  | 2.388 |  | WA | Single Family | Bathroom Faucet | 2460 | 2986.36 | Single Family | FALSE | FALSE |  |  |  | 7923.8085 | 7131.4277 | Single Family_FALSE | Single Family_FALSE | Single Family_ | Single Family_ | Single Family_ | unknown | unknownSingle Family_ | unknownSingle Family_FALSE
Water_00006054 | SITE_01953 | Room_00023799 | Bathroom_2 | Bathroom | Shower | unknown |  |  |  | Unknown | All used about the same | Daily / Almost Daily | Unable to capture entire flow. Large showerhead | Bag | 0.8492 |  |  | Unknown | WA | Single Family | Shower | 2460 | 2986.36 | Single Family | TRUE | FALSE | FALSE | FALSE | FALSE | 0 | 0 | Single Family_TRUE | Single Family_FALSE | Single Family_FALSE | Single Family_FALSE | Single Family_FALSE | unknown | unknownSingle Family_FALSE | unknownSingle Family_TRUE
Water_00006055 | SITE_01955 | Room_00023816 | Kitchen_1 | Kitchen | Kitchen Faucet | 1.8 | 1.1056 | 1.8 | 1.25 |  | N/A | N/A | N/A | Bag | 0.796 |  | 0.995 |  | WA | Single Family | Kitchen Faucet | 2462 | 2986.36 | Single Family | FALSE | FALSE |  |  |  | 5375.448 | 2971.4282 | Single Family_FALSE | Single Family_FALSE | Single Family_ | Single Family_ | Single Family_ | unknown | unknownSingle Family_ | unknownSingle Family_FALSE
Water_00006056 | SITE_01955 | Room_00023821 | Bathroom_1 | Bathroom | Bathroom Faucet | 2 | 1.2378 | 2 | 1.4 |  | N/A | N/A | N/A | Bag | 0.796 |  | 1.114 |  | WA | Single Family | Bathroom Faucet | 2462 | 2986.36 | Single Family | FALSE | FALSE |  |  |  | 5972.72 | 3326.805 | Single Family_FALSE | Single Family_FALSE | Single Family_ | Single Family_ | Single Family_ | unknown | unknownSingle Family_ | unknownSingle Family_FALSE
Water_00006057 | SITE_01955 | Room_00023823 | Bathroom_2 | Bathroom | Shower / Bathtub combo with diverter valve | 1.8867 | 1.8867 |  | 2 |  | Secondary | A few times per year | N/A | Bag | 0.8492 |  | 1.698 |  | WA | Single Family | Shower | 2462 | 2986.36 | Single Family | TRUE | TRUE | TRUE | TRUE | TRUE | 5634.2659 | 5070.8393 | Single Family_TRUE | Single Family_TRUE | Single Family_TRUE | Single Family_TRUE | Single Family_TRUE | 2.0gpm | 2.0gpmSingle Family_TRUE | 2.0gpmSingle Family_TRUE
Water_00006058 | SITE_01955 | Room_00023823 | Bathroom_2 | Bathroom | Bathroom Faucet | 2 | 1.2378 | 2 | 1.4 |  | N/A | N/A | N/A | Bag | 0.796 |  | 1.114 |  | WA | Single Family | Bathroom Faucet | 2462 | 2986.36 | Single Family | FALSE | FALSE |  |  |  | 5972.72 | 3326.805 | Single Family_FALSE | Single Family_FALSE | Single Family_ | Single Family_ | Single Family_ | unknown | unknownSingle Family_ | unknownSingle Family_FALSE
Water_00006059 | SITE_01955 | Room_00023823 | Bathroom_2 | Bathroom | Bathroom Faucet | 2 | 1.4156 | 2 | 1.6 |  | N/A | N/A | N/A | Bag | 0.796 |  | 1.274 |  | WA | Single Family | Bathroom Faucet | 2462 | 2986.36 | Single Family | FALSE | FALSE |  |  |  | 5972.72 | 3804.6226 | Single Family_FALSE | Single Family_FALSE | Single Family_ | Single Family_ | Single Family_ | unknown | unknownSingle Family_ | unknownSingle Family_FALSE
Water_00006060 | SITE_01955 | Room_00023825 | Bathroom_3 | Bathroom | Shower | 1.8867 | 1.8867 |  | 2 |  | Primary | Daily / Almost Daily | N/A | Bag | 0.8492 |  | 1.698 |  | WA | Single Family | Shower | 2462 | 2986.36 | Single Family | TRUE | FALSE | TRUE | TRUE | TRUE | 5634.2659 | 5070.8393 | Single Family_TRUE | Single Family_FALSE | Single Family_TRUE | Single Family_TRUE | Single Family_TRUE | 2.0gpm | 2.0gpmSingle Family_TRUE | 2.0gpmSingle Family_TRUE
Water_00006061 | SITE_01955 | Room_00023825 | Bathroom_3 | Bathroom | Bathroom Faucet | 2 | 1.4156 | 2 | 1.6 |  | N/A | N/A | N/A | Bag | 0.796 |  | 1.274 |  | WA | Single Family | Bathroom Faucet | 2462 | 2986.36 | Single Family | FALSE | FALSE |  |  |  | 5972.72 | 3804.6226 | Single Family_FALSE | Single Family_FALSE | Single Family_ | Single Family_ | Single Family_ | unknown | unknownSingle Family_ | unknownSingle Family_FALSE
Water_00006062 | SITE_01955 | Room_00023825 | Bathroom_3 | Bathroom | Bathtub | unknown |  |  |  | N/A | N/A | N/A | N/A | Unknown |  | N/A |  | N/A | WA | Single Family | Bathtub | 2462 | 2986.36 | Single Family | FALSE | FALSE |  |  |  | 0 | 0 | Single Family_FALSE | Single Family_FALSE | Single Family_ | Single Family_ | Single Family_ | unknown | unknownSingle Family_ | unknownSingle Family_FALSE
Water_00006063 | SITE_01957 | Room_00023830 | Bathroom_1 | Bathroom | Bathroom Faucet | 2 | 2.2111 | 2 | 2.5 |  | N/A | N/A | N/A | Bag | 0.796 |  | 1.99 |  | WA | Single Family | Bathroom Faucet | 2464 | 2986.36 | Single Family | FALSE | FALSE |  |  |  | 5972.72 | 5942.8564 | Single Family_FALSE | Single Family_FALSE | Single Family_ | Single Family_ | Single Family_ | unknown | unknownSingle Family_ | unknownSingle Family_FALSE
Water_00006064 | SITE_01957 | Room_00023830 | Bathroom_1 | Bathroom | Bathroom Faucet | 2 | 2.2111 | 2 | 2.5 |  | N/A | N/A | N/A | Bag | 0.796 |  | 1.99 |  | WA | Single Family | Bathroom Faucet | 2464 | 2986.36 | Single Family | FALSE | FALSE |  |  |  | 5972.72 | 5942.8564 | Single Family_FALSE | Single Family_FALSE | Single Family_ | Single Family_ | Single Family_ | unknown | unknownSingle Family_ | unknownSingle Family_FALSE
Water_00006065 | SITE_01957 | Room_00023830 | Bathroom_1 | Bathroom | Shower / Bathtub combo with diverter valve | 2.5 | 1.8867 | 2.5 | 2 |  | Primary | Daily / Almost Daily | N/A | Bag | 0.8492 |  | 1.698 |  | WA | Single Family | Shower | 2464 | 2986.36 | Single Family | TRUE | TRUE | TRUE | TRUE | TRUE | 7465.9 | 5070.8393 | Single Family_TRUE | Single Family_TRUE | Single Family_TRUE | Single Family_TRUE | Single Family_TRUE | 2.5gpm | 2.5gpmSingle Family_TRUE | 2.5gpmSingle Family_TRUE
Water_00006066 | SITE_01957 | Room_00023836 | Bathroom_2 | Bathroom | Bathroom Faucet | 2 | 3.1844 | 2 | 3.6 |  | N/A | N/A | N/A | Bag | 0.796 |  | 2.866 |  | WA | Single Family | Bathroom Faucet | 2464 | 2986.36 | Single Family | FALSE | FALSE |  |  |  | 5972.72 | 8558.9078 | Single Family_FALSE | Single Family_FALSE | Single Family_ | Single Family_ | Single Family_ | unknown | unknownSingle Family_ | unknownSingle Family_FALSE
Water_00006067 | SITE_01957 | Room_00023836 | Bathroom_2 | Bathroom | Shower / Bathtub combo with diverter valve | 2.5 | 1.4156 | 2.5 | 1.5 |  | Secondary | A few times per month | N/A | Bag | 0.8492 |  | 1.274 |  | WA | Single Family | Shower | 2464 | 2986.36 | Single Family | TRUE | TRUE | TRUE | TRUE | TRUE | 7465.9 | 3804.6226 | Single Family_TRUE | Single Family_TRUE | Single Family_TRUE | Single Family_TRUE | Single Family_TRUE | 2.5gpm | 2.5gpmSingle Family_TRUE | 2.5gpmSingle Family_TRUE
Water_00006068 | SITE_01957 | Room_00023837 | Kitchen_1 | Kitchen | Kitchen Faucet | 1.9456 | 1.9456 |  | 2.2 |  | N/A | N/A | N/A | Bag | 0.796 |  | 1.751 |  | WA | Single Family | Kitchen Faucet | 2464 | 2986.36 | Single Family | FALSE | FALSE |  |  |  | 5810.1293 | 5229.1164 | Single Family_FALSE | Single Family_FALSE | Single Family_ | Single Family_ | Single Family_ | unknown | unknownSingle Family_ | unknownSingle Family_FALSE
Water_00006069 | SITE_01957 | Room_00023840 | Bathroom_3 | Bathroom | Bathroom Faucet | 2 | 3.1844 | 2 | 3.6 |  | N/A | N/A | N/A | Bag | 0.796 |  | 2.866 |  | WA | Single Family | Bathroom Faucet | 2464 | 2986.36 | Single Family | FALSE | FALSE |  |  |  | 5972.72 | 8558.9078 | Single Family_FALSE | Single Family_FALSE | Single Family_ | Single Family_ | Single Family_ | unknown | unknownSingle Family_ | unknownSingle Family_FALSE
Water_00006070 | SITE_01958 | Room_00023844 | Kitchen_1 | Kitchen | Kitchen Faucet | 2.2 | 2.6533 | 2.2 | 3 |  | N/A | N/A | N/A | Bag | 0.796 |  | 2.388 |  | WA | Single Family | Kitchen Faucet | 2465 | 2986.36 | Single Family | FALSE | FALSE |  |  |  | 6569.992 | 7131.4277 | Single Family_FALSE | Single Family_FALSE | Single Family_ | Single Family_ | Single Family_ | unknown | unknownSingle Family_ | unknownSingle Family_FALSE
Water_00006071 | SITE_01958 | Room_00023849 | Bathroom_1 | Bathroom | Shower | 1.8867 | 1.8867 |  | 2 |  | Secondary | A few times per year | N/A | Bag | 0.8492 |  | 1.698 |  | WA | Single Family | Shower | 2465 | 2986.36 | Single Family | TRUE | FALSE | TRUE | TRUE | TRUE | 5634.2659 | 5070.8393 | Single Family_TRUE | Single Family_FALSE | Single Family_TRUE | Single Family_TRUE | Single Family_TRUE | 2.0gpm | 2.0gpmSingle Family_TRUE | 2.0gpmSingle Family_TRUE
Water_00006072 | SITE_01958 | Room_00023849 | Bathroom_1 | Bathroom | Bathroom Faucet | 2 | 5.3067 | 2 | 6 |  | N/A | N/A | N/A | Bag | 0.796 |  | 4.776 |  | WA | Single Family | Bathroom Faucet | 2465 | 2986.36 | Single Family | FALSE | FALSE |  |  |  | 5972.72 | 14262.8554 | Single Family_FALSE | Single Family_FALSE | Single Family_ | Single Family_ | Single Family_ | unknown | unknownSingle Family_ | unknownSingle Family_FALSE
Water_00006073 | SITE_01958 | Room_00023852 | Bathroom_2 | Bathroom | Bathroom Faucet | 2.2 | 2.2111 | 2.2 | 2.5 |  | N/A | N/A | N/A | Bag | 0.796 |  | 1.99 |  | WA | Single Family | Bathroom Faucet | 2465 | 2986.36 | Single Family | FALSE | FALSE |  |  |  | 6569.992 | 5942.8564 | Single Family_FALSE | Single Family_FALSE | Single Family_ | Single Family_ | Single Family_ | unknown | unknownSingle Family_ | unknownSingle Family_FALSE
Water_00006074 | SITE_01958 | Room_00023852 | Bathroom_2 | Bathroom | Bathroom Faucet | 2.2 | 2.2111 | 2.2 | 2.5 |  | N/A | N/A | N/A | Bag | 0.796 |  | 1.99 |  | WA | Single Family | Bathroom Faucet | 2465 | 2986.36 | Single Family | FALSE | FALSE |  |  |  | 6569.992 | 5942.8564 | Single Family_FALSE | Single Family_FALSE | Single Family_ | Single Family_ | Single Family_ | unknown | unknownSingle Family_ | unknownSingle Family_FALSE
Water_00006075 | SITE_01958 | Room_00023852 | Bathroom_2 | Bathroom | Shower / Bathtub combo with diverter valve | 1.6989 | 1.6989 |  | 1.8 |  | Primary | Daily / Almost Daily | N/A | Bag | 0.8492 |  | 1.529 |  | WA | Single Family | Shower | 2465 | 2986.36 | Single Family | TRUE | TRUE | TRUE | TRUE | TRUE | 5073.4938 | 4566.1444 | Single Family_TRUE | Single Family_TRUE | Single Family_TRUE | Single Family_TRUE | Single Family_TRUE | 1.8gpm | 1.8gpmSingle Family_TRUE | 1.8gpmSingle Family_TRUE
Water_00006076 | SITE_01959 | Room_00023857 | Kitchen_1 | Kitchen | Kitchen Faucet | 2.2 | 2.0344 | 2.2 | 2.3 |  | N/A | N/A | N/A | Bag | 0.796 |  | 1.831 |  | WA | Single Family | Kitchen Faucet | 2466 | 2986.36 | Single Family | FALSE | FALSE |  |  |  | 6569.992 | 5468.0252 | Single Family_FALSE | Single Family_FALSE | Single Family_ | Single Family_ | Single Family_ | unknown | unknownSingle Family_ | unknownSingle Family_FALSE
Water_00006077 | SITE_01959 | Room_00023859 | Bathroom_1 | Bathroom | Bathroom Faucet | 1.8578 | 1.8578 |  | 2.1 |  | N/A | N/A | N/A | Bag | 0.796 |  | 1.672 |  | WA | Single Family | Bathroom Faucet | 2466 | 2986.36 | Single Family | FALSE | FALSE |  |  |  | 5547.9932 | 4993.1939 | Single Family_FALSE | Single Family_FALSE | Single Family_ | Single Family_ | Single Family_ | unknown | unknownSingle Family_ | unknownSingle Family_FALSE
Water_00006078 | SITE_01959 | Room_00023867 | Bathroom_2 | Bathroom | Bathroom Faucet | 1.4156 | 1.4156 |  | 1.6 |  | N/A | N/A | N/A | Bag | 0.796 |  | 1.274 |  | WA | Single Family | Bathroom Faucet | 2466 | 2986.36 | Single Family | FALSE | FALSE |  |  |  | 4227.3585 | 3804.6226 | Single Family_FALSE | Single Family_FALSE | Single Family_ | Single Family_ | Single Family_ | unknown | unknownSingle Family_ | unknownSingle Family_FALSE
Water_00006079 | SITE_01959 | Room_00023867 | Bathroom_2 | Bathroom | Shower | unknown |  |  |  | Unknown | Secondary | Daily / Almost Daily | Too big for bag | Bag | 0.8492 |  |  | Unknown | WA | Single Family | Shower | 2466 | 2986.36 | Single Family | TRUE | FALSE | FALSE | FALSE | FALSE | 0 | 0 | Single Family_TRUE | Single Family_FALSE | Single Family_FALSE | Single Family_FALSE | Single Family_FALSE | unknown | unknownSingle Family_FALSE | unknownSingle Family_TRUE
Water_00006080 | SITE_01959 | Room_00023869 | Bathroom_3 | Bathroom | Bathroom Faucet | 1.7689 | 1.7689 |  | 2 |  | N/A | N/A | N/A | Bag | 0.796 |  | 1.592 |  | WA | Single Family | Bathroom Faucet | 2466 | 2986.36 | Single Family | FALSE | FALSE |  |  |  | 5282.539 | 4754.2851 | Single Family_FALSE | Single Family_FALSE | Single Family_ | Single Family_ | Single Family_ | unknown | unknownSingle Family_ | unknownSingle Family_FALSE
Water_00006081 | SITE_01959 | Room_00023869 | Bathroom_3 | Bathroom | Shower | 2.3589 | 2.3589 |  | 2.5 |  | Primary | Daily / Almost Daily | Tons of buildup | Bag | 0.8492 |  | 2.123 |  | WA | Single Family | Shower | 2466 | 2986.36 | Single Family | TRUE | FALSE | TRUE | TRUE | TRUE | 7044.4914 | 6340.0423 | Single Family_TRUE | Single Family_FALSE | Single Family_TRUE | Single Family_TRUE | Single Family_TRUE | 2.5gpm | 2.5gpmSingle Family_TRUE | 2.5gpmSingle Family_TRUE
Water_00006082 | SITE_01959 | Room_00023869 | Bathroom_3 | Bathroom | Bathtub | unknown |  |  |  | N/A | N/A | N/A | N/A | Unknown |  | N/A |  | N/A | WA | Single Family | Bathtub | 2466 | 2986.36 | Single Family | FALSE | FALSE |  |  |  | 0 | 0 | Single Family_FALSE | Single Family_FALSE | Single Family_ | Single Family_ | Single Family_ | unknown | unknownSingle Family_ | unknownSingle Family_FALSE
Water_00006083 | SITE_01960 | Room_00023875 | Bathroom_6 | Bathroom | Bathroom Faucet | 2.6533 | 2.6533 |  | 3 |  | N/A | N/A | N/A | Bag | 0.796 |  | 2.388 |  | WA | Single Family | Bathroom Faucet | 2467 | 2986.36 | Single Family | FALSE | FALSE |  |  |  | 7923.8085 | 7131.4277 | Single Family_FALSE | Single Family_FALSE | Single Family_ | Single Family_ | Single Family_ | unknown | unknownSingle Family_ | unknownSingle Family_FALSE
Water_00006084 | SITE_01960 | Room_00023875 | Bathroom_6 | Bathroom | Shower | 0.94333 | 0.94333 |  | 1 |  | Primary | Daily / Almost Daily | N/A | Bag | 0.8492 |  | 0.849 |  | WA | Single Family | Shower | 2467 | 2986.36 | Single Family | TRUE | FALSE | TRUE | TRUE | TRUE | 2817.1329 | 2535.4196 | Single Family_TRUE | Single Family_FALSE | Single Family_TRUE | Single Family_TRUE | Single Family_TRUE | <1.5gpm | <1.5gpmSingle Family_TRUE | <1.5gpmSingle Family_TRUE
Water_00006085 | SITE_01960 | Room_00023881 | Kitchen_1 | Kitchen | Kitchen Faucet | 2.83 | 2.83 |  | 3.2 |  | N/A | N/A | N/A | Bag | 0.796 |  | 2.547 |  | WA | Single Family | Kitchen Faucet | 2467 | 2986.36 | Single Family | FALSE | FALSE |  |  |  | 8451.3988 | 7606.2589 | Single Family_FALSE | Single Family_FALSE | Single Family_ | Single Family_ | Single Family_ | unknown | unknownSingle Family_ | unknownSingle Family_FALSE
Water_00006086 | SITE_01960 | Room_00023882 | Bathroom_1 | Bathroom | Bathroom Faucet | 6.1911 | 6.1911 |  | 7 |  | N/A | N/A | N/A | Bag | 0.796 |  | 5.572 |  | WA | Single Family | Bathroom Faucet | 2467 | 2986.36 | Single Family | FALSE | FALSE |  |  |  | 18488.8866 | 16639.9979 | Single Family_FALSE | Single Family_FALSE | Single Family_ | Single Family_ | Single Family_ | unknown | unknownSingle Family_ | unknownSingle Family_FALSE
Water_00006087 | SITE_01962 | Room_00023904 | Kitchen_1 | Kitchen | Kitchen Faucet | 2.2111 | 2.2111 |  | 2.5 |  | N/A | N/A | N/A | Bag | 0.796 |  | 1.99 |  | WA | Single Family | Kitchen Faucet | 2469 | 2986.36 | Single Family | FALSE | FALSE |  |  |  | 6603.1738 | 5942.8564 | Single Family_FALSE | Single Family_FALSE | Single Family_ | Single Family_ | Single Family_ | unknown | unknownSingle Family_ | unknownSingle Family_FALSE
Water_00006088 | SITE_01962 | Room_00023907 | Bathroom_1 | Bathroom | Shower | 2.5 |  | 2.5 | 2.5 |  | All used about the same | Daily / Almost Daily | N/A | Unknown |  | N/A |  | N/A | WA | Single Family | Shower | 2469 | 2986.36 | Single Family | TRUE | FALSE | TRUE | FALSE | FALSE | 7465.9 | 0 | Single Family_TRUE | Single Family_FALSE | Single Family_TRUE | Single Family_FALSE | Single Family_FALSE | unknown | unknownSingle Family_FALSE | unknownSingle Family_TRUE
Water_00006089 | SITE_01962 | Room_00023907 | Bathroom_1 | Bathroom | Bathroom Faucet | 2 |  | 2 | 1.5 |  | N/A | N/A | N/A | Unknown |  | N/A |  | N/A | WA | Single Family | Bathroom Faucet | 2469 | 2986.36 | Single Family | FALSE | FALSE |  |  |  | 5972.72 | 0 | Single Family_FALSE | Single Family_FALSE | Single Family_ | Single Family_ | Single Family_ | unknown | unknownSingle Family_ | unknownSingle Family_FALSE
Water_00006090 | SITE_01962 | Room_00023907 | Bathroom_1 | Bathroom | Bathroom Faucet | 2 |  | 2 | 2 |  | N/A | N/A | N/A | Unknown |  | N/A |  | N/A | WA | Single Family | Bathroom Faucet | 2469 | 2986.36 | Single Family | FALSE | FALSE |  |  |  | 5972.72 | 0 | Single Family_FALSE | Single Family_FALSE | Single Family_ | Single Family_ | Single Family_ | unknown | unknownSingle Family_ | unknownSingle Family_FALSE
Water_00006091 | SITE_01962 | Room_00023913 | Laundry_1 | Laundry | Bathroom Faucet | unknown |  |  | 5 |  | N/A | N/A | N/A | Unknown |  | N/A |  | N/A | WA | Single Family | Bathroom Faucet | 2469 | 2986.36 | Single Family | FALSE | FALSE |  |  |  | 0 | 0 | Single Family_FALSE | Single Family_FALSE | Single Family_ | Single Family_ | Single Family_ | unknown | unknownSingle Family_ | unknownSingle Family_FALSE
Water_00006092 | SITE_01962 | Room_00023914 | Bathroom_2 | Bathroom | Bathroom Faucet | 2.2 |  | 2.2 | 2.2 |  | N/A | N/A | N/A | Unknown |  | N/A |  | N/A | WA | Single Family | Bathroom Faucet | 2469 | 2986.36 | Single Family | FALSE | FALSE |  |  |  | 6569.992 | 0 | Single Family_FALSE | Single Family_FALSE | Single Family_ | Single Family_ | Single Family_ | unknown | unknownSingle Family_ | unknownSingle Family_FALSE
Water_00006093 | SITE_01962 | Room_00023916 | Bathroom_3 | Bathroom | Shower / Bathtub combo with diverter valve | 2.5 |  | 2.5 | 2.5 |  | All used about the same | Daily / Almost Daily | N/A | Unknown |  | N/A |  | N/A | WA | Single Family | Shower | 2469 | 2986.36 | Single Family | TRUE | TRUE | TRUE | FALSE | FALSE | 7465.9 | 0 | Single Family_TRUE | Single Family_TRUE | Single Family_TRUE | Single Family_FALSE | Single Family_FALSE | unknown | unknownSingle Family_FALSE | unknownSingle Family_TRUE
Water_00006094 | SITE_01962 | Room_00023916 | Bathroom_3 | Bathroom | Bathroom Faucet | 2.2 |  | 2.2 | 1.5 |  | N/A | N/A | N/A | Unknown |  | N/A |  | N/A | WA | Single Family | Bathroom Faucet | 2469 | 2986.36 | Single Family | FALSE | FALSE |  |  |  | 6569.992 | 0 | Single Family_FALSE | Single Family_FALSE | Single Family_ | Single Family_ | Single Family_ | unknown | unknownSingle Family_ | unknownSingle Family_FALSE
Water_00006095 | SITE_01963 | Room_00023930 | Laundry_1 | Laundry | Kitchen Faucet | 2.2 | 2.6533 | 2.2 | 3 |  | N/A | N/A | N/A | Bag | 0.796 |  | 2.388 |  | WA | Single Family | Kitchen Faucet | 2470 | 2986.36 | Single Family | FALSE | FALSE |  |  |  | 6569.992 | 7131.4277 | Single Family_FALSE | Single Family_FALSE | Single Family_ | Single Family_ | Single Family_ | unknown | unknownSingle Family_ | unknownSingle Family_FALSE
Water_00006096 | SITE_01963 | Room_00023933 | Bathroom_1 | Bathroom | Bathroom Faucet | 1.5 | 1.99 | 1.5 | 2.25 |  | N/A | N/A | N/A | Bag | 0.796 |  | 1.791 |  | WA | Single Family | Bathroom Faucet | 2470 | 2986.36 | Single Family | FALSE | FALSE |  |  |  | 4479.54 | 5348.5708 | Single Family_FALSE | Single Family_FALSE | Single Family_ | Single Family_ | Single Family_ | unknown | unknownSingle Family_ | unknownSingle Family_FALSE
Water_00006097 | SITE_01963 | Room_00023933 | Bathroom_1 | Bathroom | Shower | 2 | 2.1233 | 2 | 2.25 |  | Secondary | A few times per year | N/A | Bag | 0.8492 |  | 1.911 |  | WA | Single Family | Shower | 2470 | 2986.36 | Single Family | TRUE | FALSE | TRUE | TRUE | TRUE | 5972.72 | 5706.934 | Single Family_TRUE | Single Family_FALSE | Single Family_TRUE | Single Family_TRUE | Single Family_TRUE | 2.0gpm | 2.0gpmSingle Family_TRUE | 2.0gpmSingle Family_TRUE
Water_00006098 | SITE_01963 | Room_00023938 | Bathroom_6 | Bathroom | Bathroom Faucet | 1.2 | 1.15 | 1.2 | 1.3 |  | N/A | N/A | N/A | Bag | 0.796 |  | 1.035 |  | WA | Single Family | Bathroom Faucet | 2470 | 2986.36 | Single Family | FALSE | FALSE |  |  |  | 3583.632 | 3090.8826 | Single Family_FALSE | Single Family_FALSE | Single Family_ | Single Family_ | Single Family_ | unknown | unknownSingle Family_ | unknownSingle Family_FALSE
Water_00006099 | SITE_01963 | Room_00023938 | Bathroom_6 | Bathroom | Shower / Bathtub combo with diverter valve | 2 | 1.8867 | 2 | 2 |  | Primary | A few times per week | N/A | Bag | 0.8492 |  | 1.698 |  | WA | Single Family | Shower | 2470 | 2986.36 | Single Family | TRUE | TRUE | TRUE | TRUE | TRUE | 5972.72 | 5070.8393 | Single Family_TRUE | Single Family_TRUE | Single Family_TRUE | Single Family_TRUE | Single Family_TRUE | 2.0gpm | 2.0gpmSingle Family_TRUE | 2.0gpmSingle Family_TRUE
Water_00006100 | SITE_01964 | Room_00023945 | Bathroom_1 | Bathroom | Shower | 2.3589 | 2.3589 |  | 2.5 |  | Never / rarely used | A few times per year | N/A | Bag | 0.8492 |  | 2.123 |  | WA | Single Family | Shower | 2471 | 2986.36 | Single Family | TRUE | FALSE | TRUE | TRUE | TRUE | 7044.4914 | 6340.0423 | Single Family_TRUE | Single Family_FALSE | Single Family_TRUE | Single Family_TRUE | Single Family_TRUE | 2.5gpm | 2.5gpmSingle Family_TRUE | 2.5gpmSingle Family_TRUE
Water_00006101 | SITE_01964 | Room_00023945 | Bathroom_1 | Bathroom | Bathroom Faucet | 1.9456 | 1.9456 |  | 2.2 |  | N/A | N/A | N/A | Bag | 0.796 |  | 1.751 |  | WA | Single Family | Bathroom Faucet | 2471 | 2986.36 | Single Family | FALSE | FALSE |  |  |  | 5810.1293 | 5229.1164 | Single Family_FALSE | Single Family_FALSE | Single Family_ | Single Family_ | Single Family_ | unknown | unknownSingle Family_ | unknownSingle Family_FALSE
Water_00006102 | SITE_01964 | Room_00023946 | Kitchen_1 | Kitchen | Kitchen Faucet | 1.3267 | 1.3267 |  | 1.5 |  | N/A | N/A | N/A | Bag | 0.796 |  | 1.194 |  | WA | Single Family | Kitchen Faucet | 2471 | 2986.36 | Single Family | FALSE | FALSE |  |  |  | 3961.9043 | 3565.7138 | Single Family_FALSE | Single Family_FALSE | Single Family_ | Single Family_ | Single Family_ | unknown | unknownSingle Family_ | unknownSingle Family_FALSE
Water_00006103 | SITE_01964 | Room_00023948 | Bathroom_2 | Bathroom | Bathroom Faucet | unknown |  |  |  | Unknown | N/A | N/A | Couldnt really test. It's a faucet that fills the chamber of the flush for toilet between uses | Bag | 0.796 |  |  | Unknown | WA | Single Family | Bathroom Faucet | 2471 | 2986.36 | Single Family | FALSE | FALSE |  |  |  | 0 | 0 | Single Family_FALSE | Single Family_FALSE | Single Family_ | Single Family_ | Single Family_ | unknown | unknownSingle Family_ | unknownSingle Family_FALSE
Water_00006104 | SITE_01964 | Room_00023953 | Bathroom_3 | Bathroom | Bathroom Faucet | 1.7689 | 1.7689 |  | 2 |  | N/A | N/A | N/A | Bag | 0.796 |  | 1.592 |  | WA | Single Family | Bathroom Faucet | 2471 | 2986.36 | Single Family | FALSE | FALSE |  |  |  | 5282.539 | 4754.2851 | Single Family_FALSE | Single Family_FALSE | Single Family_ | Single Family_ | Single Family_ | unknown | unknownSingle Family_ | unknownSingle Family_FALSE
Water_00006105 | SITE_01964 | Room_00023953 | Bathroom_3 | Bathroom | Bathroom Faucet | 1.7689 | 1.7689 |  | 2 |  | N/A | N/A | N/A | Bag | 0.796 |  | 1.592 |  | WA | Single Family | Bathroom Faucet | 2471 | 2986.36 | Single Family | FALSE | FALSE |  |  |  | 5282.539 | 4754.2851 | Single Family_FALSE | Single Family_FALSE | Single Family_ | Single Family_ | Single Family_ | unknown | unknownSingle Family_ | unknownSingle Family_FALSE
Water_00006106 | SITE_01964 | Room_00023953 | Bathroom_3 | Bathroom | Shower / Bathtub combo with diverter valve | 2 | 2.0756 | 2 | 2.2 |  | Primary | Daily / Almost Daily | N/A | Bag | 0.8492 |  | 1.868 |  | WA | Single Family | Shower | 2471 | 2986.36 | Single Family | TRUE | TRUE | TRUE | TRUE | TRUE | 5972.72 | 5578.5205 | Single Family_TRUE | Single Family_TRUE | Single Family_TRUE | Single Family_TRUE | Single Family_TRUE | 2.0gpm | 2.0gpmSingle Family_TRUE | 2.0gpmSingle Family_TRUE
Water_00006107 | SITE_01965 | Room_00023960 | Kitchen_1 | Kitchen | Kitchen Faucet | 2.2 | 1.7689 | 2.2 | 2 |  | N/A | N/A | N/A | Bag | 0.796 |  | 1.592 |  | WA | Single Family | Kitchen Faucet | 2472 | 2986.36 | Single Family | FALSE | FALSE |  |  |  | 6569.992 | 4754.2851 | Single Family_FALSE | Single Family_FALSE | Single Family_ | Single Family_ | Single Family_ | unknown | unknownSingle Family_ | unknownSingle Family_FALSE
Water_00006108 | SITE_01965 | Room_00023962 | Bathroom_1 | Bathroom | Shower / Bathtub combo with diverter valve | unknown |  |  |  | Unknown | Primary | Daily / Almost Daily | Complicated shower head, could not test flow | Bag | 0.8492 |  |  | Unknown | WA | Single Family | Shower | 2472 | 2986.36 | Single Family | TRUE | TRUE | FALSE | FALSE | FALSE | 0 | 0 | Single Family_TRUE | Single Family_TRUE | Single Family_FALSE | Single Family_FALSE | Single Family_FALSE | unknown | unknownSingle Family_FALSE | unknownSingle Family_TRUE
Water_00006109 | SITE_01965 | Room_00023962 | Bathroom_1 | Bathroom | Bathroom Faucet | 1.3267 | 1.3267 |  | 1.5 |  | N/A | N/A | N/A | Bag | 0.796 |  | 1.194 |  | WA | Single Family | Bathroom Faucet | 2472 | 2986.36 | Single Family | FALSE | FALSE |  |  |  | 3961.9043 | 3565.7138 | Single Family_FALSE | Single Family_FALSE | Single Family_ | Single Family_ | Single Family_ | unknown | unknownSingle Family_ | unknownSingle Family_FALSE
Water_00006110 | SITE_01966 | Room_00023969 | Kitchen_1 | Kitchen | Bathroom Faucet | 2 | 1.9456 | 2 | 2.2 |  | N/A | N/A | N/A | Bag | 0.796 |  | 1.751 |  | WA | Single Family | Bathroom Faucet | 2473 | 2986.36 | Single Family | FALSE | FALSE |  |  |  | 5972.72 | 5229.1164 | Single Family_FALSE | Single Family_FALSE | Single Family_ | Single Family_ | Single Family_ | unknown | unknownSingle Family_ | unknownSingle Family_FALSE
Water_00006111 | SITE_01966 | Room_00023971 | Bathroom_1 | Bathroom | Bathroom Faucet | 2.6533 | 2.6533 |  | 3 |  | N/A | N/A | N/A | Bag | 0.796 |  | 2.388 |  | WA | Single Family | Bathroom Faucet | 2473 | 2986.36 | Single Family | FALSE | FALSE |  |  |  | 7923.8085 | 7131.4277 | Single Family_FALSE | Single Family_FALSE | Single Family_ | Single Family_ | Single Family_ | unknown | unknownSingle Family_ | unknownSingle Family_FALSE
Water_00006112 | SITE_01966 | Room_00023971 | Bathroom_1 | Bathroom | Shower / Bathtub combo with diverter valve | 1.4156 | 1.4156 |  | 1.5 |  | Primary | Daily / Almost Daily | N/A | Bag | 0.8492 |  | 1.274 |  | WA | Single Family | Shower | 2473 | 2986.36 | Single Family | TRUE | TRUE | TRUE | TRUE | TRUE | 4227.3585 | 3804.6226 | Single Family_TRUE | Single Family_TRUE | Single Family_TRUE | Single Family_TRUE | Single Family_TRUE | <1.5gpm | <1.5gpmSingle Family_TRUE | <1.5gpmSingle Family_TRUE
Water_00006113 | SITE_01967 | Room_00023983 | Bathroom_1 | Bathroom | Shower | 2.5 |  | 2.5 | 2.5 |  | Primary | Daily / Almost Daily | N/A | Unknown |  | N/A |  | N/A | WA | Manufactured | Shower | 2474 | 1313.97 | Manufactured | TRUE | FALSE | TRUE | FALSE | FALSE | 3284.925 | 0 | Manufactured_TRUE | Manufactured_FALSE | Manufactured_TRUE | Manufactured_FALSE | Manufactured_FALSE | unknown | unknownManufactured_FALSE | unknownManufactured_TRUE
Water_00006114 | SITE_01967 | Room_00023983 | Bathroom_1 | Bathroom | Bathroom Faucet | unknown |  |  | 2 |  | N/A | N/A | N/A | Unknown |  | N/A |  | N/A | WA | Manufactured | Bathroom Faucet | 2474 | 1313.97 | Manufactured | FALSE | FALSE |  |  |  | 0 | 0 | Manufactured_FALSE | Manufactured_FALSE | Manufactured_ | Manufactured_ | Manufactured_ | unknown | unknownManufactured_ | unknownManufactured_FALSE
Water_00006115 | SITE_01967 | Room_00023983 | Bathroom_1 | Bathroom | Bathroom Faucet | unknown |  |  | 2 |  | N/A | N/A | N/A | Unknown |  | N/A |  | N/A | WA | Manufactured | Bathroom Faucet | 2474 | 1313.97 | Manufactured | FALSE | FALSE |  |  |  | 0 | 0 | Manufactured_FALSE | Manufactured_FALSE | Manufactured_ | Manufactured_ | Manufactured_ | unknown | unknownManufactured_ | unknownManufactured_FALSE
Water_00006116 | SITE_01967 | Room_00023987 | Bathroom_2 | Bathroom | Shower / Bathtub combo with diverter valve | 2.5 |  | 2.5 | 2.5 |  | Secondary | A few times per year | N/A | Unknown |  | N/A |  | N/A | WA | Manufactured | Shower | 2474 | 1313.97 | Manufactured | TRUE | TRUE | TRUE | FALSE | FALSE | 3284.925 | 0 | Manufactured_TRUE | Manufactured_TRUE | Manufactured_TRUE | Manufactured_FALSE | Manufactured_FALSE | unknown | unknownManufactured_FALSE | unknownManufactured_TRUE
Water_00006117 | SITE_01967 | Room_00023987 | Bathroom_2 | Bathroom | Bathroom Faucet | unknown |  |  | 2 |  | N/A | N/A | N/A | Unknown |  | N/A |  | N/A | WA | Manufactured | Bathroom Faucet | 2474 | 1313.97 | Manufactured | FALSE | FALSE |  |  |  | 0 | 0 | Manufactured_FALSE | Manufactured_FALSE | Manufactured_ | Manufactured_ | Manufactured_ | unknown | unknownManufactured_ | unknownManufactured_FALSE
Water_00006118 | SITE_01967 | Room_00023988 | Kitchen_1 | Kitchen | Kitchen Faucet | 2.2111 | 2.2111 |  | 2.5 |  | N/A | N/A | N/A | Bag | 0.796 |  | 1.99 |  | WA | Manufactured | Kitchen Faucet | 2474 | 1313.97 | Manufactured | FALSE | FALSE |  |  |  | 2905.3337 | 2614.8003 | Manufactured_FALSE | Manufactured_FALSE | Manufactured_ | Manufactured_ | Manufactured_ | unknown | unknownManufactured_ | unknownManufactured_FALSE
Water_00006119 | SITE_01968 | Room_00023999 | Laundry_1 | Laundry | Kitchen Faucet | 1.3267 | 1.3267 |  | 1.5 |  | N/A | N/A | N/A | Bag | 0.796 |  | 1.194 |  | WA | Single Family | Kitchen Faucet | 2475 | 2986.36 | Single Family | FALSE | FALSE |  |  |  | 3961.9043 | 3565.7138 | Single Family_FALSE | Single Family_FALSE | Single Family_ | Single Family_ | Single Family_ | unknown | unknownSingle Family_ | unknownSingle Family_FALSE
Water_00006120 | SITE_01968 | Room_00024002 | Bathroom_1 | Bathroom | Bathroom Faucet | 1.5 | 1.3267 | 1.5 | 1.5 |  | N/A | N/A | N/A | Bag | 0.796 |  | 1.194 |  | WA | Single Family | Bathroom Faucet | 2475 | 2986.36 | Single Family | FALSE | FALSE |  |  |  | 4479.54 | 3565.7138 | Single Family_FALSE | Single Family_FALSE | Single Family_ | Single Family_ | Single Family_ | unknown | unknownSingle Family_ | unknownSingle Family_FALSE
Water_00006121 | SITE_01968 | Room_00024002 | Bathroom_1 | Bathroom | Shower | 1.4156 | 1.4156 |  | 1.5 |  | Primary | Daily / Almost Daily | N/A | Bag | 0.8492 |  | 1.274 |  | WA | Single Family | Shower | 2475 | 2986.36 | Single Family | TRUE | FALSE | TRUE | TRUE | TRUE | 4227.3585 | 3804.6226 | Single Family_TRUE | Single Family_FALSE | Single Family_TRUE | Single Family_TRUE | Single Family_TRUE | <1.5gpm | <1.5gpmSingle Family_TRUE | <1.5gpmSingle Family_TRUE
Water_00006122 | SITE_01968 | Room_00024005 | Bathroom_2 | Bathroom | Bathroom Faucet | 2.2 | 1.3267 | 2.2 | 1.5 |  | N/A | N/A | N/A | Bag | 0.796 |  | 1.194 |  | WA | Single Family | Bathroom Faucet | 2475 | 2986.36 | Single Family | FALSE | FALSE |  |  |  | 6569.992 | 3565.7138 | Single Family_FALSE | Single Family_FALSE | Single Family_ | Single Family_ | Single Family_ | unknown | unknownSingle Family_ | unknownSingle Family_FALSE
Water_00006123 | SITE_01968 | Room_00024005 | Bathroom_2 | Bathroom | Shower / Bathtub combo with diverter valve | 1.8867 | 1.8867 |  | 2 |  | Secondary | Daily / Almost Daily | N/A | Bag | 0.8492 |  | 1.698 |  | WA | Single Family | Shower | 2475 | 2986.36 | Single Family | TRUE | TRUE | TRUE | TRUE | TRUE | 5634.2659 | 5070.8393 | Single Family_TRUE | Single Family_TRUE | Single Family_TRUE | Single Family_TRUE | Single Family_TRUE | 2.0gpm | 2.0gpmSingle Family_TRUE | 2.0gpmSingle Family_TRUE
Water_00006124 | SITE_01969 | Room_00024011 | Bathroom_1 | Bathroom | Bathroom Faucet | 2.5 | 3.0956 | 2.5 | 3.5 |  | N/A | N/A | N/A | Bag | 0.796 |  | 2.786 |  | WA | Single Family | Bathroom Faucet | 2476 | 2986.36 | Single Family | FALSE | FALSE |  |  |  | 7465.9 | 8319.999 | Single Family_FALSE | Single Family_FALSE | Single Family_ | Single Family_ | Single Family_ | unknown | unknownSingle Family_ | unknownSingle Family_FALSE
Water_00006125 | SITE_01969 | Room_00024011 | Bathroom_1 | Bathroom | Bathroom Faucet | 2.5 | 3.0956 | 2.5 | 3.5 |  | N/A | N/A | N/A | Bag | 0.796 |  | 2.786 |  | WA | Single Family | Bathroom Faucet | 2476 | 2986.36 | Single Family | FALSE | FALSE |  |  |  | 7465.9 | 8319.999 | Single Family_FALSE | Single Family_FALSE | Single Family_ | Single Family_ | Single Family_ | unknown | unknownSingle Family_ | unknownSingle Family_FALSE
Water_00006126 | SITE_01969 | Room_00024011 | Bathroom_1 | Bathroom | Shower / Bathtub combo with diverter valve | 4.7178 | 4.7178 |  | 5 |  | Secondary | A few times per year | N/A | Bag | 0.8492 |  | 4.246 |  | WA | Single Family | Shower | 2476 | 2986.36 | Single Family | TRUE | TRUE | TRUE | TRUE | TRUE | 14088.9828 | 12680.0846 | Single Family_TRUE | Single Family_TRUE | Single Family_TRUE | Single Family_TRUE | Single Family_TRUE | gt2.5gpm | gt2.5gpmSingle Family_TRUE | gt2.5gpmSingle Family_TRUE
Water_00006127 | SITE_01969 | Room_00024013 | Kitchen_3 | Kitchen | Kitchen Faucet | 2.6533 | 2.6533 |  | 3 |  | N/A | N/A | N/A | Bag | 0.796 |  | 2.388 |  | WA | Single Family | Kitchen Faucet | 2476 | 2986.36 | Single Family | FALSE | FALSE |  |  |  | 7923.8085 | 7131.4277 | Single Family_FALSE | Single Family_FALSE | Single Family_ | Single Family_ | Single Family_ | unknown | unknownSingle Family_ | unknownSingle Family_FALSE
Water_00006128 | SITE_01969 | Room_00024014 | Kitchen_1 | Kitchen | Kitchen Faucet | 1.3267 | 1.3267 |  | 1.5 |  | N/A | N/A | N/A | Bag | 0.796 |  | 1.194 |  | WA | Single Family | Kitchen Faucet | 2476 | 2986.36 | Single Family | FALSE | FALSE |  |  |  | 3961.9043 | 3565.7138 | Single Family_FALSE | Single Family_FALSE | Single Family_ | Single Family_ | Single Family_ | unknown | unknownSingle Family_ | unknownSingle Family_FALSE
Water_00006129 | SITE_01969 | Room_00024021 | Bathroom_6 | Bathroom | Bathroom Faucet | 2 | 2.2111 | 2 | 2.5 |  | N/A | N/A | N/A | Bag | 0.796 |  | 1.99 |  | WA | Single Family | Bathroom Faucet | 2476 | 2986.36 | Single Family | FALSE | FALSE |  |  |  | 5972.72 | 5942.8564 | Single Family_FALSE | Single Family_FALSE | Single Family_ | Single Family_ | Single Family_ | unknown | unknownSingle Family_ | unknownSingle Family_FALSE
Water_00006130 | SITE_01969 | Room_00024022 | Bathroom_7 | Bathroom | Bathroom Faucet | 1.5 | 1.7689 | 1.5 | 2 |  | N/A | N/A | N/A | Bag | 0.796 |  | 1.592 |  | WA | Single Family | Bathroom Faucet | 2476 | 2986.36 | Single Family | FALSE | FALSE |  |  |  | 4479.54 | 4754.2851 | Single Family_FALSE | Single Family_FALSE | Single Family_ | Single Family_ | Single Family_ | unknown | unknownSingle Family_ | unknownSingle Family_FALSE
Water_00006131 | SITE_01969 | Room_00024022 | Bathroom_7 | Bathroom | Bathroom Faucet | 1.5 | 1.9456 | 1.5 | 2.2 |  | N/A | N/A | N/A | Bag | 0.796 |  | 1.751 |  | WA | Single Family | Bathroom Faucet | 2476 | 2986.36 | Single Family | FALSE | FALSE |  |  |  | 4479.54 | 5229.1164 | Single Family_FALSE | Single Family_FALSE | Single Family_ | Single Family_ | Single Family_ | unknown | unknownSingle Family_ | unknownSingle Family_FALSE
Water_00006132 | SITE_01969 | Room_00024022 | Bathroom_7 | Bathroom | Bathtub | unknown |  |  |  | N/A | N/A | N/A | N/A | Unknown |  | N/A |  | N/A | WA | Single Family | Bathtub | 2476 | 2986.36 | Single Family | FALSE | FALSE |  |  |  | 0 | 0 | Single Family_FALSE | Single Family_FALSE | Single Family_ | Single Family_ | Single Family_ | unknown | unknownSingle Family_ | unknownSingle Family_FALSE
Water_00006133 | SITE_01969 | Room_00024022 | Bathroom_7 | Bathroom | Shower | 1.4156 | 1.4156 |  | 1.5 |  | Primary | Daily / Almost Daily | N/A | Bag | 0.8492 |  | 1.274 |  | WA | Single Family | Shower | 2476 | 2986.36 | Single Family | TRUE | FALSE | TRUE | TRUE | TRUE | 4227.3585 | 3804.6226 | Single Family_TRUE | Single Family_FALSE | Single Family_TRUE | Single Family_TRUE | Single Family_TRUE | <1.5gpm | <1.5gpmSingle Family_TRUE | <1.5gpmSingle Family_TRUE
Water_00006134 | SITE_01970 | Room_00024026 | Bathroom_1 | Bathroom | Bathroom Faucet | 1.5922 | 1.5922 |  | 1.8 |  | N/A | N/A | N/A | Bag | 0.796 |  | 1.433 |  | WA | Single Family | Bathroom Faucet | 2477 | 2986.36 | Single Family | FALSE | FALSE |  |  |  | 4754.9488 | 4279.4539 | Single Family_FALSE | Single Family_FALSE | Single Family_ | Single Family_ | Single Family_ | unknown | unknownSingle Family_ | unknownSingle Family_FALSE
Water_00006135 | SITE_01970 | Room_00024026 | Bathroom_1 | Bathroom | Shower | 2.0711 | 2.0711 |  | 2 |  | Primary | Daily / Almost Daily | Two showerheads with two controls, same shower stall | Weir | 0.932 |  | 1.864 |  | WA | Single Family | Shower | 2477 | 2986.36 | Single Family | TRUE | FALSE | TRUE | TRUE | TRUE | 6185.0834 | 5566.575 | Single Family_TRUE | Single Family_FALSE | Single Family_TRUE | Single Family_TRUE | Single Family_TRUE | 2.5gpm | 2.5gpmSingle Family_TRUE | 2.5gpmSingle Family_TRUE
Water_00006136 | SITE_01970 | Room_00024026 | Bathroom_1 | Bathroom | Shower | 2.5 | 1.0356 | 2.5 | 1 |  | Primary | Daily / Almost Daily | N/A | Weir | 0.932 |  | 0.932 |  | WA | Single Family | Shower | 2477 | 2986.36 | Single Family | TRUE | FALSE | TRUE | TRUE | TRUE | 7465.9 | 2783.2875 | Single Family_TRUE | Single Family_FALSE | Single Family_TRUE | Single Family_TRUE | Single Family_TRUE | 2.5gpm | 2.5gpmSingle Family_TRUE | 2.5gpmSingle Family_TRUE
Water_00006137 | SITE_01970 | Room_00024029 | Bathroom_2 | Bathroom | Bathroom Faucet | 1.3267 | 1.3267 |  | 1.5 |  | N/A | N/A | N/A | Bag | 0.796 |  | 1.194 |  | WA | Single Family | Bathroom Faucet | 2477 | 2986.36 | Single Family | FALSE | FALSE |  |  |  | 3961.9043 | 3565.7138 | Single Family_FALSE | Single Family_FALSE | Single Family_ | Single Family_ | Single Family_ | unknown | unknownSingle Family_ | unknownSingle Family_FALSE
Water_00006138 | SITE_01970 | Room_00024029 | Bathroom_2 | Bathroom | Shower / Bathtub combo with diverter valve | 2.0711 | 2.0711 |  | 2 |  | Secondary | A few times per week | N/A | Weir | 0.932 |  | 1.864 |  | WA | Single Family | Shower | 2477 | 2986.36 | Single Family | TRUE | TRUE | TRUE | TRUE | TRUE | 6185.0834 | 5566.575 | Single Family_TRUE | Single Family_TRUE | Single Family_TRUE | Single Family_TRUE | Single Family_TRUE | 2.5gpm | 2.5gpmSingle Family_TRUE | 2.5gpmSingle Family_TRUE
Water_00006139 | SITE_01970 | Room_00024031 | Kitchen_1 | Kitchen | Kitchen Faucet | unknown |  |  | 1.5 |  | N/A | N/A | N/A | Unknown |  | N/A |  | N/A | WA | Single Family | Kitchen Faucet | 2477 | 2986.36 | Single Family | FALSE | FALSE |  |  |  | 0 | 0 | Single Family_FALSE | Single Family_FALSE | Single Family_ | Single Family_ | Single Family_ | unknown | unknownSingle Family_ | unknownSingle Family_FALSE
Water_00006140 | SITE_01971 | Room_00024040 | Kitchen_1 | Kitchen | Kitchen Faucet | 2.2111 | 2.2111 |  | 2.5 |  | N/A | N/A | N/A | Bag | 0.796 |  | 1.99 |  | WA | Single Family | Kitchen Faucet | 2478 | 2986.36 | Single Family | FALSE | FALSE |  |  |  | 6603.1738 | 5942.8564 | Single Family_FALSE | Single Family_FALSE | Single Family_ | Single Family_ | Single Family_ | unknown | unknownSingle Family_ | unknownSingle Family_FALSE
Water_00006141 | SITE_01971 | Room_00024044 | Bathroom_1 | Bathroom | Bathroom Faucet | 1.5 | 2.2111 | 1.5 | 2.5 |  | N/A | N/A | N/A | Bag | 0.796 |  | 1.99 |  | WA | Single Family | Bathroom Faucet | 2478 | 2986.36 | Single Family | FALSE | FALSE |  |  |  | 4479.54 | 5942.8564 | Single Family_FALSE | Single Family_FALSE | Single Family_ | Single Family_ | Single Family_ | unknown | unknownSingle Family_ | unknownSingle Family_FALSE
Water_00006142 | SITE_01971 | Room_00024046 | Bathroom_2 | Bathroom | Shower | 2.5 | 3.2078 | 2.5 | 3.4 |  | Primary | Daily / Almost Daily | N/A | Bag | 0.8492 |  | 2.887 |  | WA | Single Family | Shower | 2478 | 2986.36 | Single Family | TRUE | FALSE | TRUE | TRUE | TRUE | 7465.9 | 8621.6213 | Single Family_TRUE | Single Family_FALSE | Single Family_TRUE | Single Family_TRUE | Single Family_TRUE | 2.5gpm | 2.5gpmSingle Family_TRUE | 2.5gpmSingle Family_TRUE
Water_00006143 | SITE_01971 | Room_00024046 | Bathroom_2 | Bathroom | Bathroom Faucet | 2.1222 | 2.1222 |  | 2.4 |  | N/A | N/A | N/A | Bag | 0.796 |  | 1.91 |  | WA | Single Family | Bathroom Faucet | 2478 | 2986.36 | Single Family | FALSE | FALSE |  |  |  | 6337.7196 | 5703.9476 | Single Family_FALSE | Single Family_FALSE | Single Family_ | Single Family_ | Single Family_ | unknown | unknownSingle Family_ | unknownSingle Family_FALSE
Water_00006144 | SITE_01971 | Room_00024046 | Bathroom_2 | Bathroom | Bathroom Faucet | 2.1222 | 2.1222 |  | 2.4 |  | N/A | N/A | N/A | Bag | 0.796 |  | 1.91 |  | WA | Single Family | Bathroom Faucet | 2478 | 2986.36 | Single Family | FALSE | FALSE |  |  |  | 6337.7196 | 5703.9476 | Single Family_FALSE | Single Family_FALSE | Single Family_ | Single Family_ | Single Family_ | unknown | unknownSingle Family_ | unknownSingle Family_FALSE
Water_00006145 | SITE_01971 | Room_00024050 | Living Room_1 | Living Room | Kitchen Faucet | 2.2 | 2.83 | 2.2 | 3.2 |  | N/A | N/A | N/A | Bag | 0.796 |  | 2.547 |  | WA | Single Family | Kitchen Faucet | 2478 | 2986.36 | Single Family | FALSE | FALSE |  |  |  | 6569.992 | 7606.2589 | Single Family_FALSE | Single Family_FALSE | Single Family_ | Single Family_ | Single Family_ | unknown | unknownSingle Family_ | unknownSingle Family_FALSE
Water_00006146 | SITE_01971 | Room_00024051 | Bathroom_3 | Bathroom | Bathroom Faucet | 2.83 | 2.83 |  | 3.2 |  | N/A | N/A | N/A | Bag | 0.796 |  | 2.547 |  | WA | Single Family | Bathroom Faucet | 2478 | 2986.36 | Single Family | FALSE | FALSE |  |  |  | 8451.3988 | 7606.2589 | Single Family_FALSE | Single Family_FALSE | Single Family_ | Single Family_ | Single Family_ | unknown | unknownSingle Family_ | unknownSingle Family_FALSE
Water_00006147 | SITE_01971 | Room_00024051 | Bathroom_3 | Bathroom | Shower | 2.5 | 2.5478 | 2.5 | 2.7 |  | Secondary | A few times per month | N/A | Bag | 0.8492 |  | 2.293 |  | WA | Single Family | Shower | 2478 | 2986.36 | Single Family | TRUE | FALSE | TRUE | TRUE | TRUE | 7465.9 | 6847.7235 | Single Family_TRUE | Single Family_FALSE | Single Family_TRUE | Single Family_TRUE | Single Family_TRUE | 2.5gpm | 2.5gpmSingle Family_TRUE | 2.5gpmSingle Family_TRUE
Water_00006148 | SITE_01972 | Room_00024055 | Kitchen_1 | Kitchen | Kitchen Faucet | 1.5 | 1.3267 | 1.5 | 1.5 |  | N/A | N/A | N/A | Bag | 0.796 |  | 1.194 |  | WA | Single Family | Kitchen Faucet | 2479 | 5123.47 | Single Family | FALSE | FALSE |  |  |  | 7685.205 | 6117.4232 | Single Family_FALSE | Single Family_FALSE | Single Family_ | Single Family_ | Single Family_ | unknown | unknownSingle Family_ | unknownSingle Family_FALSE
Water_00006149 | SITE_01972 | Room_00024058 | Bathroom_1 | Bathroom | Bathroom Faucet | 1.3267 | 1.3267 |  | 1.5 |  | N/A | N/A | N/A | Bag | 0.796 |  | 1.194 |  | WA | Single Family | Bathroom Faucet | 2479 | 5123.47 | Single Family | FALSE | FALSE |  |  |  | 6797.1369 | 6117.4232 | Single Family_FALSE | Single Family_FALSE | Single Family_ | Single Family_ | Single Family_ | unknown | unknownSingle Family_ | unknownSingle Family_FALSE
Water_00006150 | SITE_01972 | Room_00024058 | Bathroom_1 | Bathroom | Shower | 2.5 | 3.0667 | 2.5 | 3.25 |  | Primary | Daily / Almost Daily | N/A | Bag | 0.8492 |  | 2.76 |  | WA | Single Family | Shower | 2479 | 5123.47 | Single Family | TRUE | FALSE | TRUE | TRUE | TRUE | 12808.675 | 14140.7772 | Single Family_TRUE | Single Family_FALSE | Single Family_TRUE | Single Family_TRUE | Single Family_TRUE | 2.5gpm | 2.5gpmSingle Family_TRUE | 2.5gpmSingle Family_TRUE
Water_00006151 | SITE_01973 | Room_00024063 | Kitchen_1 | Kitchen | Kitchen Faucet | 1.8 | 2.6533 | 1.8 | 3 |  | N/A | N/A | N/A | Bag | 0.796 |  | 2.388 |  | WA | Single Family | Kitchen Faucet | 2480 | 2986.36 | Single Family | FALSE | FALSE |  |  |  | 5375.448 | 7131.4277 | Single Family_FALSE | Single Family_FALSE | Single Family_ | Single Family_ | Single Family_ | unknown | unknownSingle Family_ | unknownSingle Family_FALSE
Water_00006152 | SITE_01973 | Room_00024067 | Bathroom_1 | Bathroom | Shower / Bathtub combo with diverter valve | 2.6422 | 2.6422 |  | 2.8 |  | Primary | Daily / Almost Daily | Diverted valve does not completely close tub faucet | Bag | 0.8492 |  | 2.378 |  | WA | Single Family | Shower | 2480 | 2986.36 | Single Family | TRUE | TRUE | TRUE | TRUE | TRUE | 7890.6268 | 7101.5641 | Single Family_TRUE | Single Family_TRUE | Single Family_TRUE | Single Family_TRUE | Single Family_TRUE | gt2.5gpm | gt2.5gpmSingle Family_TRUE | gt2.5gpmSingle Family_TRUE
Water_00006153 | SITE_01973 | Room_00024067 | Bathroom_1 | Bathroom | Bathroom Faucet | 2 | 2.2111 | 2 | 2.5 |  | N/A | N/A | N/A | Bag | 0.796 |  | 1.99 |  | WA | Single Family | Bathroom Faucet | 2480 | 2986.36 | Single Family | FALSE | FALSE |  |  |  | 5972.72 | 5942.8564 | Single Family_FALSE | Single Family_FALSE | Single Family_ | Single Family_ | Single Family_ | unknown | unknownSingle Family_ | unknownSingle Family_FALSE
Water_00006154 | SITE_01974 | Room_00024074 | Bathroom_1 | Bathroom | Shower / Bathtub combo with diverter valve | unknown |  |  |  | Unknown | Secondary | Never | In use as cat box area | Weir | 0.932 |  |  | Unknown | WA | Single Family | Shower | 2481 | 2986.36 | Single Family | TRUE | TRUE | FALSE | FALSE | FALSE | 0 | 0 | Single Family_TRUE | Single Family_TRUE | Single Family_FALSE | Single Family_FALSE | Single Family_FALSE | unknown | unknownSingle Family_FALSE | unknownSingle Family_TRUE
Water_00006155 | SITE_01974 | Room_00024074 | Bathroom_1 | Bathroom | Bathroom Faucet | 1.5 | 1.3267 | 1.5 | 1.5 |  | N/A | N/A | N/A | Bag | 0.796 |  | 1.194 |  | WA | Single Family | Bathroom Faucet | 2481 | 2986.36 | Single Family | FALSE | FALSE |  |  |  | 4479.54 | 3565.7138 | Single Family_FALSE | Single Family_FALSE | Single Family_ | Single Family_ | Single Family_ | unknown | unknownSingle Family_ | unknownSingle Family_FALSE
Water_00006156 | SITE_01974 | Room_00024079 | Bathroom_2 | Bathroom | Bathroom Faucet | 1.5 | 1.3267 | 1.5 | 1.5 |  | N/A | N/A | N/A | Bag | 0.796 |  | 1.194 |  | WA | Single Family | Bathroom Faucet | 2481 | 2986.36 | Single Family | FALSE | FALSE |  |  |  | 4479.54 | 3565.7138 | Single Family_FALSE | Single Family_FALSE | Single Family_ | Single Family_ | Single Family_ | unknown | unknownSingle Family_ | unknownSingle Family_FALSE
Water_00006157 | SITE_01974 | Room_00024079 | Bathroom_2 | Bathroom | Bathroom Faucet | 1.5 | 0.88444 | 1.5 | 1 |  | N/A | N/A | N/A | Bag | 0.796 |  | 0.796 |  | WA | Single Family | Bathroom Faucet | 2481 | 2986.36 | Single Family | FALSE | FALSE |  |  |  | 4479.54 | 2377.1426 | Single Family_FALSE | Single Family_FALSE | Single Family_ | Single Family_ | Single Family_ | unknown | unknownSingle Family_ | unknownSingle Family_FALSE
Water_00006158 | SITE_01974 | Room_00024079 | Bathroom_2 | Bathroom | Shower | 1.8644 | 1.8644 |  | 1.8 |  | Primary | Daily / Almost Daily | N/A | Weir | 0.932 |  | 1.678 |  | WA | Single Family | Shower | 2481 | 2986.36 | Single Family | TRUE | FALSE | TRUE | TRUE | TRUE | 5567.9023 | 5011.1121 | Single Family_TRUE | Single Family_FALSE | Single Family_TRUE | Single Family_TRUE | Single Family_TRUE | 2.0gpm | 2.0gpmSingle Family_TRUE | 2.0gpmSingle Family_TRUE
Water_00006159 | SITE_01974 | Room_00024080 | Kitchen_1 | Kitchen | Kitchen Faucet | unknown |  |  | 1.2 |  | N/A | N/A | N/A | Unknown |  | N/A |  | N/A | WA | Single Family | Kitchen Faucet | 2481 | 2986.36 | Single Family | FALSE | FALSE |  |  |  | 0 | 0 | Single Family_FALSE | Single Family_FALSE | Single Family_ | Single Family_ | Single Family_ | unknown | unknownSingle Family_ | unknownSingle Family_FALSE
Water_00006160 | SITE_01974 | Room_00024083 | Bathroom_3 | Bathroom | Bathroom Faucet | 1.5 | 1.3267 | 1.5 | 1.5 |  | N/A | N/A | N/A | Bag | 0.796 |  | 1.194 |  | WA | Single Family | Bathroom Faucet | 2481 | 2986.36 | Single Family | FALSE | FALSE |  |  |  | 4479.54 | 3565.7138 | Single Family_FALSE | Single Family_FALSE | Single Family_ | Single Family_ | Single Family_ | unknown | unknownSingle Family_ | unknownSingle Family_FALSE
Water_00006161 | SITE_01975 | Room_00024090 | Bathroom_1 | Bathroom | Bathroom Faucet | 1.7689 | 1.7689 |  | 2 |  | N/A | N/A | N/A | Bag | 0.796 |  | 1.592 |  | WA | Single Family | Bathroom Faucet | 2482 | 2986.36 | Single Family | FALSE | FALSE |  |  |  | 5282.539 | 4754.2851 | Single Family_FALSE | Single Family_FALSE | Single Family_ | Single Family_ | Single Family_ | unknown | unknownSingle Family_ | unknownSingle Family_FALSE
Water_00006162 | SITE_01975 | Room_00024090 | Bathroom_1 | Bathroom | Shower / Bathtub combo with diverter valve | 2.0756 | 2.0756 |  | 2.2 |  | Secondary | A few times per month | N/A | Bag | 0.8492 |  | 1.868 |  | WA | Single Family | Shower | 2482 | 2986.36 | Single Family | TRUE | TRUE | TRUE | TRUE | TRUE | 6198.3561 | 5578.5205 | Single Family_TRUE | Single Family_TRUE | Single Family_TRUE | Single Family_TRUE | Single Family_TRUE | 2.5gpm | 2.5gpmSingle Family_TRUE | 2.5gpmSingle Family_TRUE
Water_00006163 | SITE_01975 | Room_00024091 | Bathroom_2 | Bathroom | Bathroom Faucet | 2.2 | 1.7689 | 2.2 | 2 |  | N/A | N/A | N/A | Bag | 0.796 |  | 1.592 |  | WA | Single Family | Bathroom Faucet | 2482 | 2986.36 | Single Family | FALSE | FALSE |  |  |  | 6569.992 | 4754.2851 | Single Family_FALSE | Single Family_FALSE | Single Family_ | Single Family_ | Single Family_ | unknown | unknownSingle Family_ | unknownSingle Family_FALSE
Water_00006164 | SITE_01975 | Room_00024091 | Bathroom_2 | Bathroom | Shower / Bathtub combo with diverter valve | 2.5 | 2.3589 | 2.5 | 2.5 |  | Primary | Daily / Almost Daily | N/A | Bag | 0.8492 |  | 2.123 |  | WA | Single Family | Shower | 2482 | 2986.36 | Single Family | TRUE | TRUE | TRUE | TRUE | TRUE | 7465.9 | 6340.0423 | Single Family_TRUE | Single Family_TRUE | Single Family_TRUE | Single Family_TRUE | Single Family_TRUE | 2.5gpm | 2.5gpmSingle Family_TRUE | 2.5gpmSingle Family_TRUE
Water_00006165 | SITE_01975 | Room_00024094 | Kitchen_1 | Kitchen | Kitchen Faucet | 1.8 | 1.5922 | 1.8 | 1.8 |  | N/A | N/A | N/A | Bag | 0.796 |  | 1.433 |  | WA | Single Family | Kitchen Faucet | 2482 | 2986.36 | Single Family | FALSE | FALSE |  |  |  | 5375.448 | 4279.4539 | Single Family_FALSE | Single Family_FALSE | Single Family_ | Single Family_ | Single Family_ | unknown | unknownSingle Family_ | unknownSingle Family_FALSE
Water_00006166 | SITE_01978 | Room_00024134 | Bathroom_1 | Bathroom | Bathroom Faucet | 1.5 | 1.3267 | 1.5 | 1.5 |  | N/A | N/A | N/A | Bag | 0.796 |  | 1.194 |  | WA | Single Family | Bathroom Faucet | 2485 | 2986.36 | Single Family | FALSE | FALSE |  |  |  | 4479.54 | 3565.7138 | Single Family_FALSE | Single Family_FALSE | Single Family_ | Single Family_ | Single Family_ | unknown | unknownSingle Family_ | unknownSingle Family_FALSE
Water_00006167 | SITE_01978 | Room_00024130 | Kitchen_1 | Kitchen | Kitchen Faucet | 2.2 | 1.9456 | 2.2 | 2.2 |  | N/A | N/A | N/A | Bag | 0.796 |  | 1.751 |  | WA | Single Family | Kitchen Faucet | 2485 | 2986.36 | Single Family | FALSE | FALSE |  |  |  | 6569.992 | 5229.1164 | Single Family_FALSE | Single Family_FALSE | Single Family_ | Single Family_ | Single Family_ | unknown | unknownSingle Family_ | unknownSingle Family_FALSE
Water_00006168 | SITE_01978 | Room_00024143 | Bathroom_2 | Bathroom | Bathroom Faucet | 1.5 | 1.5922 | 1.5 | 1.8 |  | N/A | N/A | N/A | Bag | 0.796 |  | 1.433 |  | WA | Single Family | Bathroom Faucet | 2485 | 2986.36 | Single Family | FALSE | FALSE |  |  |  | 4479.54 | 4279.4539 | Single Family_FALSE | Single Family_FALSE | Single Family_ | Single Family_ | Single Family_ | unknown | unknownSingle Family_ | unknownSingle Family_FALSE
Water_00006169 | SITE_01978 | Room_00024143 | Bathroom_2 | Bathroom | Shower / Bathtub combo with diverter valve | 3.3022 | 3.3022 |  | 3.5 |  | Never / rarely used | A few times per year | N/A | Bag | 0.8492 |  | 2.972 |  | WA | Single Family | Shower | 2485 | 2986.36 | Single Family | TRUE | TRUE | TRUE | TRUE | TRUE | 9861.6244 | 8875.4619 | Single Family_TRUE | Single Family_TRUE | Single Family_TRUE | Single Family_TRUE | Single Family_TRUE | gt2.5gpm | gt2.5gpmSingle Family_TRUE | gt2.5gpmSingle Family_TRUE
Water_00006170 | SITE_01978 | Room_00024145 | Bathroom_3 | Bathroom | Bathroom Faucet | 1.5 | 1.3267 | 1.5 | 1.5 |  | N/A | N/A | N/A | Bag | 0.796 |  | 1.194 |  | WA | Single Family | Bathroom Faucet | 2485 | 2986.36 | Single Family | FALSE | FALSE |  |  |  | 4479.54 | 3565.7138 | Single Family_FALSE | Single Family_FALSE | Single Family_ | Single Family_ | Single Family_ | unknown | unknownSingle Family_ | unknownSingle Family_FALSE
Water_00006171 | SITE_01978 | Room_00024145 | Bathroom_3 | Bathroom | Bathroom Faucet | 1.5 | 1.9456 | 1.5 | 2.2 |  | N/A | N/A | N/A | Bag | 0.796 |  | 1.751 |  | WA | Single Family | Bathroom Faucet | 2485 | 2986.36 | Single Family | FALSE | FALSE |  |  |  | 4479.54 | 5229.1164 | Single Family_FALSE | Single Family_FALSE | Single Family_ | Single Family_ | Single Family_ | unknown | unknownSingle Family_ | unknownSingle Family_FALSE
Water_00006172 | SITE_01978 | Room_00024145 | Bathroom_3 | Bathroom | Shower | 2.3589 | 2.3589 |  | 2.5 |  | Primary | Daily / Almost Daily | N/A | Bag | 0.8492 |  | 2.123 |  | WA | Single Family | Shower | 2485 | 2986.36 | Single Family | TRUE | FALSE | TRUE | TRUE | TRUE | 7044.4914 | 6340.0423 | Single Family_TRUE | Single Family_FALSE | Single Family_TRUE | Single Family_TRUE | Single Family_TRUE | 2.5gpm | 2.5gpmSingle Family_TRUE | 2.5gpmSingle Family_TRUE
Water_00006173 | SITE_01978 | Room_00024145 | Bathroom_3 | Bathroom | Bathtub | unknown |  |  |  | N/A | N/A | N/A | N/A | Unknown |  | N/A |  | N/A | WA | Single Family | Bathtub | 2485 | 2986.36 | Single Family | FALSE | FALSE |  |  |  | 0 | 0 | Single Family_FALSE | Single Family_FALSE | Single Family_ | Single Family_ | Single Family_ | unknown | unknownSingle Family_ | unknownSingle Family_FALSE
Water_00006174 | SITE_01980 | Room_00024161 | Kitchen_1 | Kitchen | Kitchen Faucet | unknown |  |  | 2.5 |  | N/A | N/A | N/A | Unknown |  | N/A |  | N/A | WA | Single Family | Kitchen Faucet | 2487 | 2986.36 | Single Family | FALSE | FALSE |  |  |  | 0 | 0 | Single Family_FALSE | Single Family_FALSE | Single Family_ | Single Family_ | Single Family_ | unknown | unknownSingle Family_ | unknownSingle Family_FALSE
Water_00006175 | SITE_01980 | Room_00024170 | Bathroom_1 | Bathroom | Bathroom Faucet | unknown |  |  | 2.7 |  | N/A | N/A | N/A | Unknown |  | N/A |  | N/A | WA | Single Family | Bathroom Faucet | 2487 | 2986.36 | Single Family | FALSE | FALSE |  |  |  | 0 | 0 | Single Family_FALSE | Single Family_FALSE | Single Family_ | Single Family_ | Single Family_ | unknown | unknownSingle Family_ | unknownSingle Family_FALSE
Water_00006176 | SITE_01980 | Room_00024170 | Bathroom_1 | Bathroom | Shower / Bathtub combo with diverter valve | unknown |  |  | 5 |  | Unknown | Daily / Almost Daily | 20 times a week | Unknown |  | N/A |  | N/A | WA | Single Family | Shower | 2487 | 2986.36 | Single Family | TRUE | TRUE | FALSE | FALSE | FALSE | 0 | 0 | Single Family_TRUE | Single Family_TRUE | Single Family_FALSE | Single Family_FALSE | Single Family_FALSE | unknown | unknownSingle Family_FALSE | unknownSingle Family_TRUE
Water_00006177 | SITE_01980 | Room_00024173 | Bathroom_2 | Bathroom | Bathtub | unknown |  |  |  | N/A | N/A | N/A | Unusable. Faucet and dials missing | Unknown |  | N/A |  | N/A | WA | Single Family | Bathtub | 2487 | 2986.36 | Single Family | FALSE | FALSE |  |  |  | 0 | 0 | Single Family_FALSE | Single Family_FALSE | Single Family_ | Single Family_ | Single Family_ | unknown | unknownSingle Family_ | unknownSingle Family_FALSE
Water_00006178 | SITE_01980 | Room_00024173 | Bathroom_2 | Bathroom | Bathroom Faucet | unknown |  |  | 1 |  | N/A | N/A | N/A | Unknown |  | N/A |  | N/A | WA | Single Family | Bathroom Faucet | 2487 | 2986.36 | Single Family | FALSE | FALSE |  |  |  | 0 | 0 | Single Family_FALSE | Single Family_FALSE | Single Family_ | Single Family_ | Single Family_ | unknown | unknownSingle Family_ | unknownSingle Family_FALSE
Water_00006179 | SITE_01981 | Room_00024178 | Kitchen_1 | Kitchen | Kitchen Faucet | 2.2 | 1.0611 | 2.2 | 1.2 |  | N/A | N/A | N/A | Bag | 0.796 |  | 0.955 |  | WA | Single Family | Kitchen Faucet | 2488 | 2986.36 | Single Family | FALSE | FALSE |  |  |  | 6569.992 | 2851.9738 | Single Family_FALSE | Single Family_FALSE | Single Family_ | Single Family_ | Single Family_ | unknown | unknownSingle Family_ | unknownSingle Family_FALSE
Water_00006180 | SITE_01983 | Room_00024208 | Hall_2 | Hall | Kitchen Faucet | 3.5378 | 3.5378 |  | 4 |  | N/A | N/A | N/A | Bag | 0.796 |  | 3.184 |  | WA | Single Family | Kitchen Faucet | 2490 | 2986.36 | Single Family | FALSE | FALSE |  |  |  | 10565.078 | 9508.5702 | Single Family_FALSE | Single Family_FALSE | Single Family_ | Single Family_ | Single Family_ | unknown | unknownSingle Family_ | unknownSingle Family_FALSE
Water_00006181 | SITE_01983 | Room_00024209 | Bathroom_1 | Bathroom | Bathroom Faucet | 1 | 2.6533 | 1 | 3 |  | N/A | N/A | N/A | Bag | 0.796 |  | 2.388 |  | WA | Single Family | Bathroom Faucet | 2490 | 2986.36 | Single Family | FALSE | FALSE |  |  |  | 2986.36 | 7131.4277 | Single Family_FALSE | Single Family_FALSE | Single Family_ | Single Family_ | Single Family_ | unknown | unknownSingle Family_ | unknownSingle Family_FALSE
Water_00006182 | SITE_01983 | Room_00024209 | Bathroom_1 | Bathroom | Shower / Bathtub combo with diverter valve | 2.3589 | 2.3589 |  | 2.5 |  | Secondary | A few times per year | N/A | Bag | 0.8492 |  | 2.123 |  | WA | Single Family | Shower | 2490 | 2986.36 | Single Family | TRUE | TRUE | TRUE | TRUE | TRUE | 7044.4914 | 6340.0423 | Single Family_TRUE | Single Family_TRUE | Single Family_TRUE | Single Family_TRUE | Single Family_TRUE | 2.5gpm | 2.5gpmSingle Family_TRUE | 2.5gpmSingle Family_TRUE
Water_00006183 | SITE_01983 | Room_00024216 | Kitchen_1 | Kitchen | Kitchen Faucet | 2.2111 | 2.2111 |  | 2.5 |  | N/A | N/A | N/A | Bag | 0.796 |  | 1.99 |  | WA | Single Family | Kitchen Faucet | 2490 | 2986.36 | Single Family | FALSE | FALSE |  |  |  | 6603.1738 | 5942.8564 | Single Family_FALSE | Single Family_FALSE | Single Family_ | Single Family_ | Single Family_ | unknown | unknownSingle Family_ | unknownSingle Family_FALSE
Water_00006184 | SITE_01983 | Room_00024219 | Bathroom_2 | Bathroom | Bathroom Faucet | 2 | 2.6533 | 2 | 3 |  | N/A | N/A | N/A | Bag | 0.796 |  | 2.388 |  | WA | Single Family | Bathroom Faucet | 2490 | 2986.36 | Single Family | FALSE | FALSE |  |  |  | 5972.72 | 7131.4277 | Single Family_FALSE | Single Family_FALSE | Single Family_ | Single Family_ | Single Family_ | unknown | unknownSingle Family_ | unknownSingle Family_FALSE
Water_00006185 | SITE_01983 | Room_00024219 | Bathroom_2 | Bathroom | Bathroom Faucet | 2 | 2.6533 | 2 | 3 |  | N/A | N/A | N/A | Bag | 0.796 |  | 2.388 |  | WA | Single Family | Bathroom Faucet | 2490 | 2986.36 | Single Family | FALSE | FALSE |  |  |  | 5972.72 | 7131.4277 | Single Family_FALSE | Single Family_FALSE | Single Family_ | Single Family_ | Single Family_ | unknown | unknownSingle Family_ | unknownSingle Family_FALSE
Water_00006186 | SITE_01983 | Room_00024219 | Bathroom_2 | Bathroom | Shower | 2.5 | 1.6511 | 2.5 | 1.75 |  | Primary | A few times per week | N/A | Bag | 0.8492 |  | 1.486 |  | WA | Single Family | Shower | 2490 | 2986.36 | Single Family | TRUE | FALSE | TRUE | TRUE | TRUE | 7465.9 | 4437.731 | Single Family_TRUE | Single Family_FALSE | Single Family_TRUE | Single Family_TRUE | Single Family_TRUE | 2.5gpm | 2.5gpmSingle Family_TRUE | 2.5gpmSingle Family_TRUE
Water_00006187 | SITE_01984 | Room_00024221 | Kitchen_1 | Kitchen | Kitchen Faucet | 1.8 | 1.3267 | 1.8 | 1.5 |  | N/A | N/A | N/A | Bag | 0.796 |  | 1.194 |  | WA | Single Family | Kitchen Faucet | 2491 | 2986.36 | Single Family | FALSE | FALSE |  |  |  | 5375.448 | 3565.7138 | Single Family_FALSE | Single Family_FALSE | Single Family_ | Single Family_ | Single Family_ | unknown | unknownSingle Family_ | unknownSingle Family_FALSE
Water_00006188 | SITE_01984 | Room_00024223 | Laundry_1 | Laundry | Bathroom Faucet | 2.6533 | 2.6533 |  | 3 |  | N/A | N/A | Laundry sink | Bag | 0.796 |  | 2.388 |  | WA | Single Family | Bathroom Faucet | 2491 | 2986.36 | Single Family | FALSE | FALSE |  |  |  | 7923.8085 | 7131.4277 | Single Family_FALSE | Single Family_FALSE | Single Family_ | Single Family_ | Single Family_ | unknown | unknownSingle Family_ | unknownSingle Family_FALSE
Water_00006189 | SITE_01984 | Room_00024228 | Bathroom_1 | Bathroom | Bathroom Faucet | 1.3267 | 1.3267 |  | 1.5 |  | N/A | N/A | N/A | Bag | 0.796 |  | 1.194 |  | WA | Single Family | Bathroom Faucet | 2491 | 2986.36 | Single Family | FALSE | FALSE |  |  |  | 3961.9043 | 3565.7138 | Single Family_FALSE | Single Family_FALSE | Single Family_ | Single Family_ | Single Family_ | unknown | unknownSingle Family_ | unknownSingle Family_FALSE
Water_00006190 | SITE_01984 | Room_00024230 | Bathroom_2 | Bathroom | Bathroom Faucet | 1.3267 | 1.3267 |  | 1.5 |  | N/A | N/A | N/A | Bag | 0.796 |  | 1.194 |  | WA | Single Family | Bathroom Faucet | 2491 | 2986.36 | Single Family | FALSE | FALSE |  |  |  | 3961.9043 | 3565.7138 | Single Family_FALSE | Single Family_FALSE | Single Family_ | Single Family_ | Single Family_ | unknown | unknownSingle Family_ | unknownSingle Family_FALSE
Water_00006191 | SITE_01984 | Room_00024230 | Bathroom_2 | Bathroom | Bathroom Faucet | 1.3267 | 1.3267 |  | 1.5 |  | N/A | N/A | N/A | Bag | 0.796 |  | 1.194 |  | WA | Single Family | Bathroom Faucet | 2491 | 2986.36 | Single Family | FALSE | FALSE |  |  |  | 3961.9043 | 3565.7138 | Single Family_FALSE | Single Family_FALSE | Single Family_ | Single Family_ | Single Family_ | unknown | unknownSingle Family_ | unknownSingle Family_FALSE
Water_00006192 | SITE_01984 | Room_00024230 | Bathroom_2 | Bathroom | Bathtub | unknown |  |  |  | N/A | N/A | N/A | N/A | Unknown |  | N/A |  | N/A | WA | Single Family | Bathtub | 2491 | 2986.36 | Single Family | FALSE | FALSE |  |  |  | 0 | 0 | Single Family_FALSE | Single Family_FALSE | Single Family_ | Single Family_ | Single Family_ | unknown | unknownSingle Family_ | unknownSingle Family_FALSE
Water_00006193 | SITE_01984 | Room_00024230 | Bathroom_2 | Bathroom | Shower | 2.6422 | 2.6422 |  | 2.8 |  | Secondary | A few times per week | N/A | Bag | 0.8492 |  | 2.378 |  | WA | Single Family | Shower | 2491 | 2986.36 | Single Family | TRUE | FALSE | TRUE | TRUE | TRUE | 7890.6268 | 7101.5641 | Single Family_TRUE | Single Family_FALSE | Single Family_TRUE | Single Family_TRUE | Single Family_TRUE | gt2.5gpm | gt2.5gpmSingle Family_TRUE | gt2.5gpmSingle Family_TRUE
Water_00006194 | SITE_01984 | Room_00024237 | Bathroom_3 | Bathroom | Bathroom Faucet | 1.3267 | 1.3267 |  | 1.5 |  | N/A | N/A | N/A | Bag | 0.796 |  | 1.194 |  | WA | Single Family | Bathroom Faucet | 2491 | 2986.36 | Single Family | FALSE | FALSE |  |  |  | 3961.9043 | 3565.7138 | Single Family_FALSE | Single Family_FALSE | Single Family_ | Single Family_ | Single Family_ | unknown | unknownSingle Family_ | unknownSingle Family_FALSE
Water_00006195 | SITE_01984 | Room_00024237 | Bathroom_3 | Bathroom | Bathroom Faucet | 1.3267 | 1.3267 |  | 1.5 |  | N/A | N/A | N/A | Bag | 0.796 |  | 1.194 |  | WA | Single Family | Bathroom Faucet | 2491 | 2986.36 | Single Family | FALSE | FALSE |  |  |  | 3961.9043 | 3565.7138 | Single Family_FALSE | Single Family_FALSE | Single Family_ | Single Family_ | Single Family_ | unknown | unknownSingle Family_ | unknownSingle Family_FALSE
Water_00006196 | SITE_01984 | Room_00024237 | Bathroom_3 | Bathroom | Shower | 1.4156 | 1.4156 |  | 1.5 |  | Secondary | Daily / Almost Daily | Half coming out of bathtub faucet- doesn't fully change to showerhead | Bag | 0.8492 |  | 1.274 |  | WA | Single Family | Shower | 2491 | 2986.36 | Single Family | TRUE | FALSE | TRUE | TRUE | TRUE | 4227.3585 | 3804.6226 | Single Family_TRUE | Single Family_FALSE | Single Family_TRUE | Single Family_TRUE | Single Family_TRUE | <1.5gpm | <1.5gpmSingle Family_TRUE | <1.5gpmSingle Family_TRUE
Water_00006197 | SITE_01987 | Room_00024265 | Kitchen_1 | Kitchen | Kitchen Faucet | 2 | 2.2111 | 2 | 2.5 |  | N/A | N/A | N/A | Bag | 0.796 |  | 1.99 |  | WA | Single Family | Kitchen Faucet | 2494 | 2986.36 | Single Family | FALSE | FALSE |  |  |  | 5972.72 | 5942.8564 | Single Family_FALSE | Single Family_FALSE | Single Family_ | Single Family_ | Single Family_ | unknown | unknownSingle Family_ | unknownSingle Family_FALSE
Water_00006198 | SITE_01987 | Room_00024270 | Bathroom_6 | Bathroom | Bathroom Faucet | 1.3267 | 1.3267 |  | 1.5 |  | N/A | N/A | N/A | Bag | 0.796 |  | 1.194 |  | WA | Single Family | Bathroom Faucet | 2494 | 2986.36 | Single Family | FALSE | FALSE |  |  |  | 3961.9043 | 3565.7138 | Single Family_FALSE | Single Family_FALSE | Single Family_ | Single Family_ | Single Family_ | unknown | unknownSingle Family_ | unknownSingle Family_FALSE
Water_00006199 | SITE_01987 | Room_00024270 | Bathroom_6 | Bathroom | Shower / Bathtub combo with diverter valve | 3.1133 | 3.1133 |  | 3.3 |  | Primary | Daily / Almost Daily | N/A | Bag | 0.8492 |  | 2.802 |  | WA | Single Family | Shower | 2494 | 2986.36 | Single Family | TRUE | TRUE | TRUE | TRUE | TRUE | 9297.5341 | 8367.7807 | Single Family_TRUE | Single Family_TRUE | Single Family_TRUE | Single Family_TRUE | Single Family_TRUE | gt2.5gpm | gt2.5gpmSingle Family_TRUE | gt2.5gpmSingle Family_TRUE
Water_00006200 | SITE_01988 | Room_00024274 | Bathroom_6 | Bathroom | Bathroom Faucet | 2.8744 | 2.8744 |  | 3.25 |  | N/A | N/A | N/A | Bag | 0.796 |  | 2.587 |  | WA | Single Family | Bathroom Faucet | 2495 | 2986.36 | Single Family | FALSE | FALSE |  |  |  | 8584.1259 | 7725.7133 | Single Family_FALSE | Single Family_FALSE | Single Family_ | Single Family_ | Single Family_ | unknown | unknownSingle Family_ | unknownSingle Family_FALSE
Water_00006201 | SITE_01988 | Room_00024274 | Bathroom_6 | Bathroom | Shower / Bathtub combo with diverter valve | unknown |  |  |  | Unknown | Primary | Daily / Almost Daily | Could not measure | Bag | 0.8492 |  |  | Unknown | WA | Single Family | Shower | 2495 | 2986.36 | Single Family | TRUE | TRUE | FALSE | FALSE | FALSE | 0 | 0 | Single Family_TRUE | Single Family_TRUE | Single Family_FALSE | Single Family_FALSE | Single Family_FALSE | unknown | unknownSingle Family_FALSE | unknownSingle Family_TRUE
Water_00006202 | SITE_01988 | Room_00024278 | Bathroom_1 | Bathroom | Bathroom Faucet | 2.2 | 1.9456 | 2.2 | 2.2 |  | N/A | N/A | N/A | Bag | 0.796 |  | 1.751 |  | WA | Single Family | Bathroom Faucet | 2495 | 2986.36 | Single Family | FALSE | FALSE |  |  |  | 6569.992 | 5229.1164 | Single Family_FALSE | Single Family_FALSE | Single Family_ | Single Family_ | Single Family_ | unknown | unknownSingle Family_ | unknownSingle Family_FALSE
Water_00006203 | SITE_01988 | Room_00024280 | Bathroom_2 | Bathroom | Bathroom Faucet | 1.3267 | 1.3267 |  | 1.5 |  | N/A | N/A | N/A | Bag | 0.796 |  | 1.194 |  | WA | Single Family | Bathroom Faucet | 2495 | 2986.36 | Single Family | FALSE | FALSE |  |  |  | 3961.9043 | 3565.7138 | Single Family_FALSE | Single Family_FALSE | Single Family_ | Single Family_ | Single Family_ | unknown | unknownSingle Family_ | unknownSingle Family_FALSE
Water_00006204 | SITE_01988 | Room_00024280 | Bathroom_2 | Bathroom | Shower | 1.8867 | 1.8867 |  | 2 |  | Primary | Daily / Almost Daily | N/A | Bag | 0.8492 |  | 1.698 |  | WA | Single Family | Shower | 2495 | 2986.36 | Single Family | TRUE | FALSE | TRUE | TRUE | TRUE | 5634.2659 | 5070.8393 | Single Family_TRUE | Single Family_FALSE | Single Family_TRUE | Single Family_TRUE | Single Family_TRUE | 2.0gpm | 2.0gpmSingle Family_TRUE | 2.0gpmSingle Family_TRUE
Water_00006205 | SITE_01988 | Room_00024280 | Bathroom_2 | Bathroom | Shower | 2.8311 | 2.8311 |  | 3 |  | Primary | Daily / Almost Daily | N/A | Bag | 0.8492 |  | 2.548 |  | WA | Single Family | Shower | 2495 | 2986.36 | Single Family | TRUE | FALSE | TRUE | TRUE | TRUE | 8454.717 | 7609.2453 | Single Family_TRUE | Single Family_FALSE | Single Family_TRUE | Single Family_TRUE | Single Family_TRUE | gt2.5gpm | gt2.5gpmSingle Family_TRUE | gt2.5gpmSingle Family_TRUE
Water_00006206 | SITE_01988 | Room_00024281 | Kitchen_1 | Kitchen | Kitchen Faucet | 1.5 | 1.5922 | 1.5 | 1.8 |  | N/A | N/A | N/A | Bag | 0.796 |  | 1.433 |  | WA | Single Family | Kitchen Faucet | 2495 | 2986.36 | Single Family | FALSE | FALSE |  |  |  | 4479.54 | 4279.4539 | Single Family_FALSE | Single Family_FALSE | Single Family_ | Single Family_ | Single Family_ | unknown | unknownSingle Family_ | unknownSingle Family_FALSE
Water_00006207 | SITE_01988 | Room_00024281 | Kitchen_1 | Kitchen | Kitchen Faucet | 2.2111 | 2.2111 |  | 2.5 |  | N/A | N/A | A small one right by stove. Used for rinsing things not washing | Bag | 0.796 |  | 1.99 |  | WA | Single Family | Kitchen Faucet | 2495 | 2986.36 | Single Family | FALSE | FALSE |  |  |  | 6603.1738 | 5942.8564 | Single Family_FALSE | Single Family_FALSE | Single Family_ | Single Family_ | Single Family_ | unknown | unknownSingle Family_ | unknownSingle Family_FALSE
Water_00006208 | SITE_01991 | Room_00024323 | Kitchen_1 | Kitchen | Kitchen Faucet | 3.0956 | 3.0956 |  | 3.5 |  | N/A | N/A | N/A | Bag | 0.796 |  | 2.786 |  | WA | Single Family | Kitchen Faucet | 2498 | 2986.36 | Single Family | FALSE | FALSE |  |  |  | 9244.4433 | 8319.999 | Single Family_FALSE | Single Family_FALSE | Single Family_ | Single Family_ | Single Family_ | unknown | unknownSingle Family_ | unknownSingle Family_FALSE
Water_00006209 | SITE_01991 | Room_00024326 | Bathroom_1 | Bathroom | Bathroom Faucet | 1.5 | 1.7689 | 1.5 | 2 |  | N/A | N/A | N/A | Bag | 0.796 |  | 1.592 |  | WA | Single Family | Bathroom Faucet | 2498 | 2986.36 | Single Family | FALSE | FALSE |  |  |  | 4479.54 | 4754.2851 | Single Family_FALSE | Single Family_FALSE | Single Family_ | Single Family_ | Single Family_ | unknown | unknownSingle Family_ | unknownSingle Family_FALSE
Water_00006210 | SITE_01991 | Room_00024326 | Bathroom_1 | Bathroom | Shower | 2 | 1.8867 | 2 | 2 |  | Primary | Daily / Almost Daily | N/A | Bag | 0.8492 |  | 1.698 |  | WA | Single Family | Shower | 2498 | 2986.36 | Single Family | TRUE | FALSE | TRUE | TRUE | TRUE | 5972.72 | 5070.8393 | Single Family_TRUE | Single Family_FALSE | Single Family_TRUE | Single Family_TRUE | Single Family_TRUE | 2.0gpm | 2.0gpmSingle Family_TRUE | 2.0gpmSingle Family_TRUE
Water_00006211 | SITE_01992 | Room_00024331 | Laundry_1 | Laundry | Bathroom Faucet | 3.0956 | 3.0956 |  | 3.5 |  | N/A | N/A | N/A | Bag | 0.796 |  | 2.786 |  | WA | Single Family | Bathroom Faucet | 2499 | 5123.47 | Single Family | FALSE | FALSE |  |  |  | 15859.986 | 14273.9874 | Single Family_FALSE | Single Family_FALSE | Single Family_ | Single Family_ | Single Family_ | unknown | unknownSingle Family_ | unknownSingle Family_FALSE
Water_00006212 | SITE_01992 | Room_00024335 | Kitchen_1 | Kitchen | Kitchen Faucet | 2.2 | 1.8578 | 2.2 | 2.1 |  | N/A | N/A | N/A | Bag | 0.796 |  | 1.672 |  | WA | Single Family | Kitchen Faucet | 2499 | 5123.47 | Single Family | FALSE | FALSE |  |  |  | 11271.634 | 8566.4418 | Single Family_FALSE | Single Family_FALSE | Single Family_ | Single Family_ | Single Family_ | unknown | unknownSingle Family_ | unknownSingle Family_FALSE
Water_00006213 | SITE_01992 | Room_00024336 | Bathroom_1 | Bathroom | Shower / Bathtub combo with diverter valve | unknown |  |  |  | Unknown | All used about the same | Daily / Almost Daily | Too large for bag | Bag | 0.8492 |  |  | Unknown | WA | Single Family | Shower | 2499 | 5123.47 | Single Family | TRUE | TRUE | FALSE | FALSE | FALSE | 0 | 0 | Single Family_TRUE | Single Family_TRUE | Single Family_FALSE | Single Family_FALSE | Single Family_FALSE | unknown | unknownSingle Family_FALSE | unknownSingle Family_TRUE
Water_00006214 | SITE_01992 | Room_00024336 | Bathroom_1 | Bathroom | Bathroom Faucet | 1.4156 | 1.4156 |  | 1.6 |  | N/A | N/A | No aerator | Bag | 0.796 |  | 1.274 |  | WA | Single Family | Bathroom Faucet | 2499 | 5123.47 | Single Family | FALSE | FALSE |  |  |  | 7252.5564 | 6527.3008 | Single Family_FALSE | Single Family_FALSE | Single Family_ | Single Family_ | Single Family_ | unknown | unknownSingle Family_ | unknownSingle Family_FALSE
Water_00006215 | SITE_01992 | Room_00024341 | Bathroom_2 | Bathroom | Shower | unknown |  |  |  | Unknown | All used about the same | Daily / Almost Daily | Dual head | Bag | 0.8492 |  |  | Unknown | WA | Single Family | Shower | 2499 | 5123.47 | Single Family | TRUE | FALSE | FALSE | FALSE | FALSE | 0 | 0 | Single Family_TRUE | Single Family_FALSE | Single Family_FALSE | Single Family_FALSE | Single Family_FALSE | unknown | unknownSingle Family_FALSE | unknownSingle Family_TRUE
Water_00006216 | SITE_01992 | Room_00024341 | Bathroom_2 | Bathroom | Bathroom Faucet | 2.1222 | 2.1222 |  | 2.4 |  | N/A | N/A | N/A | Bag | 0.796 |  | 1.91 |  | WA | Single Family | Bathroom Faucet | 2499 | 5123.47 | Single Family | FALSE | FALSE |  |  |  | 10873.1419 | 9785.8277 | Single Family_FALSE | Single Family_FALSE | Single Family_ | Single Family_ | Single Family_ | unknown | unknownSingle Family_ | unknownSingle Family_FALSE
Water_00006217 | SITE_01992 | Room_00024341 | Bathroom_2 | Bathroom | Bathroom Faucet | 2.2111 | 2.2111 |  | 2.5 |  | N/A | N/A | N/A | Bag | 0.796 |  | 1.99 |  | WA | Single Family | Bathroom Faucet | 2499 | 5123.47 | Single Family | FALSE | FALSE |  |  |  | 11328.5614 | 10195.7053 | Single Family_FALSE | Single Family_FALSE | Single Family_ | Single Family_ | Single Family_ | unknown | unknownSingle Family_ | unknownSingle Family_FALSE
Water_00006218 | SITE_01993 | Room_00024348 | Kitchen_1 | Kitchen | Kitchen Faucet | 1.7689 | 1.7689 |  | 2 |  | N/A | N/A | N/A | Bag | 0.796 |  | 1.592 |  | WA | Single Family | Kitchen Faucet | 2500 | 2986.36 | Single Family | FALSE | FALSE |  |  |  | 5282.539 | 4754.2851 | Single Family_FALSE | Single Family_FALSE | Single Family_ | Single Family_ | Single Family_ | unknown | unknownSingle Family_ | unknownSingle Family_FALSE
Water_00006219 | SITE_01993 | Room_00024350 | Bathroom_1 | Bathroom | Bathroom Faucet | 1.5 | 1.1056 | 1.5 | 1.25 |  | N/A | N/A | N/A | Bag | 0.796 |  | 0.995 |  | WA | Single Family | Bathroom Faucet | 2500 | 2986.36 | Single Family | FALSE | FALSE |  |  |  | 4479.54 | 2971.4282 | Single Family_FALSE | Single Family_FALSE | Single Family_ | Single Family_ | Single Family_ | unknown | unknownSingle Family_ | unknownSingle Family_FALSE
Water_00006220 | SITE_01993 | Room_00024350 | Bathroom_1 | Bathroom | Shower / Bathtub combo with diverter valve | 1.8867 | 1.8867 |  | 2 |  | Primary | Daily / Almost Daily | Unable to successfully capture entire flow. But i guestimated around 2 gpm | Bag | 0.8492 |  | 1.698 |  | WA | Single Family | Shower | 2500 | 2986.36 | Single Family | TRUE | TRUE | TRUE | TRUE | TRUE | 5634.2659 | 5070.8393 | Single Family_TRUE | Single Family_TRUE | Single Family_TRUE | Single Family_TRUE | Single Family_TRUE | 2.0gpm | 2.0gpmSingle Family_TRUE | 2.0gpmSingle Family_TRUE
Water_00006221 | SITE_01998 | Room_00024433 | Kitchen_1 | Kitchen | Kitchen Faucet | 1.8 | 1.3267 | 1.8 | 1.5 |  | N/A | N/A | N/A | Bag | 0.796 |  | 1.194 |  | WA | Single Family | Kitchen Faucet | 2505 | 2986.36 | Single Family | FALSE | FALSE |  |  |  | 5375.448 | 3565.7138 | Single Family_FALSE | Single Family_FALSE | Single Family_ | Single Family_ | Single Family_ | unknown | unknownSingle Family_ | unknownSingle Family_FALSE
Water_00006222 | SITE_01998 | Room_00024436 | Bathroom_1 | Bathroom | Bathroom Faucet | 1.7689 | 1.7689 |  | 2 |  | N/A | N/A | N/A | Bag | 0.796 |  | 1.592 |  | WA | Single Family | Bathroom Faucet | 2505 | 2986.36 | Single Family | FALSE | FALSE |  |  |  | 5282.539 | 4754.2851 | Single Family_FALSE | Single Family_FALSE | Single Family_ | Single Family_ | Single Family_ | unknown | unknownSingle Family_ | unknownSingle Family_FALSE
Water_00006223 | SITE_01998 | Room_00024437 | Bathroom_2 | Bathroom | Shower | 2.5 | 3.3022 | 2.5 | 3.5 |  | Unknown | Unknown | N/A | Bag | 0.8492 |  | 2.972 |  | WA | Single Family | Shower | 2505 | 2986.36 | Single Family | TRUE | FALSE | TRUE | TRUE | TRUE | 7465.9 | 8875.4619 | Single Family_TRUE | Single Family_FALSE | Single Family_TRUE | Single Family_TRUE | Single Family_TRUE | 2.5gpm | 2.5gpmSingle Family_TRUE | 2.5gpmSingle Family_TRUE
Water_00006224 | SITE_01998 | Room_00024437 | Bathroom_2 | Bathroom | Shower / Bathtub combo with diverter valve | 2.5 | 1.8867 | 2.5 | 2 |  | Unknown | Unknown | N/A | Bag | 0.8492 |  | 1.698 |  | WA | Single Family | Shower | 2505 | 2986.36 | Single Family | TRUE | TRUE | TRUE | TRUE | TRUE | 7465.9 | 5070.8393 | Single Family_TRUE | Single Family_TRUE | Single Family_TRUE | Single Family_TRUE | Single Family_TRUE | 2.5gpm | 2.5gpmSingle Family_TRUE | 2.5gpmSingle Family_TRUE
Water_00006225 | SITE_02001 | Room_00024487 | Bathroom_1 | Bathroom | Bathroom Faucet | 2.2 | 1.9456 | 2.2 | 2.2 |  | N/A | N/A | N/A | Bag | 0.796 |  | 1.751 |  | WA | Single Family | Bathroom Faucet | 2508 | 2986.36 | Single Family | FALSE | FALSE |  |  |  | 6569.992 | 5229.1164 | Single Family_FALSE | Single Family_FALSE | Single Family_ | Single Family_ | Single Family_ | unknown | unknownSingle Family_ | unknownSingle Family_FALSE
Water_00006226 | SITE_02001 | Room_00024488 | Kitchen_1 | Kitchen | Kitchen Faucet | 2.2 | 1.9456 | 2.2 | 2.2 |  | N/A | N/A | N/A | Bag | 0.796 |  | 1.751 |  | WA | Single Family | Kitchen Faucet | 2508 | 2986.36 | Single Family | FALSE | FALSE |  |  |  | 6569.992 | 5229.1164 | Single Family_FALSE | Single Family_FALSE | Single Family_ | Single Family_ | Single Family_ | unknown | unknownSingle Family_ | unknownSingle Family_FALSE
Water_00006227 | SITE_02001 | Room_00024493 | Bathroom_2 | Bathroom | Bathroom Faucet | 2.2 | 1.7689 | 2.2 | 2 |  | N/A | N/A | N/A | Bag | 0.796 |  | 1.592 |  | WA | Single Family | Bathroom Faucet | 2508 | 2986.36 | Single Family | FALSE | FALSE |  |  |  | 6569.992 | 4754.2851 | Single Family_FALSE | Single Family_FALSE | Single Family_ | Single Family_ | Single Family_ | unknown | unknownSingle Family_ | unknownSingle Family_FALSE
Water_00006228 | SITE_02001 | Room_00024493 | Bathroom_2 | Bathroom | Shower | 2.6422 | 2.6422 |  | 2.8 |  | Secondary | A few times per year | N/A | Bag | 0.8492 |  | 2.378 |  | WA | Single Family | Shower | 2508 | 2986.36 | Single Family | TRUE | FALSE | TRUE | TRUE | TRUE | 7890.6268 | 7101.5641 | Single Family_TRUE | Single Family_FALSE | Single Family_TRUE | Single Family_TRUE | Single Family_TRUE | gt2.5gpm | gt2.5gpmSingle Family_TRUE | gt2.5gpmSingle Family_TRUE
Water_00006229 | SITE_02001 | Room_00024494 | Bathroom_3 | Bathroom | Bathroom Faucet | 2.2 | 1.9456 | 2.2 | 2.2 |  | N/A | N/A | N/A | Bag | 0.796 |  | 1.751 |  | WA | Single Family | Bathroom Faucet | 2508 | 2986.36 | Single Family | FALSE | FALSE |  |  |  | 6569.992 | 5229.1164 | Single Family_FALSE | Single Family_FALSE | Single Family_ | Single Family_ | Single Family_ | unknown | unknownSingle Family_ | unknownSingle Family_FALSE
Water_00006230 | SITE_02001 | Room_00024494 | Bathroom_3 | Bathroom | Bathroom Faucet | 2.2 | 1.7689 | 2.2 | 2 |  | N/A | N/A | N/A | Bag | 0.796 |  | 1.592 |  | WA | Single Family | Bathroom Faucet | 2508 | 2986.36 | Single Family | FALSE | FALSE |  |  |  | 6569.992 | 4754.2851 | Single Family_FALSE | Single Family_FALSE | Single Family_ | Single Family_ | Single Family_ | unknown | unknownSingle Family_ | unknownSingle Family_FALSE
Water_00006231 | SITE_02001 | Room_00024494 | Bathroom_3 | Bathroom | Shower | 2.3589 | 2.3589 |  | 2.5 |  | Primary | Daily / Almost Daily | Waterpik multiple settings for flow | Bag | 0.8492 |  | 2.123 |  | WA | Single Family | Shower | 2508 | 2986.36 | Single Family | TRUE | FALSE | TRUE | TRUE | TRUE | 7044.4914 | 6340.0423 | Single Family_TRUE | Single Family_FALSE | Single Family_TRUE | Single Family_TRUE | Single Family_TRUE | 2.5gpm | 2.5gpmSingle Family_TRUE | 2.5gpmSingle Family_TRUE
Water_00006232 | SITE_02001 | Room_00024494 | Bathroom_3 | Bathroom | Bathtub | unknown |  |  |  | N/A | N/A | N/A | N/A | Unknown |  | N/A |  | N/A | WA | Single Family | Bathtub | 2508 | 2986.36 | Single Family | FALSE | FALSE |  |  |  | 0 | 0 | Single Family_FALSE | Single Family_FALSE | Single Family_ | Single Family_ | Single Family_ | unknown | unknownSingle Family_ | unknownSingle Family_FALSE
Water_00006233 | SITE_02004 | Room_00024531 | Bathroom_1 | Bathroom | Bathroom Faucet | 2.5644 | 2.5644 |  | 2.9 |  | N/A | N/A | N/A | Bag | 0.796 |  | 2.308 |  | WA | Single Family | Bathroom Faucet | 2511 | 2986.36 | Single Family | FALSE | FALSE |  |  |  | 7658.3543 | 6892.5189 | Single Family_FALSE | Single Family_FALSE | Single Family_ | Single Family_ | Single Family_ | unknown | unknownSingle Family_ | unknownSingle Family_FALSE
Water_00006234 | SITE_02004 | Room_00024531 | Bathroom_1 | Bathroom | Shower / Bathtub combo with diverter valve | 3.3022 | 3.3022 |  | 3.5 |  | Secondary | A few times per year | N/A | Bag | 0.8492 |  | 2.972 |  | WA | Single Family | Shower | 2511 | 2986.36 | Single Family | TRUE | TRUE | TRUE | TRUE | TRUE | 9861.6244 | 8875.4619 | Single Family_TRUE | Single Family_TRUE | Single Family_TRUE | Single Family_TRUE | Single Family_TRUE | gt2.5gpm | gt2.5gpmSingle Family_TRUE | gt2.5gpmSingle Family_TRUE
Water_00006235 | SITE_02004 | Room_00024534 | Bathroom_2 | Bathroom | Bathroom Faucet | 2.2111 | 2.2111 |  | 2.5 |  | N/A | N/A | N/A | Bag | 0.796 |  | 1.99 |  | WA | Single Family | Bathroom Faucet | 2511 | 2986.36 | Single Family | FALSE | FALSE |  |  |  | 6603.1738 | 5942.8564 | Single Family_FALSE | Single Family_FALSE | Single Family_ | Single Family_ | Single Family_ | unknown | unknownSingle Family_ | unknownSingle Family_FALSE
Water_00006236 | SITE_02004 | Room_00024534 | Bathroom_2 | Bathroom | Shower | 2.8311 | 2.8311 |  | 3 |  | Primary | Daily / Almost Daily | N/A | Bag | 0.8492 |  | 2.548 |  | WA | Single Family | Shower | 2511 | 2986.36 | Single Family | TRUE | FALSE | TRUE | TRUE | TRUE | 8454.717 | 7609.2453 | Single Family_TRUE | Single Family_FALSE | Single Family_TRUE | Single Family_TRUE | Single Family_TRUE | gt2.5gpm | gt2.5gpmSingle Family_TRUE | gt2.5gpmSingle Family_TRUE
Water_00006237 | SITE_02004 | Room_00024534 | Bathroom_2 | Bathroom | Bathtub | unknown |  |  |  | N/A | N/A | N/A | N/A | Unknown |  | N/A |  | N/A | WA | Single Family | Bathtub | 2511 | 2986.36 | Single Family | FALSE | FALSE |  |  |  | 0 | 0 | Single Family_FALSE | Single Family_FALSE | Single Family_ | Single Family_ | Single Family_ | unknown | unknownSingle Family_ | unknownSingle Family_FALSE
Water_00006238 | SITE_02004 | Room_00024537 | Kitchen_1 | Kitchen | Kitchen Faucet | 0.88444 | 0.88444 |  | 1 |  | N/A | N/A | N/A | Bag | 0.796 |  | 0.796 |  | WA | Single Family | Kitchen Faucet | 2511 | 2986.36 | Single Family | FALSE | FALSE |  |  |  | 2641.2695 | 2377.1426 | Single Family_FALSE | Single Family_FALSE | Single Family_ | Single Family_ | Single Family_ | unknown | unknownSingle Family_ | unknownSingle Family_FALSE
Water_00006239 | SITE_02005 | Room_00024540 | Bathroom_1 | Bathroom | Bathroom Faucet | 1.5 | 1.3267 | 1.5 | 1.5 |  | N/A | N/A | N/A | Bag | 0.796 |  | 1.194 |  | WA | Manufactured | Bathroom Faucet | 2512 | 1313.97 | Manufactured | FALSE | FALSE |  |  |  | 1970.955 | 1568.8802 | Manufactured_FALSE | Manufactured_FALSE | Manufactured_ | Manufactured_ | Manufactured_ | unknown | unknownManufactured_ | unknownManufactured_FALSE
Water_00006240 | SITE_02005 | Room_00024540 | Bathroom_1 | Bathroom | Bathroom Faucet | 1.5 | 1.3267 | 1.5 | 1.5 |  | N/A | N/A | N/A | Bag | 0.796 |  | 1.194 |  | WA | Manufactured | Bathroom Faucet | 2512 | 1313.97 | Manufactured | FALSE | FALSE |  |  |  | 1970.955 | 1568.8802 | Manufactured_FALSE | Manufactured_FALSE | Manufactured_ | Manufactured_ | Manufactured_ | unknown | unknownManufactured_ | unknownManufactured_FALSE
Water_00006241 | SITE_02005 | Room_00024540 | Bathroom_1 | Bathroom | Shower | 2.0711 | 2.0711 |  | 2 |  | All used about the same | Daily / Almost Daily | N/A | Weir | 0.932 |  | 1.864 |  | WA | Manufactured | Shower | 2512 | 1313.97 | Manufactured | TRUE | FALSE | TRUE | TRUE | TRUE | 2721.3779 | 2449.2401 | Manufactured_TRUE | Manufactured_FALSE | Manufactured_TRUE | Manufactured_TRUE | Manufactured_TRUE | 2.5gpm | 2.5gpmManufactured_TRUE | 2.5gpmManufactured_TRUE
Water_00006242 | SITE_02005 | Room_00024543 | Kitchen_1 | Kitchen | Kitchen Faucet | 2.2 |  | 2.2 | 2.2 |  | N/A | N/A | N/A | Unknown |  | N/A |  | N/A | WA | Manufactured | Kitchen Faucet | 2512 | 1313.97 | Manufactured | FALSE | FALSE |  |  |  | 2890.734 | 0 | Manufactured_FALSE | Manufactured_FALSE | Manufactured_ | Manufactured_ | Manufactured_ | unknown | unknownManufactured_ | unknownManufactured_FALSE
Water_00006243 | SITE_02005 | Room_00024550 | Bathroom_6 | Bathroom | Bathroom Faucet | 1.5478 | 1.5478 |  | 1.75 |  | N/A | N/A | N/A | Bag | 0.796 |  | 1.393 |  | WA | Manufactured | Bathroom Faucet | 2512 | 1313.97 | Manufactured | FALSE | FALSE |  |  |  | 2033.7336 | 1830.3602 | Manufactured_FALSE | Manufactured_FALSE | Manufactured_ | Manufactured_ | Manufactured_ | unknown | unknownManufactured_ | unknownManufactured_FALSE
Water_00006244 | SITE_02005 | Room_00024550 | Bathroom_6 | Bathroom | Shower / Bathtub combo with diverter valve | 2.1233 | 2.1233 |  | 2.25 |  | Primary | Daily / Almost Daily | N/A | Bag | 0.8492 |  | 1.911 |  | WA | Manufactured | Shower | 2512 | 1313.97 | Manufactured | TRUE | TRUE | TRUE | TRUE | TRUE | 2789.9963 | 2510.9967 | Manufactured_TRUE | Manufactured_TRUE | Manufactured_TRUE | Manufactured_TRUE | Manufactured_TRUE | 2.5gpm | 2.5gpmManufactured_TRUE | 2.5gpmManufactured_TRUE
Water_00006245 | SITE_02006 | Room_00024552 | Kitchen_1 | Kitchen | Kitchen Faucet | 2.2 | 2.2111 | 2.2 | 2.5 |  | N/A | N/A | N/A | Bag | 0.796 |  | 1.99 |  | WA | Single Family | Kitchen Faucet | 2513 | 2986.36 | Single Family | FALSE | FALSE |  |  |  | 6569.992 | 5942.8564 | Single Family_FALSE | Single Family_FALSE | Single Family_ | Single Family_ | Single Family_ | unknown | unknownSingle Family_ | unknownSingle Family_FALSE
Water_00006246 | SITE_02006 | Room_00024557 | Bathroom_2 | Bathroom | Bathroom Faucet | 2.2111 | 2.2111 |  | 2.5 |  | N/A | N/A | N/A | Bag | 0.796 |  | 1.99 |  | WA | Single Family | Bathroom Faucet | 2513 | 2986.36 | Single Family | FALSE | FALSE |  |  |  | 6603.1738 | 5942.8564 | Single Family_FALSE | Single Family_FALSE | Single Family_ | Single Family_ | Single Family_ | unknown | unknownSingle Family_ | unknownSingle Family_FALSE
Water_00006247 | SITE_02006 | Room_00024557 | Bathroom_2 | Bathroom | Shower | 2.5 | 1.4156 | 2.5 | 1.5 |  | Primary | Daily / Almost Daily | N/A | Bag | 0.8492 |  | 1.274 |  | WA | Single Family | Shower | 2513 | 2986.36 | Single Family | TRUE | FALSE | TRUE | TRUE | TRUE | 7465.9 | 3804.6226 | Single Family_TRUE | Single Family_FALSE | Single Family_TRUE | Single Family_TRUE | Single Family_TRUE | 2.5gpm | 2.5gpmSingle Family_TRUE | 2.5gpmSingle Family_TRUE
Water_00006248 | SITE_02006 | Room_00024560 | Bathroom_1 | Bathroom | Bathroom Faucet | 1.5 | 1.3267 | 1.5 | 1.5 |  | N/A | N/A | N/A | Bag | 0.796 |  | 1.194 |  | WA | Single Family | Bathroom Faucet | 2513 | 2986.36 | Single Family | FALSE | FALSE |  |  |  | 4479.54 | 3565.7138 | Single Family_FALSE | Single Family_FALSE | Single Family_ | Single Family_ | Single Family_ | unknown | unknownSingle Family_ | unknownSingle Family_FALSE
Water_00006249 | SITE_02006 | Room_00024560 | Bathroom_1 | Bathroom | Shower | 2.5 | 2.3589 | 2.5 | 2.5 |  | Secondary | A few times per year | N/A | Bag | 0.8492 |  | 2.123 |  | WA | Single Family | Shower | 2513 | 2986.36 | Single Family | TRUE | FALSE | TRUE | TRUE | TRUE | 7465.9 | 6340.0423 | Single Family_TRUE | Single Family_FALSE | Single Family_TRUE | Single Family_TRUE | Single Family_TRUE | 2.5gpm | 2.5gpmSingle Family_TRUE | 2.5gpmSingle Family_TRUE
Water_00006250 | SITE_02006 | Room_00024560 | Bathroom_1 | Bathroom | Bathtub | unknown |  |  |  | N/A | N/A | N/A | N/A | Unknown |  | N/A |  | N/A | WA | Single Family | Bathtub | 2513 | 2986.36 | Single Family | FALSE | FALSE |  |  |  | 0 | 0 | Single Family_FALSE | Single Family_FALSE | Single Family_ | Single Family_ | Single Family_ | unknown | unknownSingle Family_ | unknownSingle Family_FALSE
Water_00006251 | SITE_02007 | Room_00024567 | Bathroom_1 | Bathroom | Bathroom Faucet | 1.7689 | 1.7689 |  | 2 |  | N/A | N/A | N/A | Bag | 0.796 |  | 1.592 |  | WA | Single Family | Bathroom Faucet | 2514 | 2986.36 | Single Family | FALSE | FALSE |  |  |  | 5282.539 | 4754.2851 | Single Family_FALSE | Single Family_FALSE | Single Family_ | Single Family_ | Single Family_ | unknown | unknownSingle Family_ | unknownSingle Family_FALSE
Water_00006252 | SITE_02007 | Room_00024567 | Bathroom_1 | Bathroom | Shower / Bathtub combo with separate valve | 2.1233 | 2.1233 |  | 2.25 |  | All used about the same | Daily / Almost Daily | N/A | Bag | 0.8492 |  | 1.911 |  | WA | Single Family | Shower | 2514 | 2986.36 | Single Family | TRUE | TRUE | TRUE | TRUE | TRUE | 6341.0377 | 5706.934 | Single Family_TRUE | Single Family_TRUE | Single Family_TRUE | Single Family_TRUE | Single Family_TRUE | 2.5gpm | 2.5gpmSingle Family_TRUE | 2.5gpmSingle Family_TRUE
Water_00006253 | SITE_02007 | Room_00024568 | Kitchen_1 | Kitchen | Kitchen Faucet | 2.2 | 2.2111 | 2.2 | 2.5 |  | N/A | N/A | N/A | Bag | 0.796 |  | 1.99 |  | WA | Single Family | Kitchen Faucet | 2514 | 2986.36 | Single Family | FALSE | FALSE |  |  |  | 6569.992 | 5942.8564 | Single Family_FALSE | Single Family_FALSE | Single Family_ | Single Family_ | Single Family_ | unknown | unknownSingle Family_ | unknownSingle Family_FALSE
Water_00006254 | SITE_02007 | Room_00024576 | Bathroom_2 | Bathroom | Bathroom Faucet | 3.5378 | 3.5378 |  | 4 |  | N/A | N/A | N/A | Bag | 0.796 |  | 3.184 |  | WA | Single Family | Bathroom Faucet | 2514 | 2986.36 | Single Family | FALSE | FALSE |  |  |  | 10565.078 | 9508.5702 | Single Family_FALSE | Single Family_FALSE | Single Family_ | Single Family_ | Single Family_ | unknown | unknownSingle Family_ | unknownSingle Family_FALSE
Water_00006255 | SITE_02007 | Room_00024576 | Bathroom_2 | Bathroom | Shower | 2.8311 | 2.8311 |  | 3 |  | All used about the same | Daily / Almost Daily | N/A | Bag | 0.8492 |  | 2.548 |  | WA | Single Family | Shower | 2514 | 2986.36 | Single Family | TRUE | FALSE | TRUE | TRUE | TRUE | 8454.717 | 7609.2453 | Single Family_TRUE | Single Family_FALSE | Single Family_TRUE | Single Family_TRUE | Single Family_TRUE | gt2.5gpm | gt2.5gpmSingle Family_TRUE | gt2.5gpmSingle Family_TRUE
Water_00006256 | SITE_02008 | Room_00024580 | Bathroom_1 | Bathroom | Bathroom Faucet | 2.2 | 2.0344 | 2.2 | 2.3 |  | N/A | N/A | N/A | Bag | 0.796 |  | 1.831 |  | WA | Single Family | Bathroom Faucet | 2515 | 2986.36 | Single Family | FALSE | FALSE |  |  |  | 6569.992 | 5468.0252 | Single Family_FALSE | Single Family_FALSE | Single Family_ | Single Family_ | Single Family_ | unknown | unknownSingle Family_ | unknownSingle Family_FALSE
Water_00006257 | SITE_02008 | Room_00024580 | Bathroom_1 | Bathroom | Shower / Bathtub combo with separate valve | 2.3589 | 2.3589 |  | 2.5 |  | Secondary | A few times per year | N/A | Bag | 0.8492 |  | 2.123 |  | WA | Single Family | Shower | 2515 | 2986.36 | Single Family | TRUE | TRUE | TRUE | TRUE | TRUE | 7044.4914 | 6340.0423 | Single Family_TRUE | Single Family_TRUE | Single Family_TRUE | Single Family_TRUE | Single Family_TRUE | 2.5gpm | 2.5gpmSingle Family_TRUE | 2.5gpmSingle Family_TRUE
Water_00006258 | SITE_02008 | Room_00024584 | Bathroom_2 | Bathroom | Shower | 2.5 | 2.3589 | 2.5 | 2.5 |  | Primary | Unknown | N/A | Bag | 0.8492 |  | 2.123 |  | WA | Single Family | Shower | 2515 | 2986.36 | Single Family | TRUE | FALSE | TRUE | TRUE | TRUE | 7465.9 | 6340.0423 | Single Family_TRUE | Single Family_FALSE | Single Family_TRUE | Single Family_TRUE | Single Family_TRUE | 2.5gpm | 2.5gpmSingle Family_TRUE | 2.5gpmSingle Family_TRUE
Water_00006259 | SITE_02008 | Room_00024584 | Bathroom_2 | Bathroom | Bathroom Faucet | 2.2 | 1.9456 | 2.2 | 2.2 |  | N/A | N/A | N/A | Bag | 0.796 |  | 1.751 |  | WA | Single Family | Bathroom Faucet | 2515 | 2986.36 | Single Family | FALSE | FALSE |  |  |  | 6569.992 | 5229.1164 | Single Family_FALSE | Single Family_FALSE | Single Family_ | Single Family_ | Single Family_ | unknown | unknownSingle Family_ | unknownSingle Family_FALSE
Water_00006260 | SITE_02008 | Room_00024586 | Kitchen_1 | Kitchen | Kitchen Faucet | 2 | 2.2111 | 2 | 2.5 |  | N/A | N/A | N/A | Bag | 0.796 |  | 1.99 |  | WA | Single Family | Kitchen Faucet | 2515 | 2986.36 | Single Family | FALSE | FALSE |  |  |  | 5972.72 | 5942.8564 | Single Family_FALSE | Single Family_FALSE | Single Family_ | Single Family_ | Single Family_ | unknown | unknownSingle Family_ | unknownSingle Family_FALSE
Water_00006261 | SITE_02008 | Room_00024597 | Bathroom_6 | Bathroom | Bathroom Faucet | 2.2 | 2.0344 | 2.2 | 2.3 |  | N/A | N/A | N/A | Bag | 0.796 |  | 1.831 |  | WA | Single Family | Bathroom Faucet | 2515 | 2986.36 | Single Family | FALSE | FALSE |  |  |  | 6569.992 | 5468.0252 | Single Family_FALSE | Single Family_FALSE | Single Family_ | Single Family_ | Single Family_ | unknown | unknownSingle Family_ | unknownSingle Family_FALSE
Water_00006262 | SITE_02008 | Room_00024597 | Bathroom_6 | Bathroom | Shower | 2.5478 | 2.5478 |  | 2.7 |  | Secondary | A few times per year | N/A | Bag | 0.8492 |  | 2.293 |  | WA | Single Family | Shower | 2515 | 2986.36 | Single Family | TRUE | FALSE | TRUE | TRUE | TRUE | 7608.5816 | 6847.7235 | Single Family_TRUE | Single Family_FALSE | Single Family_TRUE | Single Family_TRUE | Single Family_TRUE | gt2.5gpm | gt2.5gpmSingle Family_TRUE | gt2.5gpmSingle Family_TRUE
Water_00006263 | SITE_02009 | Room_00024599 | Kitchen_1 | Kitchen | Kitchen Faucet | unknown |  |  | 3.5 |  | N/A | N/A | N/A | Unknown |  | N/A |  | N/A | WA | Single Family | Kitchen Faucet | 2516 | 2986.36 | Single Family | FALSE | FALSE |  |  |  | 0 | 0 | Single Family_FALSE | Single Family_FALSE | Single Family_ | Single Family_ | Single Family_ | unknown | unknownSingle Family_ | unknownSingle Family_FALSE
Water_00006264 | SITE_02009 | Room_00024605 | Bathroom_1 | Bathroom | Shower | unknown |  |  | 2.5 |  | Primary | Daily / Almost Daily | N/A | Unknown |  | N/A |  | N/A | WA | Single Family | Shower | 2516 | 2986.36 | Single Family | TRUE | FALSE | FALSE | FALSE | FALSE | 0 | 0 | Single Family_TRUE | Single Family_FALSE | Single Family_FALSE | Single Family_FALSE | Single Family_FALSE | unknown | unknownSingle Family_FALSE | unknownSingle Family_TRUE
Water_00006265 | SITE_02009 | Room_00024605 | Bathroom_1 | Bathroom | Kitchen Faucet | unknown |  |  | 3 |  | N/A | N/A | N/A | Unknown |  | N/A |  | N/A | WA | Single Family | Kitchen Faucet | 2516 | 2986.36 | Single Family | FALSE | FALSE |  |  |  | 0 | 0 | Single Family_FALSE | Single Family_FALSE | Single Family_ | Single Family_ | Single Family_ | unknown | unknownSingle Family_ | unknownSingle Family_FALSE
Water_00006266 | SITE_02009 | Room_00024606 | Bathroom_2 | Bathroom | Kitchen Faucet | unknown |  |  | 1.5 |  | N/A | N/A | N/A | Unknown |  | N/A |  | N/A | WA | Single Family | Kitchen Faucet | 2516 | 2986.36 | Single Family | FALSE | FALSE |  |  |  | 0 | 0 | Single Family_FALSE | Single Family_FALSE | Single Family_ | Single Family_ | Single Family_ | unknown | unknownSingle Family_ | unknownSingle Family_FALSE
Water_00006267 | SITE_02009 | Room_00024606 | Bathroom_2 | Bathroom | Shower | unknown |  |  | 3.5 |  | All used about the same | Daily / Almost Daily | N/A | Unknown |  | N/A |  | N/A | WA | Single Family | Shower | 2516 | 2986.36 | Single Family | TRUE | FALSE | FALSE | FALSE | FALSE | 0 | 0 | Single Family_TRUE | Single Family_FALSE | Single Family_FALSE | Single Family_FALSE | Single Family_FALSE | unknown | unknownSingle Family_FALSE | unknownSingle Family_TRUE
Water_00006268 | SITE_02010 | Room_00024613 | Kitchen_1 | Kitchen | Kitchen Faucet | 1.5 | 1.5922 | 1.5 | 1.8 |  | N/A | N/A | N/A | Bag | 0.796 |  | 1.433 |  | WA | Single Family | Kitchen Faucet | 2517 | 2986.36 | Single Family | FALSE | FALSE |  |  |  | 4479.54 | 4279.4539 | Single Family_FALSE | Single Family_FALSE | Single Family_ | Single Family_ | Single Family_ | unknown | unknownSingle Family_ | unknownSingle Family_FALSE
Water_00006269 | SITE_02010 | Room_00024617 | Bathroom_1 | Bathroom | Shower / Bathtub combo with diverter valve | 2.5 | 2.3589 | 2.5 | 2.5 |  | Primary | Daily / Almost Daily | N/A | Bag | 0.8492 |  | 2.123 |  | WA | Single Family | Shower | 2517 | 2986.36 | Single Family | TRUE | TRUE | TRUE | TRUE | TRUE | 7465.9 | 6340.0423 | Single Family_TRUE | Single Family_TRUE | Single Family_TRUE | Single Family_TRUE | Single Family_TRUE | 2.5gpm | 2.5gpmSingle Family_TRUE | 2.5gpmSingle Family_TRUE
Water_00006270 | SITE_02010 | Room_00024617 | Bathroom_1 | Bathroom | Bathroom Faucet | 1.5 | 1.3267 | 1.5 | 1.5 |  | N/A | N/A | N/A | Bag | 0.796 |  | 1.194 |  | WA | Single Family | Bathroom Faucet | 2517 | 2986.36 | Single Family | FALSE | FALSE |  |  |  | 4479.54 | 3565.7138 | Single Family_FALSE | Single Family_FALSE | Single Family_ | Single Family_ | Single Family_ | unknown | unknownSingle Family_ | unknownSingle Family_FALSE
Water_00006271 | SITE_02012 | Room_00024654 | Kitchen_2 | Kitchen | Kitchen Faucet | 2 | 2.6533 | 2 | 3 |  | N/A | N/A | N/A | Bag | 0.796 |  | 2.388 |  | WA | Manufactured | Kitchen Faucet | 2519 | 1313.97 | Manufactured | FALSE | FALSE |  |  |  | 2627.94 | 3137.7604 | Manufactured_FALSE | Manufactured_FALSE | Manufactured_ | Manufactured_ | Manufactured_ | unknown | unknownManufactured_ | unknownManufactured_FALSE
Water_00006272 | SITE_02012 | Room_00024657 | Bathroom_6 | Bathroom | Bathroom Faucet | 2 | 2.83 | 2 | 3.2 |  | N/A | N/A | N/A | Bag | 0.796 |  | 2.547 |  | WA | Manufactured | Bathroom Faucet | 2519 | 1313.97 | Manufactured | FALSE | FALSE |  |  |  | 2627.94 | 3346.6816 | Manufactured_FALSE | Manufactured_FALSE | Manufactured_ | Manufactured_ | Manufactured_ | unknown | unknownManufactured_ | unknownManufactured_FALSE
Water_00006273 | SITE_02012 | Room_00024657 | Bathroom_6 | Bathroom | Bathroom Faucet | 2 | 2.83 | 2 | 3.2 |  | N/A | N/A | N/A | Bag | 0.796 |  | 2.547 |  | WA | Manufactured | Bathroom Faucet | 2519 | 1313.97 | Manufactured | FALSE | FALSE |  |  |  | 2627.94 | 3346.6816 | Manufactured_FALSE | Manufactured_FALSE | Manufactured_ | Manufactured_ | Manufactured_ | unknown | unknownManufactured_ | unknownManufactured_FALSE
Water_00006274 | SITE_02012 | Room_00024657 | Bathroom_6 | Bathroom | Bathtub | unknown |  |  |  | N/A | N/A | N/A | N/A | Unknown |  | N/A |  | N/A | WA | Manufactured | Bathtub | 2519 | 1313.97 | Manufactured | FALSE | FALSE |  |  |  | 0 | 0 | Manufactured_FALSE | Manufactured_FALSE | Manufactured_ | Manufactured_ | Manufactured_ | unknown | unknownManufactured_ | unknownManufactured_FALSE
Water_00006275 | SITE_02012 | Room_00024657 | Bathroom_6 | Bathroom | Shower | unknown |  |  |  | Unknown | Unknown | A few times per year | Cant access | Bag | 0.8492 |  |  | Unknown | WA | Manufactured | Shower | 2519 | 1313.97 | Manufactured | TRUE | FALSE | FALSE | FALSE | FALSE | 0 | 0 | Manufactured_TRUE | Manufactured_FALSE | Manufactured_FALSE | Manufactured_FALSE | Manufactured_FALSE | unknown | unknownManufactured_FALSE | unknownManufactured_TRUE
Water_00006276 | SITE_02012 | Room_00024664 | Bathroom_1 | Bathroom | Bathroom Faucet | 2 | 3.8033 | 2 | 4.3 |  | N/A | N/A | N/A | Bag | 0.796 |  | 3.423 |  | WA | Manufactured | Bathroom Faucet | 2519 | 1313.97 | Manufactured | FALSE | FALSE |  |  |  | 2627.94 | 4497.7193 | Manufactured_FALSE | Manufactured_FALSE | Manufactured_ | Manufactured_ | Manufactured_ | unknown | unknownManufactured_ | unknownManufactured_FALSE
Water_00006277 | SITE_02012 | Room_00024664 | Bathroom_1 | Bathroom | Shower / Bathtub combo with diverter valve | 1.4156 | 1.4156 |  | 1.5 |  | Primary | Daily / Almost Daily | N/A | Bag | 0.8492 |  | 1.274 |  | WA | Manufactured | Shower | 2519 | 1313.97 | Manufactured | TRUE | TRUE | TRUE | TRUE | TRUE | 1859.9975 | 1673.9978 | Manufactured_TRUE | Manufactured_TRUE | Manufactured_TRUE | Manufactured_TRUE | Manufactured_TRUE | <1.5gpm | <1.5gpmManufactured_TRUE | <1.5gpmManufactured_TRUE
Water_00006278 | SITE_02013 | Room_00024669 | Kitchen_1 | Kitchen | Kitchen Faucet | unknown |  |  | 2.3 |  | N/A | N/A | N/A | Unknown |  | N/A |  | N/A | WA | Single Family | Kitchen Faucet | 2520 | 2986.36 | Single Family | FALSE | FALSE |  |  |  | 0 | 0 | Single Family_FALSE | Single Family_FALSE | Single Family_ | Single Family_ | Single Family_ | unknown | unknownSingle Family_ | unknownSingle Family_FALSE
Water_00006279 | SITE_02013 | Room_00024671 | Bathroom_1 | Bathroom | Bathroom Faucet | unknown |  |  | 1.6 |  | N/A | N/A | N/A | Unknown |  | N/A |  | N/A | WA | Single Family | Bathroom Faucet | 2520 | 2986.36 | Single Family | FALSE | FALSE |  |  |  | 0 | 0 | Single Family_FALSE | Single Family_FALSE | Single Family_ | Single Family_ | Single Family_ | unknown | unknownSingle Family_ | unknownSingle Family_FALSE
Water_00006280 | SITE_02013 | Room_00024678 | Bedroom_8 | Bedroom | Bathroom Faucet | 1.2 | 1.3267 | 1.2 | 1.5 |  | N/A | N/A | N/A | Bag | 0.796 |  | 1.194 |  | WA | Single Family | Bathroom Faucet | 2520 | 2986.36 | Single Family | FALSE | FALSE |  |  |  | 3583.632 | 3565.7138 | Single Family_FALSE | Single Family_FALSE | Single Family_ | Single Family_ | Single Family_ | unknown | unknownSingle Family_ | unknownSingle Family_FALSE
Water_00006281 | SITE_02013 | Room_00024678 | Bedroom_8 | Bedroom | Bathroom Faucet | 2.2 | 2.2111 | 2.2 | 2.5 |  | N/A | N/A | N/A | Bag | 0.796 |  | 1.99 |  | WA | Single Family | Bathroom Faucet | 2520 | 2986.36 | Single Family | FALSE | FALSE |  |  |  | 6569.992 | 5942.8564 | Single Family_FALSE | Single Family_FALSE | Single Family_ | Single Family_ | Single Family_ | unknown | unknownSingle Family_ | unknownSingle Family_FALSE
Water_00006282 | SITE_02013 | Room_00024679 | Bathroom_6 | Bathroom | Shower | 1.8 | 1.8644 | 1.8 | 1.8 |  | Secondary | Daily / Almost Daily | N/A | Weir | 0.932 |  | 1.678 |  | WA | Single Family | Shower | 2520 | 2986.36 | Single Family | TRUE | FALSE | TRUE | TRUE | TRUE | 5375.448 | 5011.1121 | Single Family_TRUE | Single Family_FALSE | Single Family_TRUE | Single Family_TRUE | Single Family_TRUE | 1.8gpm | 1.8gpmSingle Family_TRUE | 1.8gpmSingle Family_TRUE
Water_00006283 | SITE_02013 | Room_00024680 | Bathroom_7 | Bathroom | Bathroom Faucet | 2.2 | 1.5922 | 2.2 | 1.8 |  | N/A | N/A | N/A | Bag | 0.796 |  | 1.433 |  | WA | Single Family | Bathroom Faucet | 2520 | 2986.36 | Single Family | FALSE | FALSE |  |  |  | 6569.992 | 4279.4539 | Single Family_FALSE | Single Family_FALSE | Single Family_ | Single Family_ | Single Family_ | unknown | unknownSingle Family_ | unknownSingle Family_FALSE
Water_00006284 | SITE_02013 | Room_00024680 | Bathroom_7 | Bathroom | Shower / Bathtub combo with diverter valve | unknown |  |  |  | Unknown | Primary | Daily / Almost Daily | Lots of stuff in tub, cant turn on shower | Weir | 0.932 |  |  | Unknown | WA | Single Family | Shower | 2520 | 2986.36 | Single Family | TRUE | TRUE | FALSE | FALSE | FALSE | 0 | 0 | Single Family_TRUE | Single Family_TRUE | Single Family_FALSE | Single Family_FALSE | Single Family_FALSE | unknown | unknownSingle Family_FALSE | unknownSingle Family_TRUE
Water_00006285 | SITE_02016 | Room_00024715 | Hall_1 | Hall | Kitchen Faucet | 2.2 |  | 2.2 | 1.5 |  | N/A | N/A | N/A | Unknown |  | N/A |  | N/A | WA | Single Family | Kitchen Faucet | 2523 | 2986.36 | Single Family | FALSE | FALSE |  |  |  | 6569.992 | 0 | Single Family_FALSE | Single Family_FALSE | Single Family_ | Single Family_ | Single Family_ | unknown | unknownSingle Family_ | unknownSingle Family_FALSE
Water_00006286 | SITE_02016 | Room_00024716 | Bathroom_1 | Bathroom | Bathroom Faucet | 2.2 | 1.3267 | 2.2 | 1.5 |  | N/A | N/A | N/A | Bag | 0.796 |  | 1.194 |  | WA | Single Family | Bathroom Faucet | 2523 | 2986.36 | Single Family | FALSE | FALSE |  |  |  | 6569.992 | 3565.7138 | Single Family_FALSE | Single Family_FALSE | Single Family_ | Single Family_ | Single Family_ | unknown | unknownSingle Family_ | unknownSingle Family_FALSE
Water_00006287 | SITE_02016 | Room_00024717 | Kitchen_1 | Kitchen | Kitchen Faucet | unknown |  |  | 1.2 |  | N/A | N/A | N/A | Unknown |  | N/A |  | N/A | WA | Single Family | Kitchen Faucet | 2523 | 2986.36 | Single Family | FALSE | FALSE |  |  |  | 0 | 0 | Single Family_FALSE | Single Family_FALSE | Single Family_ | Single Family_ | Single Family_ | unknown | unknownSingle Family_ | unknownSingle Family_FALSE
Water_00006288 | SITE_02016 | Room_00024722 | Bathroom_2 | Bathroom | Bathtub | unknown |  |  |  | N/A | N/A | N/A | N/A | Unknown |  | N/A |  | N/A | WA | Single Family | Bathtub | 2523 | 2986.36 | Single Family | FALSE | FALSE |  |  |  | 0 | 0 | Single Family_FALSE | Single Family_FALSE | Single Family_ | Single Family_ | Single Family_ | unknown | unknownSingle Family_ | unknownSingle Family_FALSE
Water_00006289 | SITE_02016 | Room_00024722 | Bathroom_2 | Bathroom | Bathroom Faucet | 2.2 | 1.9456 | 2.2 | 2.2 |  | N/A | N/A | N/A | Bag | 0.796 |  | 1.751 |  | WA | Single Family | Bathroom Faucet | 2523 | 2986.36 | Single Family | FALSE | FALSE |  |  |  | 6569.992 | 5229.1164 | Single Family_FALSE | Single Family_FALSE | Single Family_ | Single Family_ | Single Family_ | unknown | unknownSingle Family_ | unknownSingle Family_FALSE
Water_00006290 | SITE_02016 | Room_00024722 | Bathroom_2 | Bathroom | Bathroom Faucet | 2.2 | 1.7689 | 2.2 | 2 |  | N/A | N/A | N/A | Bag | 0.796 |  | 1.592 |  | WA | Single Family | Bathroom Faucet | 2523 | 2986.36 | Single Family | FALSE | FALSE |  |  |  | 6569.992 | 4754.2851 | Single Family_FALSE | Single Family_FALSE | Single Family_ | Single Family_ | Single Family_ | unknown | unknownSingle Family_ | unknownSingle Family_FALSE
Water_00006291 | SITE_02016 | Room_00024722 | Bathroom_2 | Bathroom | Shower | 2 | 1.0356 | 2 | 1 |  | Primary | Daily / Almost Daily | N/A | Weir | 0.932 |  | 0.932 |  | WA | Single Family | Shower | 2523 | 2986.36 | Single Family | TRUE | FALSE | TRUE | TRUE | TRUE | 5972.72 | 2783.2875 | Single Family_TRUE | Single Family_FALSE | Single Family_TRUE | Single Family_TRUE | Single Family_TRUE | 2.0gpm | 2.0gpmSingle Family_TRUE | 2.0gpmSingle Family_TRUE
Water_00006292 | SITE_02016 | Room_00024724 | Bathroom_3 | Bathroom | Bathroom Faucet | 2.2 | 1.3267 | 2.2 | 1.5 |  | N/A | N/A | N/A | Bag | 0.796 |  | 1.194 |  | WA | Single Family | Bathroom Faucet | 2523 | 2986.36 | Single Family | FALSE | FALSE |  |  |  | 6569.992 | 3565.7138 | Single Family_FALSE | Single Family_FALSE | Single Family_ | Single Family_ | Single Family_ | unknown | unknownSingle Family_ | unknownSingle Family_FALSE
Water_00006293 | SITE_02016 | Room_00024724 | Bathroom_3 | Bathroom | Shower | 1.0356 | 1.0356 |  | 1 |  | Secondary | A few times per year | N/A | Weir | 0.932 |  | 0.932 |  | WA | Single Family | Shower | 2523 | 2986.36 | Single Family | TRUE | FALSE | TRUE | TRUE | TRUE | 3092.5417 | 2783.2875 | Single Family_TRUE | Single Family_FALSE | Single Family_TRUE | Single Family_TRUE | Single Family_TRUE | <1.5gpm | <1.5gpmSingle Family_TRUE | <1.5gpmSingle Family_TRUE
Water_00006294 | SITE_02016 | Room_00024724 | Bathroom_3 | Bathroom | Bathtub | unknown |  |  |  | N/A | N/A | N/A | N/A | Unknown |  | N/A |  | N/A | WA | Single Family | Bathtub | 2523 | 2986.36 | Single Family | FALSE | FALSE |  |  |  | 0 | 0 | Single Family_FALSE | Single Family_FALSE | Single Family_ | Single Family_ | Single Family_ | unknown | unknownSingle Family_ | unknownSingle Family_FALSE
Water_00006295 | SITE_02018 | Room_00024744 | Bathroom_1 | Bathroom | Bathroom Faucet | 2 | 1.7689 | 2 | 2 |  | N/A | N/A | N/A | Bag | 0.796 |  | 1.592 |  | WA | Single Family | Bathroom Faucet | 2525 | 2986.36 | Single Family | FALSE | FALSE |  |  |  | 5972.72 | 4754.2851 | Single Family_FALSE | Single Family_FALSE | Single Family_ | Single Family_ | Single Family_ | unknown | unknownSingle Family_ | unknownSingle Family_FALSE
Water_00006296 | SITE_02018 | Room_00024744 | Bathroom_1 | Bathroom | Shower | 1.4156 | 1.4156 |  | 1.5 |  | Never / rarely used | A few times per year | N/A | Bag | 0.8492 |  | 1.274 |  | WA | Single Family | Shower | 2525 | 2986.36 | Single Family | TRUE | FALSE | TRUE | TRUE | TRUE | 4227.3585 | 3804.6226 | Single Family_TRUE | Single Family_FALSE | Single Family_TRUE | Single Family_TRUE | Single Family_TRUE | <1.5gpm | <1.5gpmSingle Family_TRUE | <1.5gpmSingle Family_TRUE
Water_00006297 | SITE_02018 | Room_00024747 | Kitchen_1 | Kitchen | Kitchen Faucet | 2 | 1.7689 | 2 | 2 |  | N/A | N/A | N/A | Bag | 0.796 |  | 1.592 |  | WA | Single Family | Kitchen Faucet | 2525 | 2986.36 | Single Family | FALSE | FALSE |  |  |  | 5972.72 | 4754.2851 | Single Family_FALSE | Single Family_FALSE | Single Family_ | Single Family_ | Single Family_ | unknown | unknownSingle Family_ | unknownSingle Family_FALSE
Water_00006298 | SITE_02018 | Room_00024752 | Bathroom_2 | Bathroom | Bathroom Faucet | 2.6533 | 2.6533 |  | 3 |  | N/A | N/A | N/A | Bag | 0.796 |  | 2.388 |  | WA | Single Family | Bathroom Faucet | 2525 | 2986.36 | Single Family | FALSE | FALSE |  |  |  | 7923.8085 | 7131.4277 | Single Family_FALSE | Single Family_FALSE | Single Family_ | Single Family_ | Single Family_ | unknown | unknownSingle Family_ | unknownSingle Family_FALSE
Water_00006299 | SITE_02018 | Room_00024752 | Bathroom_2 | Bathroom | Shower / Bathtub combo with diverter valve | 1.8867 | 1.8867 |  | 2 |  | Never / rarely used | A few times per year | N/A | Bag | 0.8492 |  | 1.698 |  | WA | Single Family | Shower | 2525 | 2986.36 | Single Family | TRUE | TRUE | TRUE | TRUE | TRUE | 5634.2659 | 5070.8393 | Single Family_TRUE | Single Family_TRUE | Single Family_TRUE | Single Family_TRUE | Single Family_TRUE | 2.0gpm | 2.0gpmSingle Family_TRUE | 2.0gpmSingle Family_TRUE
Water_00006300 | SITE_02018 | Room_00024755 | Bathroom_3 | Bathroom | Bathroom Faucet | 2.2 | 1.7689 | 2.2 | 2 |  | N/A | N/A | N/A | Bag | 0.796 |  | 1.592 |  | WA | Single Family | Bathroom Faucet | 2525 | 2986.36 | Single Family | FALSE | FALSE |  |  |  | 6569.992 | 4754.2851 | Single Family_FALSE | Single Family_FALSE | Single Family_ | Single Family_ | Single Family_ | unknown | unknownSingle Family_ | unknownSingle Family_FALSE
Water_00006301 | SITE_02018 | Room_00024755 | Bathroom_3 | Bathroom | Shower | 2.0756 | 2.0756 |  | 2.2 |  | Primary | Daily / Almost Daily | N/A | Bag | 0.8492 |  | 1.868 |  | WA | Single Family | Shower | 2525 | 2986.36 | Single Family | TRUE | FALSE | TRUE | TRUE | TRUE | 6198.3561 | 5578.5205 | Single Family_TRUE | Single Family_FALSE | Single Family_TRUE | Single Family_TRUE | Single Family_TRUE | 2.5gpm | 2.5gpmSingle Family_TRUE | 2.5gpmSingle Family_TRUE
Water_00006302 | SITE_02019 | Room_00024768 | Bathroom_1 | Bathroom | Bathroom Faucet | 1.3267 | 1.3267 |  | 1.5 |  | N/A | N/A | N/A | Bag | 0.796 |  | 1.194 |  | WA | Single Family | Bathroom Faucet | 2526 | 2986.36 | Single Family | FALSE | FALSE |  |  |  | 3961.9043 | 3565.7138 | Single Family_FALSE | Single Family_FALSE | Single Family_ | Single Family_ | Single Family_ | unknown | unknownSingle Family_ | unknownSingle Family_FALSE
Water_00006303 | SITE_02019 | Room_00024768 | Bathroom_1 | Bathroom | Shower / Bathtub combo with diverter valve | 1.75 | 2.2644 | 1.75 | 2.4 |  | Never / rarely used | A few times per year | N/A | Bag | 0.8492 |  | 2.038 |  | WA | Single Family | Shower | 2526 | 2986.36 | Single Family | TRUE | TRUE | TRUE | TRUE | TRUE | 5226.13 | 6086.2017 | Single Family_TRUE | Single Family_TRUE | Single Family_TRUE | Single Family_TRUE | Single Family_TRUE | 1.8gpm | 1.8gpmSingle Family_TRUE | 1.8gpmSingle Family_TRUE
Water_00006304 | SITE_02019 | Room_00024773 | Bathroom_2 | Bathroom | Shower / Bathtub combo with diverter valve | 1.75 | 2.8311 | 1.75 | 3 |  | Secondary | A few times per month | N/A | Bag | 0.8492 |  | 2.548 |  | WA | Single Family | Shower | 2526 | 2986.36 | Single Family | TRUE | TRUE | TRUE | TRUE | TRUE | 5226.13 | 7609.2453 | Single Family_TRUE | Single Family_TRUE | Single Family_TRUE | Single Family_TRUE | Single Family_TRUE | 1.8gpm | 1.8gpmSingle Family_TRUE | 1.8gpmSingle Family_TRUE
Water_00006305 | SITE_02019 | Room_00024773 | Bathroom_2 | Bathroom | Bathroom Faucet | 1.7689 | 1.7689 |  | 2 |  | N/A | N/A | N/A | Bag | 0.796 |  | 1.592 |  | WA | Single Family | Bathroom Faucet | 2526 | 2986.36 | Single Family | FALSE | FALSE |  |  |  | 5282.539 | 4754.2851 | Single Family_FALSE | Single Family_FALSE | Single Family_ | Single Family_ | Single Family_ | unknown | unknownSingle Family_ | unknownSingle Family_FALSE
Water_00006306 | SITE_02019 | Room_00024774 | Kitchen_1 | Kitchen | Kitchen Faucet | 1.5 | 1.5033 | 1.5 | 1.7 |  | N/A | N/A | N/A | Bag | 0.796 |  | 1.353 |  | WA | Single Family | Kitchen Faucet | 2526 | 2986.36 | Single Family | FALSE | FALSE |  |  |  | 4479.54 | 4040.5451 | Single Family_FALSE | Single Family_FALSE | Single Family_ | Single Family_ | Single Family_ | unknown | unknownSingle Family_ | unknownSingle Family_FALSE
Water_00006307 | SITE_02019 | Room_00024777 | Bathroom_3 | Bathroom | Bathroom Faucet | 1.7689 | 1.7689 |  | 2 |  | N/A | N/A | N/A | Bag | 0.796 |  | 1.592 |  | WA | Single Family | Bathroom Faucet | 2526 | 2986.36 | Single Family | FALSE | FALSE |  |  |  | 5282.539 | 4754.2851 | Single Family_FALSE | Single Family_FALSE | Single Family_ | Single Family_ | Single Family_ | unknown | unknownSingle Family_ | unknownSingle Family_FALSE
Water_00006308 | SITE_02019 | Room_00024777 | Bathroom_3 | Bathroom | Bathroom Faucet | 1.7689 | 1.7689 |  | 2 |  | N/A | N/A | N/A | Bag | 0.796 |  | 1.592 |  | WA | Single Family | Bathroom Faucet | 2526 | 2986.36 | Single Family | FALSE | FALSE |  |  |  | 5282.539 | 4754.2851 | Single Family_FALSE | Single Family_FALSE | Single Family_ | Single Family_ | Single Family_ | unknown | unknownSingle Family_ | unknownSingle Family_FALSE
Water_00006309 | SITE_02019 | Room_00024777 | Bathroom_3 | Bathroom | Shower | 1.75 | 2.3589 | 1.75 | 2.5 |  | Primary | Daily / Almost Daily | N/A | Bag | 0.8492 |  | 2.123 |  | WA | Single Family | Shower | 2526 | 2986.36 | Single Family | TRUE | FALSE | TRUE | TRUE | TRUE | 5226.13 | 6340.0423 | Single Family_TRUE | Single Family_FALSE | Single Family_TRUE | Single Family_TRUE | Single Family_TRUE | 1.8gpm | 1.8gpmSingle Family_TRUE | 1.8gpmSingle Family_TRUE
Water_00006310 | SITE_02021 | Room_00024798 | Bathroom_1 | Bathroom | Bathroom Faucet | 1.3267 | 1.3267 |  | 1.5 |  | N/A | N/A | N/A | Bag | 0.796 |  | 1.194 |  | WA | Single Family | Bathroom Faucet | 2528 | 2986.36 | Single Family | FALSE | FALSE |  |  |  | 3961.9043 | 3565.7138 | Single Family_FALSE | Single Family_FALSE | Single Family_ | Single Family_ | Single Family_ | unknown | unknownSingle Family_ | unknownSingle Family_FALSE
Water_00006311 | SITE_02021 | Room_00024801 | Bathroom_2 | Bathroom | Bathroom Faucet | 1.5 | 1.7689 | 1.5 | 2 |  | N/A | N/A | N/A | Bag | 0.796 |  | 1.592 |  | WA | Single Family | Bathroom Faucet | 2528 | 2986.36 | Single Family | FALSE | FALSE |  |  |  | 4479.54 | 4754.2851 | Single Family_FALSE | Single Family_FALSE | Single Family_ | Single Family_ | Single Family_ | unknown | unknownSingle Family_ | unknownSingle Family_FALSE
Water_00006312 | SITE_02021 | Room_00024801 | Bathroom_2 | Bathroom | Shower / Bathtub combo with diverter valve | 1.5533 | 1.5533 |  | 1.5 |  | Primary | Daily / Almost Daily | N/A | Weir | 0.932 |  | 1.398 |  | WA | Single Family | Shower | 2528 | 2986.36 | Single Family | TRUE | TRUE | TRUE | TRUE | TRUE | 4638.8125 | 4174.9313 | Single Family_TRUE | Single Family_TRUE | Single Family_TRUE | Single Family_TRUE | Single Family_TRUE | 1.8gpm | 1.8gpmSingle Family_TRUE | 1.8gpmSingle Family_TRUE
Water_00006313 | SITE_02021 | Room_00024805 | Kitchen_1 | Kitchen | Kitchen Faucet | 1.5 |  | 1.5 | 1.5 |  | N/A | N/A | N/A | Unknown |  | N/A |  | N/A | WA | Single Family | Kitchen Faucet | 2528 | 2986.36 | Single Family | FALSE | FALSE |  |  |  | 4479.54 | 0 | Single Family_FALSE | Single Family_FALSE | Single Family_ | Single Family_ | Single Family_ | unknown | unknownSingle Family_ | unknownSingle Family_FALSE
Water_00006314 | SITE_02024 | Room_00024837 | Kitchen_1 | Kitchen | Kitchen Faucet | 1.3267 | 1.3267 |  | 1.5 |  | N/A | N/A | N/A | Bag | 0.796 |  | 1.194 |  | WA | Single Family | Kitchen Faucet | 2531 | 2986.36 | Single Family | FALSE | FALSE |  |  |  | 3961.9043 | 3565.7138 | Single Family_FALSE | Single Family_FALSE | Single Family_ | Single Family_ | Single Family_ | unknown | unknownSingle Family_ | unknownSingle Family_FALSE
Water_00006315 | SITE_02024 | Room_00024842 | Bathroom_1 | Bathroom | Bathroom Faucet | unknown |  |  | 1.5 |  | N/A | N/A | N/A | Unknown |  | N/A |  | N/A | WA | Single Family | Bathroom Faucet | 2531 | 2986.36 | Single Family | FALSE | FALSE |  |  |  | 0 | 0 | Single Family_FALSE | Single Family_FALSE | Single Family_ | Single Family_ | Single Family_ | unknown | unknownSingle Family_ | unknownSingle Family_FALSE
Water_00006316 | SITE_02024 | Room_00024842 | Bathroom_1 | Bathroom | Shower | 2.5 |  | 2.5 | 2.5 |  | Primary | Daily / Almost Daily | N/A | Unknown |  | N/A |  | N/A | WA | Single Family | Shower | 2531 | 2986.36 | Single Family | TRUE | FALSE | TRUE | FALSE | FALSE | 7465.9 | 0 | Single Family_TRUE | Single Family_FALSE | Single Family_TRUE | Single Family_FALSE | Single Family_FALSE | unknown | unknownSingle Family_FALSE | unknownSingle Family_TRUE
Water_00006317 | SITE_02025 | Room_00024847 | Kitchen_1 | Kitchen | Kitchen Faucet | unknown |  |  | 1.5 |  | N/A | N/A | N/A | Unknown |  | N/A |  | N/A | WA | Single Family | Kitchen Faucet | 2532 | 2986.36 | Single Family | FALSE | FALSE |  |  |  | 0 | 0 | Single Family_FALSE | Single Family_FALSE | Single Family_ | Single Family_ | Single Family_ | unknown | unknownSingle Family_ | unknownSingle Family_FALSE
Water_00006318 | SITE_02025 | Room_00024850 | Bathroom_1 | Bathroom | Bathroom Faucet | 1.0611 | 1.0611 |  | 1.2 |  | N/A | N/A | N/A | Bag | 0.796 |  | 0.955 |  | WA | Single Family | Bathroom Faucet | 2532 | 2986.36 | Single Family | FALSE | FALSE |  |  |  | 3168.8598 | 2851.9738 | Single Family_FALSE | Single Family_FALSE | Single Family_ | Single Family_ | Single Family_ | unknown | unknownSingle Family_ | unknownSingle Family_FALSE
Water_00006319 | SITE_02025 | Room_00024850 | Bathroom_1 | Bathroom | Shower / Bathtub combo with diverter valve | 2.5 | 2.5889 | 2.5 | 2.5 |  | Secondary | A few times per year | N/A | Weir | 0.932 |  | 2.33 |  | WA | Single Family | Shower | 2532 | 2986.36 | Single Family | TRUE | TRUE | TRUE | TRUE | TRUE | 7465.9 | 6958.2188 | Single Family_TRUE | Single Family_TRUE | Single Family_TRUE | Single Family_TRUE | Single Family_TRUE | 2.5gpm | 2.5gpmSingle Family_TRUE | 2.5gpmSingle Family_TRUE
Water_00006320 | SITE_02025 | Room_00024852 | Bathroom_2 | Bathroom | Bathroom Faucet | 1.3267 | 1.3267 |  | 1.5 |  | N/A | N/A | N/A | Bag | 0.796 |  | 1.194 |  | WA | Single Family | Bathroom Faucet | 2532 | 2986.36 | Single Family | FALSE | FALSE |  |  |  | 3961.9043 | 3565.7138 | Single Family_FALSE | Single Family_FALSE | Single Family_ | Single Family_ | Single Family_ | unknown | unknownSingle Family_ | unknownSingle Family_FALSE
Water_00006321 | SITE_02025 | Room_00024852 | Bathroom_2 | Bathroom | Shower | 2.0711 | 2.0711 |  | 2 |  | Primary | Daily / Almost Daily | N/A | Weir | 0.932 |  | 1.864 |  | WA | Single Family | Shower | 2532 | 2986.36 | Single Family | TRUE | FALSE | TRUE | TRUE | TRUE | 6185.0834 | 5566.575 | Single Family_TRUE | Single Family_FALSE | Single Family_TRUE | Single Family_TRUE | Single Family_TRUE | 2.5gpm | 2.5gpmSingle Family_TRUE | 2.5gpmSingle Family_TRUE
Water_00006322 | SITE_02025 | Room_00024857 | Bathroom_3 | Bathroom | Bathroom Faucet | 1.3267 | 1.3267 |  | 1.5 |  | N/A | N/A | N/A | Bag | 0.796 |  | 1.194 |  | WA | Single Family | Bathroom Faucet | 2532 | 2986.36 | Single Family | FALSE | FALSE |  |  |  | 3961.9043 | 3565.7138 | Single Family_FALSE | Single Family_FALSE | Single Family_ | Single Family_ | Single Family_ | unknown | unknownSingle Family_ | unknownSingle Family_FALSE
Water_00006323 | SITE_02025 | Room_00024857 | Bathroom_3 | Bathroom | Shower | 2.5 | 2.5889 | 2.5 | 2.5 |  | Secondary | A few times per year | N/A | Weir | 0.932 |  | 2.33 |  | WA | Single Family | Shower | 2532 | 2986.36 | Single Family | TRUE | FALSE | TRUE | TRUE | TRUE | 7465.9 | 6958.2188 | Single Family_TRUE | Single Family_FALSE | Single Family_TRUE | Single Family_TRUE | Single Family_TRUE | 2.5gpm | 2.5gpmSingle Family_TRUE | 2.5gpmSingle Family_TRUE
Water_00006324 | SITE_02026 | Room_00024862 | Kitchen_1 | Kitchen | Kitchen Faucet | 2.7422 | 2.7422 |  | 3.1 |  | N/A | N/A | N/A | Bag | 0.796 |  | 2.468 |  | WA | Single Family | Kitchen Faucet | 2533 | 2986.36 | Single Family | FALSE | FALSE |  |  |  | 8189.2628 | 7370.3365 | Single Family_FALSE | Single Family_FALSE | Single Family_ | Single Family_ | Single Family_ | unknown | unknownSingle Family_ | unknownSingle Family_FALSE
Water_00006325 | SITE_02026 | Room_00024864 | Bathroom_1 | Bathroom | Bathroom Faucet | 2.2111 | 2.2111 |  | 2.5 |  | N/A | N/A | N/A | Bag | 0.796 |  | 1.99 |  | WA | Single Family | Bathroom Faucet | 2533 | 2986.36 | Single Family | FALSE | FALSE |  |  |  | 6603.1738 | 5942.8564 | Single Family_FALSE | Single Family_FALSE | Single Family_ | Single Family_ | Single Family_ | unknown | unknownSingle Family_ | unknownSingle Family_FALSE
Water_00006326 | SITE_02026 | Room_00024864 | Bathroom_1 | Bathroom | Shower / Bathtub combo with diverter valve | 2.5478 | 2.5478 |  | 2.7 |  | Secondary | A few times per year | N/A | Bag | 0.8492 |  | 2.293 |  | WA | Single Family | Shower | 2533 | 2986.36 | Single Family | TRUE | TRUE | TRUE | TRUE | TRUE | 7608.5816 | 6847.7235 | Single Family_TRUE | Single Family_TRUE | Single Family_TRUE | Single Family_TRUE | Single Family_TRUE | gt2.5gpm | gt2.5gpmSingle Family_TRUE | gt2.5gpmSingle Family_TRUE
Water_00006327 | SITE_02026 | Room_00024870 | Bathroom_2 | Bathroom | Bathroom Faucet | 2.1222 | 2.1222 |  | 2.4 |  | N/A | N/A | N/A | Bag | 0.796 |  | 1.91 |  | WA | Single Family | Bathroom Faucet | 2533 | 2986.36 | Single Family | FALSE | FALSE |  |  |  | 6337.7196 | 5703.9476 | Single Family_FALSE | Single Family_FALSE | Single Family_ | Single Family_ | Single Family_ | unknown | unknownSingle Family_ | unknownSingle Family_FALSE
Water_00006328 | SITE_02026 | Room_00024870 | Bathroom_2 | Bathroom | Bathroom Faucet | 2.2111 | 2.2111 |  | 2.5 |  | N/A | N/A | N/A | Bag | 0.796 |  | 1.99 |  | WA | Single Family | Bathroom Faucet | 2533 | 2986.36 | Single Family | FALSE | FALSE |  |  |  | 6603.1738 | 5942.8564 | Single Family_FALSE | Single Family_FALSE | Single Family_ | Single Family_ | Single Family_ | unknown | unknownSingle Family_ | unknownSingle Family_FALSE
Water_00006329 | SITE_02026 | Room_00024870 | Bathroom_2 | Bathroom | Shower | 2.5 | 2.5478 | 2.5 | 2.7 |  | Primary | Daily / Almost Daily | N/A | Bag | 0.8492 |  | 2.293 |  | WA | Single Family | Shower | 2533 | 2986.36 | Single Family | TRUE | FALSE | TRUE | TRUE | TRUE | 7465.9 | 6847.7235 | Single Family_TRUE | Single Family_FALSE | Single Family_TRUE | Single Family_TRUE | Single Family_TRUE | 2.5gpm | 2.5gpmSingle Family_TRUE | 2.5gpmSingle Family_TRUE
Water_00006330 | SITE_02027 | Room_00024874 | Bathroom_1 | Bathroom | Bathroom Faucet | 1.7689 | 1.7689 |  | 2 |  | N/A | N/A | N/A | Bag | 0.796 |  | 1.592 |  | WA | Single Family | Bathroom Faucet | 2534 | 2986.36 | Single Family | FALSE | FALSE |  |  |  | 5282.539 | 4754.2851 | Single Family_FALSE | Single Family_FALSE | Single Family_ | Single Family_ | Single Family_ | unknown | unknownSingle Family_ | unknownSingle Family_FALSE
Water_00006331 | SITE_02027 | Room_00024874 | Bathroom_1 | Bathroom | Bathroom Faucet | 1.7689 | 1.7689 |  | 2 |  | N/A | N/A | N/A | Bag | 0.796 |  | 1.592 |  | WA | Single Family | Bathroom Faucet | 2534 | 2986.36 | Single Family | FALSE | FALSE |  |  |  | 5282.539 | 4754.2851 | Single Family_FALSE | Single Family_FALSE | Single Family_ | Single Family_ | Single Family_ | unknown | unknownSingle Family_ | unknownSingle Family_FALSE
Water_00006332 | SITE_02027 | Room_00024874 | Bathroom_1 | Bathroom | Bathtub | unknown |  |  |  | N/A | N/A | N/A | More than 5gpm | Unknown |  | N/A |  | N/A | WA | Single Family | Bathtub | 2534 | 2986.36 | Single Family | FALSE | FALSE |  |  |  | 0 | 0 | Single Family_FALSE | Single Family_FALSE | Single Family_ | Single Family_ | Single Family_ | unknown | unknownSingle Family_ | unknownSingle Family_FALSE
Water_00006333 | SITE_02027 | Room_00024880 | Bathroom_2 | Bathroom | Bathroom Faucet | 1.3267 | 1.3267 |  | 1.5 |  | N/A | N/A | N/A | Bag | 0.796 |  | 1.194 |  | WA | Single Family | Bathroom Faucet | 2534 | 2986.36 | Single Family | FALSE | FALSE |  |  |  | 3961.9043 | 3565.7138 | Single Family_FALSE | Single Family_FALSE | Single Family_ | Single Family_ | Single Family_ | unknown | unknownSingle Family_ | unknownSingle Family_FALSE
Water_00006334 | SITE_02027 | Room_00024880 | Bathroom_2 | Bathroom | Shower | 2.3589 | 2.3589 |  | 2.5 |  | Secondary | A few times per month | N/A | Bag | 0.8492 |  | 2.123 |  | WA | Single Family | Shower | 2534 | 2986.36 | Single Family | TRUE | FALSE | TRUE | TRUE | TRUE | 7044.4914 | 6340.0423 | Single Family_TRUE | Single Family_FALSE | Single Family_TRUE | Single Family_TRUE | Single Family_TRUE | 2.5gpm | 2.5gpmSingle Family_TRUE | 2.5gpmSingle Family_TRUE
Water_00006335 | SITE_02027 | Room_00024881 | Bathroom_3 | Bathroom | Bathroom Faucet | 2 | 1.9456 | 2 | 2.2 |  | N/A | N/A | N/A | Bag | 0.796 |  | 1.751 |  | WA | Single Family | Bathroom Faucet | 2534 | 2986.36 | Single Family | FALSE | FALSE |  |  |  | 5972.72 | 5229.1164 | Single Family_FALSE | Single Family_FALSE | Single Family_ | Single Family_ | Single Family_ | unknown | unknownSingle Family_ | unknownSingle Family_FALSE
Water_00006336 | SITE_02027 | Room_00024888 | Kitchen_1 | Kitchen | Kitchen Faucet | 2.2111 | 2.2111 |  | 2.5 |  | N/A | N/A | N/A | Bag | 0.796 |  | 1.99 |  | WA | Single Family | Kitchen Faucet | 2534 | 2986.36 | Single Family | FALSE | FALSE |  |  |  | 6603.1738 | 5942.8564 | Single Family_FALSE | Single Family_FALSE | Single Family_ | Single Family_ | Single Family_ | unknown | unknownSingle Family_ | unknownSingle Family_FALSE
Water_00006337 | SITE_02027 | Room_00024895 | Bathroom_6 | Bathroom | Shower / Bathtub combo with diverter valve | 2.17 | 2.17 |  | 2.3 |  | Primary | Daily / Almost Daily | N/A | Bag | 0.8492 |  | 1.953 |  | WA | Single Family | Shower | 2534 | 2986.36 | Single Family | TRUE | TRUE | TRUE | TRUE | TRUE | 6480.4012 | 5832.3611 | Single Family_TRUE | Single Family_TRUE | Single Family_TRUE | Single Family_TRUE | Single Family_TRUE | 2.5gpm | 2.5gpmSingle Family_TRUE | 2.5gpmSingle Family_TRUE
Water_00006338 | SITE_02027 | Room_00024895 | Bathroom_6 | Bathroom | Bathroom Faucet | 2.3 | 2.3 |  | 2.6 |  | N/A | N/A | N/A | Bag | 0.796 |  | 2.07 |  | WA | Single Family | Bathroom Faucet | 2534 | 2986.36 | Single Family | FALSE | FALSE |  |  |  | 6868.628 | 6181.7652 | Single Family_FALSE | Single Family_FALSE | Single Family_ | Single Family_ | Single Family_ | unknown | unknownSingle Family_ | unknownSingle Family_FALSE
Water_00006339 | SITE_02030 | Room_00024936 | Bathroom_1 | Bathroom | Bathroom Faucet | 1.5 | 1.3267 | 1.5 | 1.5 |  | N/A | N/A | N/A | Bag | 0.796 |  | 1.194 |  | WA | Single Family | Bathroom Faucet | 2537 | 2986.36 | Single Family | FALSE | FALSE |  |  |  | 4479.54 | 3565.7138 | Single Family_FALSE | Single Family_FALSE | Single Family_ | Single Family_ | Single Family_ | unknown | unknownSingle Family_ | unknownSingle Family_FALSE
Water_00006340 | SITE_02030 | Room_00024936 | Bathroom_1 | Bathroom | Shower / Bathtub combo with diverter valve | 2.5 | 2.8311 | 2.5 | 3 |  | Primary | Daily / Almost Daily | N/A | Bag | 0.8492 |  | 2.548 |  | WA | Single Family | Shower | 2537 | 2986.36 | Single Family | TRUE | TRUE | TRUE | TRUE | TRUE | 7465.9 | 7609.2453 | Single Family_TRUE | Single Family_TRUE | Single Family_TRUE | Single Family_TRUE | Single Family_TRUE | 2.5gpm | 2.5gpmSingle Family_TRUE | 2.5gpmSingle Family_TRUE
Water_00006341 | SITE_02030 | Room_00024939 | Kitchen_1 | Kitchen | Kitchen Faucet | 1.8 | 2.6533 | 1.8 | 3 |  | N/A | N/A | N/A | Bag | 0.796 |  | 2.388 |  | WA | Single Family | Kitchen Faucet | 2537 | 2986.36 | Single Family | FALSE | FALSE |  |  |  | 5375.448 | 7131.4277 | Single Family_FALSE | Single Family_FALSE | Single Family_ | Single Family_ | Single Family_ | unknown | unknownSingle Family_ | unknownSingle Family_FALSE
Water_00006342 | SITE_02031 | Room_00024947 | Bathroom_1 | Bathroom | Bathroom Faucet | 2.6533 | 2.6533 |  | 3 |  | N/A | N/A | N/A | Bag | 0.796 |  | 2.388 |  | WA | Single Family | Bathroom Faucet | 2538 | 2986.36 | Single Family | FALSE | FALSE |  |  |  | 7923.8085 | 7131.4277 | Single Family_FALSE | Single Family_FALSE | Single Family_ | Single Family_ | Single Family_ | unknown | unknownSingle Family_ | unknownSingle Family_FALSE
Water_00006343 | SITE_02031 | Room_00024947 | Bathroom_1 | Bathroom | Bathroom Faucet | 2.6533 | 2.6533 |  | 3 |  | N/A | N/A | N/A | Bag | 0.796 |  | 2.388 |  | WA | Single Family | Bathroom Faucet | 2538 | 2986.36 | Single Family | FALSE | FALSE |  |  |  | 7923.8085 | 7131.4277 | Single Family_FALSE | Single Family_FALSE | Single Family_ | Single Family_ | Single Family_ | unknown | unknownSingle Family_ | unknownSingle Family_FALSE
Water_00006344 | SITE_02031 | Room_00024947 | Bathroom_1 | Bathroom | Shower | 1.75 | 1.8867 | 1.75 | 2 |  | Primary | Daily / Almost Daily | N/A | Bag | 0.8492 |  | 1.698 |  | WA | Single Family | Shower | 2538 | 2986.36 | Single Family | TRUE | FALSE | TRUE | TRUE | TRUE | 5226.13 | 5070.8393 | Single Family_TRUE | Single Family_FALSE | Single Family_TRUE | Single Family_TRUE | Single Family_TRUE | 1.8gpm | 1.8gpmSingle Family_TRUE | 1.8gpmSingle Family_TRUE
Water_00006345 | SITE_02031 | Room_00024948 | Bathroom_2 | Bathroom | Shower | 1.75 | 1.8867 | 1.75 | 2 |  | Secondary | A few times per year | N/A | Bag | 0.8492 |  | 1.698 |  | WA | Single Family | Shower | 2538 | 2986.36 | Single Family | TRUE | FALSE | TRUE | TRUE | TRUE | 5226.13 | 5070.8393 | Single Family_TRUE | Single Family_FALSE | Single Family_TRUE | Single Family_TRUE | Single Family_TRUE | 1.8gpm | 1.8gpmSingle Family_TRUE | 1.8gpmSingle Family_TRUE
Water_00006346 | SITE_02031 | Room_00024948 | Bathroom_2 | Bathroom | Bathroom Faucet | 2.6533 | 2.6533 |  | 3 |  | N/A | N/A | N/A | Bag | 0.796 |  | 2.388 |  | WA | Single Family | Bathroom Faucet | 2538 | 2986.36 | Single Family | FALSE | FALSE |  |  |  | 7923.8085 | 7131.4277 | Single Family_FALSE | Single Family_FALSE | Single Family_ | Single Family_ | Single Family_ | unknown | unknownSingle Family_ | unknownSingle Family_FALSE
Water_00006347 | SITE_02031 | Room_00024955 | Kitchen_2 | Kitchen | Kitchen Faucet | 2.2 | 2.6533 | 2.2 | 3 |  | N/A | N/A | N/A | Bag | 0.796 |  | 2.388 |  | WA | Single Family | Kitchen Faucet | 2538 | 2986.36 | Single Family | FALSE | FALSE |  |  |  | 6569.992 | 7131.4277 | Single Family_FALSE | Single Family_FALSE | Single Family_ | Single Family_ | Single Family_ | unknown | unknownSingle Family_ | unknownSingle Family_FALSE
Water_00006348 | SITE_02031 | Room_00024955 | Kitchen_2 | Kitchen | Bathroom Faucet | 1.3267 | 1.3267 |  | 1.5 |  | N/A | N/A | N/A | Bag | 0.796 |  | 1.194 |  | WA | Single Family | Bathroom Faucet | 2538 | 2986.36 | Single Family | FALSE | FALSE |  |  |  | 3961.9043 | 3565.7138 | Single Family_FALSE | Single Family_FALSE | Single Family_ | Single Family_ | Single Family_ | unknown | unknownSingle Family_ | unknownSingle Family_FALSE
Water_00006349 | SITE_02033 | Room_00024969 | Kitchen_1 | Kitchen | Kitchen Faucet | 2.2 |  | 2.2 | 1.1 |  | N/A | N/A | N/A | Unknown |  | N/A |  | N/A | WA | Single Family | Kitchen Faucet | 2540 | 2986.36 | Single Family | FALSE | FALSE |  |  |  | 6569.992 | 0 | Single Family_FALSE | Single Family_FALSE | Single Family_ | Single Family_ | Single Family_ | unknown | unknownSingle Family_ | unknownSingle Family_FALSE
Water_00006350 | SITE_02033 | Room_00024974 | Bathroom_1 | Bathroom | Bathroom Faucet | 2.2 | 1.9456 | 2.2 | 2.2 |  | N/A | N/A | N/A | Bag | 0.796 |  | 1.751 |  | WA | Single Family | Bathroom Faucet | 2540 | 2986.36 | Single Family | FALSE | FALSE |  |  |  | 6569.992 | 5229.1164 | Single Family_FALSE | Single Family_FALSE | Single Family_ | Single Family_ | Single Family_ | unknown | unknownSingle Family_ | unknownSingle Family_FALSE
Water_00006351 | SITE_02033 | Room_00024974 | Bathroom_1 | Bathroom | Shower / Bathtub combo with diverter valve | 2.5 | 2.0711 | 2.5 | 2 |  | Secondary | Daily / Almost Daily | N/A | Weir | 0.932 |  | 1.864 |  | WA | Single Family | Shower | 2540 | 2986.36 | Single Family | TRUE | TRUE | TRUE | TRUE | TRUE | 7465.9 | 5566.575 | Single Family_TRUE | Single Family_TRUE | Single Family_TRUE | Single Family_TRUE | Single Family_TRUE | 2.5gpm | 2.5gpmSingle Family_TRUE | 2.5gpmSingle Family_TRUE
Water_00006352 | SITE_02033 | Room_00024976 | Bathroom_2 | Bathroom | Bathroom Faucet | 1.3267 | 1.3267 |  | 1.5 |  | N/A | N/A | N/A | Bag | 0.796 |  | 1.194 |  | WA | Single Family | Bathroom Faucet | 2540 | 2986.36 | Single Family | FALSE | FALSE |  |  |  | 3961.9043 | 3565.7138 | Single Family_FALSE | Single Family_FALSE | Single Family_ | Single Family_ | Single Family_ | unknown | unknownSingle Family_ | unknownSingle Family_FALSE
Water_00006353 | SITE_02033 | Room_00024976 | Bathroom_2 | Bathroom | Shower | 1.8644 | 1.8644 |  | 1.8 |  | Primary | Daily / Almost Daily | N/A | Weir | 0.932 |  | 1.678 |  | WA | Single Family | Shower | 2540 | 2986.36 | Single Family | TRUE | FALSE | TRUE | TRUE | TRUE | 5567.9023 | 5011.1121 | Single Family_TRUE | Single Family_FALSE | Single Family_TRUE | Single Family_TRUE | Single Family_TRUE | 2.0gpm | 2.0gpmSingle Family_TRUE | 2.0gpmSingle Family_TRUE
Water_00006354 | SITE_02034 | Room_00024980 | Bathroom_1 | Bathroom | Bathroom Faucet | 2 |  | 2 | 3.4 |  | N/A | N/A | N/A | Unknown |  | N/A |  | N/A | WA | Single Family | Bathroom Faucet | 2541 | 2986.36 | Single Family | FALSE | FALSE |  |  |  | 5972.72 | 0 | Single Family_FALSE | Single Family_FALSE | Single Family_ | Single Family_ | Single Family_ | unknown | unknownSingle Family_ | unknownSingle Family_FALSE
Water_00006355 | SITE_02034 | Room_00024980 | Bathroom_1 | Bathroom | Bathroom Faucet | 2 |  | 2 | 3 |  | N/A | N/A | N/A | Unknown |  | N/A |  | N/A | WA | Single Family | Bathroom Faucet | 2541 | 2986.36 | Single Family | FALSE | FALSE |  |  |  | 5972.72 | 0 | Single Family_FALSE | Single Family_FALSE | Single Family_ | Single Family_ | Single Family_ | unknown | unknownSingle Family_ | unknownSingle Family_FALSE
Water_00006356 | SITE_02034 | Room_00024992 | Bathroom_6 | Bathroom | Bathroom Faucet | 2.5 | 2.2111 | 2.5 | 2.5 |  | N/A | N/A | N/A | Bag | 0.796 |  | 1.99 |  | WA | Single Family | Bathroom Faucet | 2541 | 2986.36 | Single Family | FALSE | FALSE |  |  |  | 7465.9 | 5942.8564 | Single Family_FALSE | Single Family_FALSE | Single Family_ | Single Family_ | Single Family_ | unknown | unknownSingle Family_ | unknownSingle Family_FALSE
Water_00006357 | SITE_02034 | Room_00024992 | Bathroom_6 | Bathroom | Shower / Bathtub combo with diverter valve | 2.5 | 2.5889 | 2.5 | 2.5 |  | Secondary | A few times per year | N/A | Weir | 0.932 |  | 2.33 |  | WA | Single Family | Shower | 2541 | 2986.36 | Single Family | TRUE | TRUE | TRUE | TRUE | TRUE | 7465.9 | 6958.2188 | Single Family_TRUE | Single Family_TRUE | Single Family_TRUE | Single Family_TRUE | Single Family_TRUE | 2.5gpm | 2.5gpmSingle Family_TRUE | 2.5gpmSingle Family_TRUE
Water_00006358 | SITE_02035 | Room_00025002 | Bathroom_6 | Bathroom | Bathroom Faucet | 2.2111 | 2.2111 |  | 2.5 |  | N/A | N/A | N/A | Bag | 0.796 |  | 1.99 |  | WA | Single Family | Bathroom Faucet | 2542 | 2986.36 | Single Family | FALSE | FALSE |  |  |  | 6603.1738 | 5942.8564 | Single Family_FALSE | Single Family_FALSE | Single Family_ | Single Family_ | Single Family_ | unknown | unknownSingle Family_ | unknownSingle Family_FALSE
Water_00006359 | SITE_02035 | Room_00025002 | Bathroom_6 | Bathroom | Shower | 2.3589 | 2.3589 |  | 2.5 |  | Tertiary | A few times per year | N/A | Bag | 0.8492 |  | 2.123 |  | WA | Single Family | Shower | 2542 | 2986.36 | Single Family | TRUE | FALSE | TRUE | TRUE | TRUE | 7044.4914 | 6340.0423 | Single Family_TRUE | Single Family_FALSE | Single Family_TRUE | Single Family_TRUE | Single Family_TRUE | 2.5gpm | 2.5gpmSingle Family_TRUE | 2.5gpmSingle Family_TRUE
Water_00006360 | SITE_02035 | Room_00025000 | Kitchen_2 | Kitchen | Kitchen Faucet | 2.2111 | 2.2111 |  | 2.5 |  | N/A | N/A | N/A | Bag | 0.796 |  | 1.99 |  | WA | Single Family | Kitchen Faucet | 2542 | 2986.36 | Single Family | FALSE | FALSE |  |  |  | 6603.1738 | 5942.8564 | Single Family_FALSE | Single Family_FALSE | Single Family_ | Single Family_ | Single Family_ | unknown | unknownSingle Family_ | unknownSingle Family_FALSE
Water_00006361 | SITE_02035 | Room_00025010 | Kitchen_1 | Kitchen | Kitchen Faucet | 1.3 | 1.3267 | 1.3 | 1.5 |  | N/A | N/A | N/A | Bag | 0.796 |  | 1.194 |  | WA | Single Family | Kitchen Faucet | 2542 | 2986.36 | Single Family | FALSE | FALSE |  |  |  | 3882.268 | 3565.7138 | Single Family_FALSE | Single Family_FALSE | Single Family_ | Single Family_ | Single Family_ | unknown | unknownSingle Family_ | unknownSingle Family_FALSE
Water_00006362 | SITE_02035 | Room_00025009 | Hall_2 | Hall | Kitchen Faucet | 1.0611 | 1.0611 |  | 1.2 |  | N/A | N/A | N/A | Bag | 0.796 |  | 0.955 |  | WA | Single Family | Kitchen Faucet | 2542 | 2986.36 | Single Family | FALSE | FALSE |  |  |  | 3168.8598 | 2851.9738 | Single Family_FALSE | Single Family_FALSE | Single Family_ | Single Family_ | Single Family_ | unknown | unknownSingle Family_ | unknownSingle Family_FALSE
Water_00006363 | SITE_02035 | Room_00025012 | Bathroom_1 | Bathroom | Bathroom Faucet | 1.68 | 1.68 |  | 1.9 |  | N/A | N/A | N/A | Bag | 0.796 |  | 1.512 |  | WA | Single Family | Bathroom Faucet | 2542 | 2986.36 | Single Family | FALSE | FALSE |  |  |  | 5017.0848 | 4515.3763 | Single Family_FALSE | Single Family_FALSE | Single Family_ | Single Family_ | Single Family_ | unknown | unknownSingle Family_ | unknownSingle Family_FALSE
Water_00006364 | SITE_02035 | Room_00025012 | Bathroom_1 | Bathroom | Shower / Bathtub combo with diverter valve | 2.5 | 2.17 | 2.5 | 2.3 |  | Primary | Daily / Almost Daily | N/A | Bag | 0.8492 |  | 1.953 |  | WA | Single Family | Shower | 2542 | 2986.36 | Single Family | TRUE | TRUE | TRUE | TRUE | TRUE | 7465.9 | 5832.3611 | Single Family_TRUE | Single Family_TRUE | Single Family_TRUE | Single Family_TRUE | Single Family_TRUE | 2.5gpm | 2.5gpmSingle Family_TRUE | 2.5gpmSingle Family_TRUE
Water_00006365 | SITE_02035 | Room_00025014 | Laundry_1 | Laundry | Bathroom Faucet | 2 | 3.5378 | 2 | 4 |  | N/A | N/A | N/A | Bag | 0.796 |  | 3.184 |  | WA | Single Family | Bathroom Faucet | 2542 | 2986.36 | Single Family | FALSE | FALSE |  |  |  | 5972.72 | 9508.5702 | Single Family_FALSE | Single Family_FALSE | Single Family_ | Single Family_ | Single Family_ | unknown | unknownSingle Family_ | unknownSingle Family_FALSE
Water_00006366 | SITE_02035 | Room_00025016 | Bathroom_2 | Bathroom | Bathtub | unknown |  |  |  | N/A | N/A | N/A | N/A | Unknown |  | N/A |  | N/A | WA | Single Family | Bathtub | 2542 | 2986.36 | Single Family | FALSE | FALSE |  |  |  | 0 | 0 | Single Family_FALSE | Single Family_FALSE | Single Family_ | Single Family_ | Single Family_ | unknown | unknownSingle Family_ | unknownSingle Family_FALSE
Water_00006367 | SITE_02035 | Room_00025016 | Bathroom_2 | Bathroom | Bathroom Faucet | 2.6533 | 2.6533 |  | 3 |  | N/A | N/A | N/A | Bag | 0.796 |  | 2.388 |  | WA | Single Family | Bathroom Faucet | 2542 | 2986.36 | Single Family | FALSE | FALSE |  |  |  | 7923.8085 | 7131.4277 | Single Family_FALSE | Single Family_FALSE | Single Family_ | Single Family_ | Single Family_ | unknown | unknownSingle Family_ | unknownSingle Family_FALSE
Water_00006368 | SITE_02035 | Room_00025016 | Bathroom_2 | Bathroom | Bathroom Faucet | 1.3267 | 1.3267 |  | 1.5 |  | N/A | N/A | N/A | Bag | 0.796 |  | 1.194 |  | WA | Single Family | Bathroom Faucet | 2542 | 2986.36 | Single Family | FALSE | FALSE |  |  |  | 3961.9043 | 3565.7138 | Single Family_FALSE | Single Family_FALSE | Single Family_ | Single Family_ | Single Family_ | unknown | unknownSingle Family_ | unknownSingle Family_FALSE
Water_00006369 | SITE_02035 | Room_00025016 | Bathroom_2 | Bathroom | Shower | unknown |  |  |  | Unknown | Secondary | A few times per month | Unknown | Bag | 0.8492 |  |  | Unknown | WA | Single Family | Shower | 2542 | 2986.36 | Single Family | TRUE | FALSE | FALSE | FALSE | FALSE | 0 | 0 | Single Family_TRUE | Single Family_FALSE | Single Family_FALSE | Single Family_FALSE | Single Family_FALSE | unknown | unknownSingle Family_FALSE | unknownSingle Family_TRUE
Water_00006370 | SITE_02035 | Room_00025021 | Bathroom_3 | Bathroom | Bathroom Faucet | 2.4767 | 2.4767 |  | 2.8 |  | N/A | N/A | N/A | Bag | 0.796 |  | 2.229 |  | WA | Single Family | Bathroom Faucet | 2542 | 2986.36 | Single Family | FALSE | FALSE |  |  |  | 7396.2183 | 6656.5964 | Single Family_FALSE | Single Family_FALSE | Single Family_ | Single Family_ | Single Family_ | unknown | unknownSingle Family_ | unknownSingle Family_FALSE
Water_00006371 | SITE_02035 | Room_00025021 | Bathroom_3 | Bathroom | Bathroom Faucet | 3.0956 | 3.0956 |  | 3.5 |  | N/A | N/A | N/A | Bag | 0.796 |  | 2.786 |  | WA | Single Family | Bathroom Faucet | 2542 | 2986.36 | Single Family | FALSE | FALSE |  |  |  | 9244.4433 | 8319.999 | Single Family_FALSE | Single Family_FALSE | Single Family_ | Single Family_ | Single Family_ | unknown | unknownSingle Family_ | unknownSingle Family_FALSE
Water_00006372 | SITE_02035 | Room_00025021 | Bathroom_3 | Bathroom | Shower / Bathtub combo with diverter valve | 2.5 | 2.3589 | 2.5 | 2.5 |  | Secondary | A few times per year | N/A | Bag | 0.8492 |  | 2.123 |  | WA | Single Family | Shower | 2542 | 2986.36 | Single Family | TRUE | TRUE | TRUE | TRUE | TRUE | 7465.9 | 6340.0423 | Single Family_TRUE | Single Family_TRUE | Single Family_TRUE | Single Family_TRUE | Single Family_TRUE | 2.5gpm | 2.5gpmSingle Family_TRUE | 2.5gpmSingle Family_TRUE
Water_00006373 | SITE_02036 | Room_00025024 | Kitchen_1 | Kitchen | Kitchen Faucet | 1.68 | 1.68 |  | 1.9 |  | N/A | N/A | N/A | Bag | 0.796 |  | 1.512 |  | WA | Single Family | Kitchen Faucet | 2543 | 2986.36 | Single Family | FALSE | FALSE |  |  |  | 5017.0848 | 4515.3763 | Single Family_FALSE | Single Family_FALSE | Single Family_ | Single Family_ | Single Family_ | unknown | unknownSingle Family_ | unknownSingle Family_FALSE
Water_00006374 | SITE_02036 | Room_00025026 | Bathroom_1 | Bathroom | Bathroom Faucet | 0.5 | 0.44222 | 0.5 | 0.5 |  | N/A | N/A | N/A | Bag | 0.796 |  | 0.398 |  | WA | Single Family | Bathroom Faucet | 2543 | 2986.36 | Single Family | FALSE | FALSE |  |  |  | 1493.18 | 1188.5713 | Single Family_FALSE | Single Family_FALSE | Single Family_ | Single Family_ | Single Family_ | unknown | unknownSingle Family_ | unknownSingle Family_FALSE
Water_00006375 | SITE_02036 | Room_00025030 | Bathroom_2 | Bathroom | Bathroom Faucet | 1.5 | 1.3267 | 1.5 | 1.5 |  | N/A | N/A | N/A | Bag | 0.796 |  | 1.194 |  | WA | Single Family | Bathroom Faucet | 2543 | 2986.36 | Single Family | FALSE | FALSE |  |  |  | 4479.54 | 3565.7138 | Single Family_FALSE | Single Family_FALSE | Single Family_ | Single Family_ | Single Family_ | unknown | unknownSingle Family_ | unknownSingle Family_FALSE
Water_00006376 | SITE_02036 | Room_00025030 | Bathroom_2 | Bathroom | Bathroom Faucet | 1.5 | 1.3267 | 1.5 | 1.5 |  | N/A | N/A | N/A | Bag | 0.796 |  | 1.194 |  | WA | Single Family | Bathroom Faucet | 2543 | 2986.36 | Single Family | FALSE | FALSE |  |  |  | 4479.54 | 3565.7138 | Single Family_FALSE | Single Family_FALSE | Single Family_ | Single Family_ | Single Family_ | unknown | unknownSingle Family_ | unknownSingle Family_FALSE
Water_00006377 | SITE_02036 | Room_00025030 | Bathroom_2 | Bathroom | Bathtub | unknown |  |  |  | N/A | N/A | N/A | N/A | Unknown |  | N/A |  | N/A | WA | Single Family | Bathtub | 2543 | 2986.36 | Single Family | FALSE | FALSE |  |  |  | 0 | 0 | Single Family_FALSE | Single Family_FALSE | Single Family_ | Single Family_ | Single Family_ | unknown | unknownSingle Family_ | unknownSingle Family_FALSE
Water_00006378 | SITE_02036 | Room_00025030 | Bathroom_2 | Bathroom | Shower | 2.5 | 1.4156 | 2.5 | 1.5 |  | Primary | Daily / Almost Daily | N/A | Bag | 0.8492 |  | 1.274 |  | WA | Single Family | Shower | 2543 | 2986.36 | Single Family | TRUE | FALSE | TRUE | TRUE | TRUE | 7465.9 | 3804.6226 | Single Family_TRUE | Single Family_FALSE | Single Family_TRUE | Single Family_TRUE | Single Family_TRUE | 2.5gpm | 2.5gpmSingle Family_TRUE | 2.5gpmSingle Family_TRUE
Water_00006379 | SITE_02036 | Room_00025032 | Bathroom_3 | Bathroom | Bathroom Faucet | 2 | 1.3267 | 2 | 1.5 |  | N/A | N/A | N/A | Bag | 0.796 |  | 1.194 |  | WA | Single Family | Bathroom Faucet | 2543 | 2986.36 | Single Family | FALSE | FALSE |  |  |  | 5972.72 | 3565.7138 | Single Family_FALSE | Single Family_FALSE | Single Family_ | Single Family_ | Single Family_ | unknown | unknownSingle Family_ | unknownSingle Family_FALSE
Water_00006380 | SITE_02036 | Room_00025032 | Bathroom_3 | Bathroom | Shower / Bathtub combo with diverter valve | 2.5 | 2.3589 | 2.5 | 2.5 |  | Secondary | A few times per month | N/A | Bag | 0.8492 |  | 2.123 |  | WA | Single Family | Shower | 2543 | 2986.36 | Single Family | TRUE | TRUE | TRUE | TRUE | TRUE | 7465.9 | 6340.0423 | Single Family_TRUE | Single Family_TRUE | Single Family_TRUE | Single Family_TRUE | Single Family_TRUE | 2.5gpm | 2.5gpmSingle Family_TRUE | 2.5gpmSingle Family_TRUE
Water_00006381 | SITE_02036 | Room_00025036 | Office_1 | Office | Kitchen Faucet | 2 | 1.68 | 2 | 1.9 |  | N/A | N/A | N/A | Bag | 0.796 |  | 1.512 |  | WA | Single Family | Kitchen Faucet | 2543 | 2986.36 | Single Family | FALSE | FALSE |  |  |  | 5972.72 | 4515.3763 | Single Family_FALSE | Single Family_FALSE | Single Family_ | Single Family_ | Single Family_ | unknown | unknownSingle Family_ | unknownSingle Family_FALSE
Water_00006382 | SITE_02036 | Room_00025037 | Bathroom_4 | Bathroom | Bathroom Faucet | 2 | 1.7689 | 2 | 2 |  | N/A | N/A | N/A | Bag | 0.796 |  | 1.592 |  | WA | Single Family | Bathroom Faucet | 2543 | 2986.36 | Single Family | FALSE | FALSE |  |  |  | 5972.72 | 4754.2851 | Single Family_FALSE | Single Family_FALSE | Single Family_ | Single Family_ | Single Family_ | unknown | unknownSingle Family_ | unknownSingle Family_FALSE
Water_00006383 | SITE_02036 | Room_00025037 | Bathroom_4 | Bathroom | Shower / Bathtub combo with diverter valve | 3.3022 | 3.3022 |  | 3.5 |  | Secondary | A few times per year | N/A | Bag | 0.8492 |  | 2.972 |  | WA | Single Family | Shower | 2543 | 2986.36 | Single Family | TRUE | TRUE | TRUE | TRUE | TRUE | 9861.6244 | 8875.4619 | Single Family_TRUE | Single Family_TRUE | Single Family_TRUE | Single Family_TRUE | Single Family_TRUE | gt2.5gpm | gt2.5gpmSingle Family_TRUE | gt2.5gpmSingle Family_TRUE
Water_00006384 | SITE_02037 | Room_00025047 | Bathroom_1 | Bathroom | Bathroom Faucet | 2 | 3.0956 | 2 | 3.5 |  | N/A | N/A | N/A | Bag | 0.796 |  | 2.786 |  | WA | Manufactured | Bathroom Faucet | 2544 | 1313.97 | Manufactured | FALSE | FALSE |  |  |  | 2627.94 | 3660.7204 | Manufactured_FALSE | Manufactured_FALSE | Manufactured_ | Manufactured_ | Manufactured_ | unknown | unknownManufactured_ | unknownManufactured_FALSE
Water_00006385 | SITE_02037 | Room_00025047 | Bathroom_1 | Bathroom | Bathroom Faucet | 3.98 | 3.98 |  | 4.5 |  | N/A | N/A | N/A | Bag | 0.796 |  | 3.582 |  | WA | Manufactured | Bathroom Faucet | 2544 | 1313.97 | Manufactured | FALSE | FALSE |  |  |  | 5229.6006 | 4706.6405 | Manufactured_FALSE | Manufactured_FALSE | Manufactured_ | Manufactured_ | Manufactured_ | unknown | unknownManufactured_ | unknownManufactured_FALSE
Water_00006386 | SITE_02037 | Room_00025047 | Bathroom_1 | Bathroom | Bathtub | unknown |  |  |  | N/A | N/A | N/A | N/A | Unknown |  | N/A |  | N/A | WA | Manufactured | Bathtub | 2544 | 1313.97 | Manufactured | FALSE | FALSE |  |  |  | 0 | 0 | Manufactured_FALSE | Manufactured_FALSE | Manufactured_ | Manufactured_ | Manufactured_ | unknown | unknownManufactured_ | unknownManufactured_FALSE
Water_00006387 | SITE_02037 | Room_00025047 | Bathroom_1 | Bathroom | Shower | 1.4156 | 1.4156 |  | 1.5 |  | Primary | Daily / Almost Daily | N/A | Bag | 0.8492 |  | 1.274 |  | WA | Manufactured | Shower | 2544 | 1313.97 | Manufactured | TRUE | FALSE | TRUE | TRUE | TRUE | 1859.9975 | 1673.9978 | Manufactured_TRUE | Manufactured_FALSE | Manufactured_TRUE | Manufactured_TRUE | Manufactured_TRUE | <1.5gpm | <1.5gpmManufactured_TRUE | <1.5gpmManufactured_TRUE
Water_00006388 | SITE_02037 | Room_00025050 | Kitchen_1 | Kitchen | Kitchen Faucet | 1.7689 | 1.7689 |  | 2 |  | N/A | N/A | N/A | Bag | 0.796 |  | 1.592 |  | WA | Manufactured | Kitchen Faucet | 2544 | 1313.97 | Manufactured | FALSE | FALSE |  |  |  | 2324.2669 | 2091.8402 | Manufactured_FALSE | Manufactured_FALSE | Manufactured_ | Manufactured_ | Manufactured_ | unknown | unknownManufactured_ | unknownManufactured_FALSE
Water_00006389 | SITE_02037 | Room_00025053 | Bathroom_2 | Bathroom | Bathroom Faucet | 2 | 3.5378 | 2 | 4 |  | N/A | N/A | N/A | Bag | 0.796 |  | 3.184 |  | WA | Manufactured | Bathroom Faucet | 2544 | 1313.97 | Manufactured | FALSE | FALSE |  |  |  | 2627.94 | 4183.6805 | Manufactured_FALSE | Manufactured_FALSE | Manufactured_ | Manufactured_ | Manufactured_ | unknown | unknownManufactured_ | unknownManufactured_FALSE
Water_00006390 | SITE_02037 | Room_00025053 | Bathroom_2 | Bathroom | Shower | 2.3589 | 2.3589 |  | 2.5 |  | Secondary | A few times per month | N/A | Bag | 0.8492 |  | 2.123 |  | WA | Manufactured | Shower | 2544 | 1313.97 | Manufactured | TRUE | FALSE | TRUE | TRUE | TRUE | 3099.5092 | 2789.5583 | Manufactured_TRUE | Manufactured_FALSE | Manufactured_TRUE | Manufactured_TRUE | Manufactured_TRUE | 2.5gpm | 2.5gpmManufactured_TRUE | 2.5gpmManufactured_TRUE
Water_00006391 | SITE_02038 | Room_00025059 | Family Room_1 | Family Room | Kitchen Faucet | 1.9456 | 1.9456 |  | 2.2 |  | N/A | N/A | N/A | Bag | 0.796 |  | 1.751 |  | WA | Single Family | Kitchen Faucet | 2545 | 2986.36 | Single Family | FALSE | FALSE |  |  |  | 5810.1293 | 5229.1164 | Single Family_FALSE | Single Family_FALSE | Single Family_ | Single Family_ | Single Family_ | unknown | unknownSingle Family_ | unknownSingle Family_FALSE
Water_00006392 | SITE_02038 | Room_00025064 | Bathroom_1 | Bathroom | Bathtub | unknown |  |  |  | N/A | N/A | N/A | N/A | Unknown |  | N/A |  | N/A | WA | Single Family | Bathtub | 2545 | 2986.36 | Single Family | FALSE | FALSE |  |  |  | 0 | 0 | Single Family_FALSE | Single Family_FALSE | Single Family_ | Single Family_ | Single Family_ | unknown | unknownSingle Family_ | unknownSingle Family_FALSE
Water_00006393 | SITE_02038 | Room_00025064 | Bathroom_1 | Bathroom | Bathroom Faucet | 1.7689 | 1.7689 |  | 2 |  | N/A | N/A | N/A | Bag | 0.796 |  | 1.592 |  | WA | Single Family | Bathroom Faucet | 2545 | 2986.36 | Single Family | FALSE | FALSE |  |  |  | 5282.539 | 4754.2851 | Single Family_FALSE | Single Family_FALSE | Single Family_ | Single Family_ | Single Family_ | unknown | unknownSingle Family_ | unknownSingle Family_FALSE
Water_00006394 | SITE_02038 | Room_00025064 | Bathroom_1 | Bathroom | Bathroom Faucet | 1.7689 | 1.7689 |  | 2 |  | N/A | N/A | N/A | Bag | 0.796 |  | 1.592 |  | WA | Single Family | Bathroom Faucet | 2545 | 2986.36 | Single Family | FALSE | FALSE |  |  |  | 5282.539 | 4754.2851 | Single Family_FALSE | Single Family_FALSE | Single Family_ | Single Family_ | Single Family_ | unknown | unknownSingle Family_ | unknownSingle Family_FALSE
Water_00006395 | SITE_02038 | Room_00025064 | Bathroom_1 | Bathroom | Shower | 1.8867 | 1.8867 |  | 2 |  | Primary | Daily / Almost Daily | N/A | Bag | 0.8492 |  | 1.698 |  | WA | Single Family | Shower | 2545 | 2986.36 | Single Family | TRUE | FALSE | TRUE | TRUE | TRUE | 5634.2659 | 5070.8393 | Single Family_TRUE | Single Family_FALSE | Single Family_TRUE | Single Family_TRUE | Single Family_TRUE | 2.0gpm | 2.0gpmSingle Family_TRUE | 2.0gpmSingle Family_TRUE
Water_00006396 | SITE_02038 | Room_00025066 | Bathroom_2 | Bathroom | Bathroom Faucet | 1.7689 | 1.7689 |  | 2 |  | N/A | N/A | N/A | Bag | 0.796 |  | 1.592 |  | WA | Single Family | Bathroom Faucet | 2545 | 2986.36 | Single Family | FALSE | FALSE |  |  |  | 5282.539 | 4754.2851 | Single Family_FALSE | Single Family_FALSE | Single Family_ | Single Family_ | Single Family_ | unknown | unknownSingle Family_ | unknownSingle Family_FALSE
Water_00006397 | SITE_02038 | Room_00025066 | Bathroom_2 | Bathroom | Shower / Bathtub combo with diverter valve | 1.3211 | 1.3211 |  | 1.4 |  | Secondary | A few times per year | N/A | Bag | 0.8492 |  | 1.189 |  | WA | Single Family | Shower | 2545 | 2986.36 | Single Family | TRUE | TRUE | TRUE | TRUE | TRUE | 3945.3134 | 3550.782 | Single Family_TRUE | Single Family_TRUE | Single Family_TRUE | Single Family_TRUE | Single Family_TRUE | <1.5gpm | <1.5gpmSingle Family_TRUE | <1.5gpmSingle Family_TRUE
Water_00006398 | SITE_02039 | Room_00025071 | Bathroom_1 | Bathroom | Bathroom Faucet | 3.5378 | 3.5378 |  | 4 |  | N/A | N/A | No restrictor | Bag | 0.796 |  | 3.184 |  | WA | Single Family | Bathroom Faucet | 2546 | 2986.36 | Single Family | FALSE | FALSE |  |  |  | 10565.078 | 9508.5702 | Single Family_FALSE | Single Family_FALSE | Single Family_ | Single Family_ | Single Family_ | unknown | unknownSingle Family_ | unknownSingle Family_FALSE
Water_00006399 | SITE_02039 | Room_00025071 | Bathroom_1 | Bathroom | Shower | 2.3589 | 2.3589 |  | 2.5 |  | All used about the same | A few times per week | N/A | Bag | 0.8492 |  | 2.123 |  | WA | Single Family | Shower | 2546 | 2986.36 | Single Family | TRUE | FALSE | TRUE | TRUE | TRUE | 7044.4914 | 6340.0423 | Single Family_TRUE | Single Family_FALSE | Single Family_TRUE | Single Family_TRUE | Single Family_TRUE | 2.5gpm | 2.5gpmSingle Family_TRUE | 2.5gpmSingle Family_TRUE
Water_00006400 | SITE_02039 | Room_00025072 | Bathroom_2 | Bathroom | Bathroom Faucet | 1.0611 | 1.0611 |  | 1.2 |  | N/A | N/A | N/A | Bag | 0.796 |  | 0.955 |  | WA | Single Family | Bathroom Faucet | 2546 | 2986.36 | Single Family | FALSE | FALSE |  |  |  | 3168.8598 | 2851.9738 | Single Family_FALSE | Single Family_FALSE | Single Family_ | Single Family_ | Single Family_ | unknown | unknownSingle Family_ | unknownSingle Family_FALSE
Water_00006401 | SITE_02039 | Room_00025072 | Bathroom_2 | Bathroom | Shower / Bathtub combo with diverter valve | 2.5 |  | 2.5 |  | Unknown | Primary | A few times per year | Shower full of things. Did not test. | Bag | 0.8492 |  |  | Unknown | WA | Single Family | Shower | 2546 | 2986.36 | Single Family | TRUE | TRUE | TRUE | FALSE | FALSE | 7465.9 | 0 | Single Family_TRUE | Single Family_TRUE | Single Family_TRUE | Single Family_FALSE | Single Family_FALSE | unknown | unknownSingle Family_FALSE | unknownSingle Family_TRUE
Water_00006402 | SITE_02039 | Room_00025077 | Kitchen_1 | Kitchen | Kitchen Faucet | 1.3267 | 1.3267 |  | 1.5 |  | N/A | N/A | N/A | Bag | 0.796 |  | 1.194 |  | WA | Single Family | Kitchen Faucet | 2546 | 2986.36 | Single Family | FALSE | FALSE |  |  |  | 3961.9043 | 3565.7138 | Single Family_FALSE | Single Family_FALSE | Single Family_ | Single Family_ | Single Family_ | unknown | unknownSingle Family_ | unknownSingle Family_FALSE
Water_00006403 | SITE_00140 | Room_00007673 | Bathroom_1 | Bathroom | Bathroom Faucet | 1.5 | 1.3267 | 1.5 | 1.5 |  | N/A | N/A | N/A | Bag | 0.796 |  | 1.194 |  | WA | Single Family | Bathroom Faucet | 662 | 2259.17 | Single Family | FALSE | FALSE |  |  |  | 3388.755 | 2697.449 | Single Family_FALSE | Single Family_FALSE | Single Family_ | Single Family_ | Single Family_ | unknown | unknownSingle Family_ | unknownSingle Family_FALSE
Water_00006404 | SITE_00140 | Room_00007673 | Bathroom_1 | Bathroom | Shower / Bathtub combo with diverter valve | 3.1067 | 3.1067 |  | 3 |  | All used about the same | Daily / Almost Daily | N/A | Weir | 0.932 |  | 2.796 |  | WA | Single Family | Shower | 662 | 2259.17 | Single Family | TRUE | TRUE | TRUE | TRUE | TRUE | 7018.4881 | 6316.6393 | Single Family_TRUE | Single Family_TRUE | Single Family_TRUE | Single Family_TRUE | Single Family_TRUE | gt2.5gpm | gt2.5gpmSingle Family_TRUE | gt2.5gpmSingle Family_TRUE
Water_00006405 | SITE_00140 | Room_00007675 | Bathroom_2 | Bathroom | Bathroom Faucet | 1.5 | 1.3267 | 1.5 | 1.5 |  | N/A | N/A | N/A | Bag | 0.796 |  | 1.194 |  | WA | Single Family | Bathroom Faucet | 662 | 2259.17 | Single Family | FALSE | FALSE |  |  |  | 3388.755 | 2697.449 | Single Family_FALSE | Single Family_FALSE | Single Family_ | Single Family_ | Single Family_ | unknown | unknownSingle Family_ | unknownSingle Family_FALSE
Water_00006406 | SITE_00140 | Room_00007676 | Kitchen_1 | Kitchen | Kitchen Faucet | unknown |  |  | 2.5 |  | N/A | N/A | N/A | Unknown |  | N/A |  | N/A | WA | Single Family | Kitchen Faucet | 662 | 2259.17 | Single Family | FALSE | FALSE |  |  |  | 0 | 0 | Single Family_FALSE | Single Family_FALSE | Single Family_ | Single Family_ | Single Family_ | unknown | unknownSingle Family_ | unknownSingle Family_FALSE
Water_00006407 | SITE_00140 | Room_00007679 | Bathroom_3 | Bathroom | Bathroom Faucet | 1.5 | 1.9456 | 1.5 | 2.2 |  | N/A | N/A | N/A | Bag | 0.796 |  | 1.751 |  | WA | Single Family | Bathroom Faucet | 662 | 2259.17 | Single Family | FALSE | FALSE |  |  |  | 3388.755 | 3955.8067 | Single Family_FALSE | Single Family_FALSE | Single Family_ | Single Family_ | Single Family_ | unknown | unknownSingle Family_ | unknownSingle Family_FALSE
Water_00006408 | SITE_00140 | Room_00007679 | Bathroom_3 | Bathroom | Bathroom Faucet | 1.5 | 1.9456 | 1.5 | 2.2 |  | N/A | N/A | N/A | Bag | 0.796 |  | 1.751 |  | WA | Single Family | Bathroom Faucet | 662 | 2259.17 | Single Family | FALSE | FALSE |  |  |  | 3388.755 | 3955.8067 | Single Family_FALSE | Single Family_FALSE | Single Family_ | Single Family_ | Single Family_ | unknown | unknownSingle Family_ | unknownSingle Family_FALSE
Water_00006409 | SITE_00140 | Room_00007679 | Bathroom_3 | Bathroom | Shower | unknown |  |  |  | Unknown | All used about the same | Daily / Almost Daily | Showerhead too big for bag or bucket | Weir | 0.932 |  |  | Unknown | WA | Single Family | Shower | 662 | 2259.17 | Single Family | TRUE | FALSE | FALSE | FALSE | FALSE | 0 | 0 | Single Family_TRUE | Single Family_FALSE | Single Family_FALSE | Single Family_FALSE | Single Family_FALSE | unknown | unknownSingle Family_FALSE | unknownSingle Family_TRUE
Water_00006410 | SITE_01996 | Room_00024398 | Kitchen_1 | Kitchen | Kitchen Faucet | 2.2 | 1.4156 | 2.2 | 1.6 |  | N/A | N/A | N/A | Bag | 0.796 |  | 1.274 |  | WA | Single Family | Kitchen Faucet | 2503 | 2986.36 | Single Family | FALSE | FALSE |  |  |  | 6569.992 | 3804.6226 | Single Family_FALSE | Single Family_FALSE | Single Family_ | Single Family_ | Single Family_ | unknown | unknownSingle Family_ | unknownSingle Family_FALSE
Water_00006411 | SITE_01996 | Room_00024403 | Bathroom_1 | Bathroom | Bathroom Faucet | 1.7689 | 1.7689 |  | 2 |  | N/A | N/A | N/A | Bag | 0.796 |  | 1.592 |  | WA | Single Family | Bathroom Faucet | 2503 | 2986.36 | Single Family | FALSE | FALSE |  |  |  | 5282.539 | 4754.2851 | Single Family_FALSE | Single Family_FALSE | Single Family_ | Single Family_ | Single Family_ | unknown | unknownSingle Family_ | unknownSingle Family_FALSE
Water_00006412 | SITE_01996 | Room_00024403 | Bathroom_1 | Bathroom | Shower / Bathtub combo with diverter valve | 2.5 | 1.8867 | 2.5 | 2 |  | Secondary | A few times per year | N/A | Bag | 0.8492 |  | 1.698 |  | WA | Single Family | Shower | 2503 | 2986.36 | Single Family | TRUE | TRUE | TRUE | TRUE | TRUE | 7465.9 | 5070.8393 | Single Family_TRUE | Single Family_TRUE | Single Family_TRUE | Single Family_TRUE | Single Family_TRUE | 2.5gpm | 2.5gpmSingle Family_TRUE | 2.5gpmSingle Family_TRUE
Water_00006413 | SITE_01996 | Room_00024408 | Bathroom_2 | Bathroom | Bathroom Faucet | 1.7689 | 1.7689 |  | 2 |  | N/A | N/A | N/A | Bag | 0.796 |  | 1.592 |  | WA | Single Family | Bathroom Faucet | 2503 | 2986.36 | Single Family | FALSE | FALSE |  |  |  | 5282.539 | 4754.2851 | Single Family_FALSE | Single Family_FALSE | Single Family_ | Single Family_ | Single Family_ | unknown | unknownSingle Family_ | unknownSingle Family_FALSE
Water_00006414 | SITE_01996 | Room_00024408 | Bathroom_2 | Bathroom | Bathroom Faucet | 1.7689 | 1.7689 |  | 2 |  | N/A | N/A | N/A | Bag | 0.796 |  | 1.592 |  | WA | Single Family | Bathroom Faucet | 2503 | 2986.36 | Single Family | FALSE | FALSE |  |  |  | 5282.539 | 4754.2851 | Single Family_FALSE | Single Family_FALSE | Single Family_ | Single Family_ | Single Family_ | unknown | unknownSingle Family_ | unknownSingle Family_FALSE
Water_00006415 | SITE_01996 | Room_00024408 | Bathroom_2 | Bathroom | Bathtub | unknown |  |  |  | N/A | N/A | N/A | N/A | Unknown |  | N/A |  | N/A | WA | Single Family | Bathtub | 2503 | 2986.36 | Single Family | FALSE | FALSE |  |  |  | 0 | 0 | Single Family_FALSE | Single Family_FALSE | Single Family_ | Single Family_ | Single Family_ | unknown | unknownSingle Family_ | unknownSingle Family_FALSE
Water_00006416 | SITE_01996 | Room_00024408 | Bathroom_2 | Bathroom | Shower | 1.8867 | 1.8867 |  | 2 |  | Primary | Daily / Almost Daily | N/A | Bag | 0.8492 |  | 1.698 |  | WA | Single Family | Shower | 2503 | 2986.36 | Single Family | TRUE | FALSE | TRUE | TRUE | TRUE | 5634.2659 | 5070.8393 | Single Family_TRUE | Single Family_FALSE | Single Family_TRUE | Single Family_TRUE | Single Family_TRUE | 2.0gpm | 2.0gpmSingle Family_TRUE | 2.0gpmSingle Family_TRUE
Water_00006417 | SITE_01996 | Room_00024410 | Bathroom_3 | Bathroom | Bathroom Faucet | 1.7689 | 1.7689 |  | 2 |  | N/A | N/A | N/A | Bag | 0.796 |  | 1.592 |  | WA | Single Family | Bathroom Faucet | 2503 | 2986.36 | Single Family | FALSE | FALSE |  |  |  | 5282.539 | 4754.2851 | Single Family_FALSE | Single Family_FALSE | Single Family_ | Single Family_ | Single Family_ | unknown | unknownSingle Family_ | unknownSingle Family_FALSE
Water_00006418 | SITE_01996 | Room_00024412 | Bathroom_4 | Bathroom | Bathroom Faucet | 1.4156 | 1.4156 |  | 1.6 |  | N/A | N/A | N/A | Bag | 0.796 |  | 1.274 |  | WA | Single Family | Bathroom Faucet | 2503 | 2986.36 | Single Family | FALSE | FALSE |  |  |  | 4227.3585 | 3804.6226 | Single Family_FALSE | Single Family_FALSE | Single Family_ | Single Family_ | Single Family_ | unknown | unknownSingle Family_ | unknownSingle Family_FALSE
Water_00006419 | SITE_01996 | Room_00024412 | Bathroom_4 | Bathroom | Shower | unknown |  |  |  | Unknown | Never / rarely used | Never | Used for storage | Bag | 0.8492 |  |  | Unknown | WA | Single Family | Shower | 2503 | 2986.36 | Single Family | TRUE | FALSE | FALSE | FALSE | FALSE | 0 | 0 | Single Family_TRUE | Single Family_FALSE | Single Family_FALSE | Single Family_FALSE | Single Family_FALSE | unknown | unknownSingle Family_FALSE | unknownSingle Family_TRUE
Water_00006420 | SITE_01136 | Room_00016491 | Bathroom_1 | Bathroom | Shower | unknown |  |  | 3.5 |  | Primary | Daily / Almost Daily | N/A | Unknown |  | N/A |  | N/A | WA | Multifamily Residence | Shower | 1651 | 2002.11 | Multifamily Residence | TRUE | FALSE | FALSE | FALSE | FALSE | 0 | 0 | Multifamily Residence_TRUE | Multifamily Residence_FALSE | Multifamily Residence_FALSE | Multifamily Residence_FALSE | Multifamily Residence_FALSE | unknown | unknownMultifamily Residence_FALSE | unknownMultifamily Residence_TRUE
Water_00006421 | SITE_01136 | Room_00016491 | Bathroom_1 | Bathroom | Bathroom Faucet | unknown |  |  | 2 |  | N/A | N/A | N/A | Unknown |  | N/A |  | N/A | WA | Multifamily Residence | Bathroom Faucet | 1651 | 2002.11 | Multifamily Residence | FALSE | FALSE |  |  |  | 0 | 0 | Multifamily Residence_FALSE | Multifamily Residence_FALSE | Multifamily Residence_ | Multifamily Residence_ | Multifamily Residence_ | unknown | unknownMultifamily Residence_ | unknownMultifamily Residence_FALSE
Water_00006422 | SITE_01136 | Room_00016493 | Bathroom_2 | Bathroom | Bathroom Faucet | unknown |  |  | 2 |  | N/A | N/A | N/A | Unknown |  | N/A |  | N/A | WA | Multifamily Residence | Bathroom Faucet | 1651 | 2002.11 | Multifamily Residence | FALSE | FALSE |  |  |  | 0 | 0 | Multifamily Residence_FALSE | Multifamily Residence_FALSE | Multifamily Residence_ | Multifamily Residence_ | Multifamily Residence_ | unknown | unknownMultifamily Residence_ | unknownMultifamily Residence_FALSE
Water_00006423 | SITE_00167 | Room_00008043 | Kitchen_1 | Kitchen | Kitchen Faucet | 1.5 | 2.7422 | 1.5 | 3.1 |  | N/A | N/A | N/A | Bag | 0.796 |  | 2.468 |  | WA | Single Family | Kitchen Faucet | 688 | 597.38 | Single Family | FALSE | FALSE |  |  |  | 896.07 | 1474.3338 | Single Family_FALSE | Single Family_FALSE | Single Family_ | Single Family_ | Single Family_ | unknown | unknownSingle Family_ | unknownSingle Family_FALSE
Water_00006424 | SITE_00167 | Room_00008045 | Bathroom_1 | Bathroom | Bathroom Faucet | 2.2 | 0.97333 | 2.2 | 1.1 |  | N/A | N/A | N/A | Bag | 0.796 |  | 0.876 |  | WA | Single Family | Bathroom Faucet | 688 | 597.38 | Single Family | FALSE | FALSE |  |  |  | 1314.236 | 523.3049 | Single Family_FALSE | Single Family_FALSE | Single Family_ | Single Family_ | Single Family_ | unknown | unknownSingle Family_ | unknownSingle Family_FALSE
Water_00006425 | SITE_00167 | Room_00008045 | Bathroom_1 | Bathroom | Shower / Bathtub combo with diverter valve | 2.5 | 2.9256 | 2.5 | 3.1 |  | Primary | Daily / Almost Daily | N/A | Bag | 0.8492 |  | 2.633 |  | WA | Single Family | Shower | 688 | 597.38 | Single Family | TRUE | TRUE | TRUE | TRUE | TRUE | 1493.45 | 1572.9015 | Single Family_TRUE | Single Family_TRUE | Single Family_TRUE | Single Family_TRUE | Single Family_TRUE | 2.5gpm | 2.5gpmSingle Family_TRUE | 2.5gpmSingle Family_TRUE