Water_00006426 | SITE_00162 | Room_00007974 | Kitchen_1 | Kitchen | Kitchen Faucet | 1.8578 | 1.8578 |  | 2.1 |  | N/A | N/A | N/A | Bag | 0.796 |  | 1.672 |  | WA | Single Family | Kitchen Faucet | 683 | 3801.52 | Single Family | FALSE | FALSE |  |  |  | 7062.3794 | 6356.1414 | Single Family_FALSE | Single Family_FALSE | Single Family_ | Single Family_ | Single Family_ | unknown | unknownSingle Family_ | unknownSingle Family_FALSE
Water_00006427 | SITE_00162 | Room_00007978 | Bathroom_1 | Bathroom | Bathroom Faucet | 1.3267 | 1.3267 |  | 1.5 |  | N/A | N/A | N/A | Bag | 0.796 |  | 1.194 |  | WA | Single Family | Bathroom Faucet | 683 | 3801.52 | Single Family | FALSE | FALSE |  |  |  | 5043.3499 | 4539.0149 | Single Family_FALSE | Single Family_FALSE | Single Family_ | Single Family_ | Single Family_ | unknown | unknownSingle Family_ | unknownSingle Family_FALSE
Water_00006428 | SITE_00162 | Room_00007978 | Bathroom_1 | Bathroom | Shower | 2.5 | 2.4533 | 2.5 | 2.6 |  | Secondary | A few times per month | N/A | Bag | 0.8492 |  | 2.208 |  | WA | Single Family | Shower | 683 | 3801.52 | Single Family | TRUE | FALSE | TRUE | TRUE | TRUE | 9503.8 | 8393.7562 | Single Family_TRUE | Single Family_FALSE | Single Family_TRUE | Single Family_TRUE | Single Family_TRUE | 2.5gpm | 2.5gpmSingle Family_TRUE | 2.5gpmSingle Family_TRUE
Water_00006429 | SITE_00162 | Room_00007984 | Bathroom_2 | Bathroom | Bathroom Faucet | 1.68 | 1.68 |  | 1.9 |  | N/A | N/A | N/A | Bag | 0.796 |  | 1.512 |  | WA | Single Family | Bathroom Faucet | 683 | 3801.52 | Single Family | FALSE | FALSE |  |  |  | 6386.5536 | 5747.8982 | Single Family_FALSE | Single Family_FALSE | Single Family_ | Single Family_ | Single Family_ | unknown | unknownSingle Family_ | unknownSingle Family_FALSE
Water_00006430 | SITE_00162 | Room_00007984 | Bathroom_2 | Bathroom | Shower | unknown |  |  |  | Unknown | Primary | Daily / Almost Daily | Two massive heads | Bag | 0.8492 |  |  | Unknown | WA | Single Family | Shower | 683 | 3801.52 | Single Family | TRUE | FALSE | FALSE | FALSE | FALSE | 0 | 0 | Single Family_TRUE | Single Family_FALSE | Single Family_FALSE | Single Family_FALSE | Single Family_FALSE | unknown | unknownSingle Family_FALSE | unknownSingle Family_TRUE
Water_00006431 | SITE_01136 | Room_00016481 | Laundry_2 | Laundry | Bathroom Faucet | 2.2 | 1.7689 | 2.2 | 2 |  | N/A | N/A | N/A | Bag | 0.796 |  | 1.592 |  | WA | Multifamily Residence | Bathroom Faucet | 1651 | 2002.11 | Multifamily Residence | FALSE | FALSE |  |  |  | 4404.642 | 3187.3591 | Multifamily Residence_FALSE | Multifamily Residence_FALSE | Multifamily Residence_ | Multifamily Residence_ | Multifamily Residence_ | unknown | unknownMultifamily Residence_ | unknownMultifamily Residence_FALSE
Water_00006432 | SITE_01136 | Room_00016482 | Kitchen_2 | Kitchen | Kitchen Faucet | 3.0956 | 3.0956 |  | 3.5 |  | N/A | N/A | N/A | Bag | 0.796 |  | 2.786 |  | WA | Multifamily Residence | Kitchen Faucet | 1651 | 2002.11 | Multifamily Residence | FALSE | FALSE |  |  |  | 6197.6427 | 5577.8785 | Multifamily Residence_FALSE | Multifamily Residence_FALSE | Multifamily Residence_ | Multifamily Residence_ | Multifamily Residence_ | unknown | unknownMultifamily Residence_ | unknownMultifamily Residence_FALSE
Water_00006433 | SITE_00133 | Room_00007569 | Kitchen_1 | Kitchen | Kitchen Faucet | unknown |  |  | 1.5 |  | N/A | N/A | N/A | Unknown |  | N/A |  | N/A | WA | Single Family | Kitchen Faucet | 655 | 2259.17 | Single Family | FALSE | FALSE |  |  |  | 0 | 0 | Single Family_FALSE | Single Family_FALSE | Single Family_ | Single Family_ | Single Family_ | unknown | unknownSingle Family_ | unknownSingle Family_FALSE
Water_00006434 | SITE_00133 | Room_00007571 | Bathroom_1 | Bathroom | Shower / Bathtub combo with diverter valve | unknown |  |  | 2 |  | Primary | Daily / Almost Daily | N/A | Unknown |  | N/A |  | N/A | WA | Single Family | Shower | 655 | 2259.17 | Single Family | TRUE | TRUE | FALSE | FALSE | FALSE | 0 | 0 | Single Family_TRUE | Single Family_TRUE | Single Family_FALSE | Single Family_FALSE | Single Family_FALSE | unknown | unknownSingle Family_FALSE | unknownSingle Family_TRUE
Water_00006435 | SITE_00133 | Room_00007571 | Bathroom_1 | Bathroom | Bathroom Faucet | unknown |  |  | 1.4 |  | N/A | N/A | N/A | Unknown |  | N/A |  | N/A | WA | Single Family | Bathroom Faucet | 655 | 2259.17 | Single Family | FALSE | FALSE |  |  |  | 0 | 0 | Single Family_FALSE | Single Family_FALSE | Single Family_ | Single Family_ | Single Family_ | unknown | unknownSingle Family_ | unknownSingle Family_FALSE
Water_00006436 | SITE_00133 | Room_00007576 | Bathroom_6 | Bathroom | Shower | unknown |  |  | 2.5 |  | Secondary | A few times per year | N/A | Unknown |  | N/A |  | N/A | WA | Single Family | Shower | 655 | 2259.17 | Single Family | TRUE | FALSE | FALSE | FALSE | FALSE | 0 | 0 | Single Family_TRUE | Single Family_FALSE | Single Family_FALSE | Single Family_FALSE | Single Family_FALSE | unknown | unknownSingle Family_FALSE | unknownSingle Family_TRUE
Water_00006437 | SITE_00133 | Room_00007576 | Bathroom_6 | Bathroom | Bathroom Faucet | 1.5 |  | 1.5 | 1.5 |  | N/A | N/A | N/A | Unknown |  | N/A |  | N/A | WA | Single Family | Bathroom Faucet | 655 | 2259.17 | Single Family | FALSE | FALSE |  |  |  | 3388.755 | 0 | Single Family_FALSE | Single Family_FALSE | Single Family_ | Single Family_ | Single Family_ | unknown | unknownSingle Family_ | unknownSingle Family_FALSE
Water_00006438 | SITE_01143 | Room_00016569 | Bathroom_1 | Bathroom | Bathroom Faucet | 1.2 | 1.0611 | 1.2 | 1.2 |  | N/A | N/A | N/A | Bag | 0.796 |  | 0.955 |  | WA | Multifamily Residence | Bathroom Faucet | 1658 | 2002.11 | Multifamily Residence | FALSE | FALSE |  |  |  | 2402.532 | 1912.015 | Multifamily Residence_FALSE | Multifamily Residence_FALSE | Multifamily Residence_ | Multifamily Residence_ | Multifamily Residence_ | unknown | unknownMultifamily Residence_ | unknownMultifamily Residence_FALSE
Water_00006439 | SITE_01143 | Room_00016569 | Bathroom_1 | Bathroom | Shower / Bathtub combo with diverter valve | 2.5 |  | 2.5 |  | Unknown | Secondary | A few times per month | Contents in tub could not test flow | Bag | 0.8492 |  |  | Unknown | WA | Multifamily Residence | Shower | 1658 | 2002.11 | Multifamily Residence | TRUE | TRUE | TRUE | FALSE | FALSE | 5005.275 | 0 | Multifamily Residence_TRUE | Multifamily Residence_TRUE | Multifamily Residence_TRUE | Multifamily Residence_FALSE | Multifamily Residence_FALSE | unknown | unknownMultifamily Residence_FALSE | unknownMultifamily Residence_TRUE
Water_00006440 | SITE_01143 | Room_00016572 | Bathroom_2 | Bathroom | Bathroom Faucet | 1.2 | 1.3267 | 1.2 | 1.5 |  | N/A | N/A | N/A | Bag | 0.796 |  | 1.194 |  | WA | Multifamily Residence | Bathroom Faucet | 1658 | 2002.11 | Multifamily Residence | FALSE | FALSE |  |  |  | 2402.532 | 2390.5193 | Multifamily Residence_FALSE | Multifamily Residence_FALSE | Multifamily Residence_ | Multifamily Residence_ | Multifamily Residence_ | unknown | unknownMultifamily Residence_ | unknownMultifamily Residence_FALSE
Water_00006441 | SITE_01143 | Room_00016572 | Bathroom_2 | Bathroom | Bathroom Faucet | 1.2 | 1.1056 | 1.2 | 1.25 |  | N/A | N/A | N/A | Bag | 0.796 |  | 0.995 |  | WA | Multifamily Residence | Bathroom Faucet | 1658 | 2002.11 | Multifamily Residence | FALSE | FALSE |  |  |  | 2402.532 | 1992.0994 | Multifamily Residence_FALSE | Multifamily Residence_FALSE | Multifamily Residence_ | Multifamily Residence_ | Multifamily Residence_ | unknown | unknownMultifamily Residence_ | unknownMultifamily Residence_FALSE
Water_00006442 | SITE_01143 | Room_00016572 | Bathroom_2 | Bathroom | Shower | 2.3589 | 2.3589 |  | 2.5 |  | Primary | Daily / Almost Daily | N/A | Bag | 0.8492 |  | 2.123 |  | WA | Multifamily Residence | Shower | 1658 | 2002.11 | Multifamily Residence | TRUE | FALSE | TRUE | TRUE | TRUE | 4722.755 | 4250.4795 | Multifamily Residence_TRUE | Multifamily Residence_FALSE | Multifamily Residence_TRUE | Multifamily Residence_TRUE | Multifamily Residence_TRUE | 2.5gpm | 2.5gpmMultifamily Residence_TRUE | 2.5gpmMultifamily Residence_TRUE
Water_00006443 | SITE_01143 | Room_00016573 | Kitchen_1 | Kitchen | Kitchen Faucet | 2 | 1.99 | 2 | 2.25 |  | N/A | N/A | N/A | Bag | 0.796 |  | 1.791 |  | WA | Multifamily Residence | Kitchen Faucet | 1658 | 2002.11 | Multifamily Residence | FALSE | FALSE |  |  |  | 4004.22 | 3585.779 | Multifamily Residence_FALSE | Multifamily Residence_FALSE | Multifamily Residence_ | Multifamily Residence_ | Multifamily Residence_ | unknown | unknownMultifamily Residence_ | unknownMultifamily Residence_FALSE
Water_00006444 | SITE_02017 | Room_00024732 | Kitchen_1 | Kitchen | Kitchen Faucet | 1.5 | 1.2378 | 1.5 | 1.4 |  | N/A | N/A | N/A | Bag | 0.796 |  | 1.114 |  | WA | Single Family | Kitchen Faucet | 2524 | 2986.36 | Single Family | FALSE | FALSE |  |  |  | 4479.54 | 3326.805 | Single Family_FALSE | Single Family_FALSE | Single Family_ | Single Family_ | Single Family_ | unknown | unknownSingle Family_ | unknownSingle Family_FALSE
Water_00006445 | SITE_02017 | Room_00024739 | Bathroom_1 | Bathroom | Shower / Bathtub combo with diverter valve | 1.51 | 1.51 |  | 1.6 |  | Primary | Daily / Almost Daily | N/A | Bag | 0.8492 |  | 1.359 |  | WA | Single Family | Shower | 2524 | 2986.36 | Single Family | TRUE | TRUE | TRUE | TRUE | TRUE | 4509.4036 | 4058.4632 | Single Family_TRUE | Single Family_TRUE | Single Family_TRUE | Single Family_TRUE | Single Family_TRUE | 1.8gpm | 1.8gpmSingle Family_TRUE | 1.8gpmSingle Family_TRUE
Water_00006446 | SITE_02017 | Room_00024739 | Bathroom_1 | Bathroom | Bathroom Faucet | 2 | 2.3 | 2 | 2.6 |  | N/A | N/A | N/A | Bag | 0.796 |  | 2.07 |  | WA | Single Family | Bathroom Faucet | 2524 | 2986.36 | Single Family | FALSE | FALSE |  |  |  | 5972.72 | 6181.7652 | Single Family_FALSE | Single Family_FALSE | Single Family_ | Single Family_ | Single Family_ | unknown | unknownSingle Family_ | unknownSingle Family_FALSE
Water_00006447 | SITE_02020 | Room_00024783 | Bathroom_6 | Bathroom | Bathroom Faucet | 1.5 | 1.7689 | 1.5 | 2 |  | N/A | N/A | N/A | Bag | 0.796 |  | 1.592 |  | WA | Single Family | Bathroom Faucet | 2527 | 2986.36 | Single Family | FALSE | FALSE |  |  |  | 4479.54 | 4754.2851 | Single Family_FALSE | Single Family_FALSE | Single Family_ | Single Family_ | Single Family_ | unknown | unknownSingle Family_ | unknownSingle Family_FALSE
Water_00006448 | SITE_02020 | Room_00024783 | Bathroom_6 | Bathroom | Shower | unknown |  |  |  | Unknown | Secondary | A few times per year | Shower head too big to fit in flow bag | Bag | 0.8492 |  |  | Unknown | WA | Single Family | Shower | 2527 | 2986.36 | Single Family | TRUE | FALSE | FALSE | FALSE | FALSE | 0 | 0 | Single Family_TRUE | Single Family_FALSE | Single Family_FALSE | Single Family_FALSE | Single Family_FALSE | unknown | unknownSingle Family_FALSE | unknownSingle Family_TRUE
Water_00006449 | SITE_01693 | Room_00020942 | Kitchen_3 | Kitchen | Kitchen Faucet | 2.2 | 2.2111 | 2.2 | 2.5 |  | N/A | N/A | N/A | Bag | 0.796 |  | 1.99 |  | WA | Manufactured | Kitchen Faucet | 2201 | 1313.97 | Manufactured | FALSE | FALSE |  |  |  | 2890.734 | 2614.8003 | Manufactured_FALSE | Manufactured_FALSE | Manufactured_ | Manufactured_ | Manufactured_ | unknown | unknownManufactured_ | unknownManufactured_FALSE
Water_00006450 | SITE_01693 | Room_00020945 | Bathroom_1 | Bathroom | Shower / Bathtub combo with diverter valve | unknown |  |  |  | Unknown | Primary | Daily / Almost Daily | Two shower heads unsure how to measure | Bag | 0.8492 |  |  | Unknown | WA | Manufactured | Shower | 2201 | 1313.97 | Manufactured | TRUE | TRUE | FALSE | FALSE | FALSE | 0 | 0 | Manufactured_TRUE | Manufactured_TRUE | Manufactured_FALSE | Manufactured_FALSE | Manufactured_FALSE | unknown | unknownManufactured_FALSE | unknownManufactured_TRUE
Water_00006451 | SITE_01693 | Room_00020945 | Bathroom_1 | Bathroom | Bathroom Faucet | 2 | 1.9456 | 2 | 2.2 |  | N/A | N/A | Leaky faucet | Bag | 0.796 |  | 1.751 |  | WA | Manufactured | Bathroom Faucet | 2201 | 1313.97 | Manufactured | FALSE | FALSE |  |  |  | 2627.94 | 2300.7615 | Manufactured_FALSE | Manufactured_FALSE | Manufactured_ | Manufactured_ | Manufactured_ | unknown | unknownManufactured_ | unknownManufactured_FALSE
Water_00006452 | SITE_02020 | Room_00024786 | Kitchen_1 | Kitchen | Kitchen Faucet | 2.2 | 1.9456 | 2.2 | 2.2 |  | N/A | N/A | N/A | Bag | 0.796 |  | 1.751 |  | WA | Single Family | Kitchen Faucet | 2527 | 2986.36 | Single Family | FALSE | FALSE |  |  |  | 6569.992 | 5229.1164 | Single Family_FALSE | Single Family_FALSE | Single Family_ | Single Family_ | Single Family_ | unknown | unknownSingle Family_ | unknownSingle Family_FALSE
Water_00006453 | SITE_02020 | Room_00024793 | Bathroom_1 | Bathroom | Bathroom Faucet | 3.0956 | 3.0956 |  | 3.5 |  | N/A | N/A | N/A | Bag | 0.796 |  | 2.786 |  | WA | Single Family | Bathroom Faucet | 2527 | 2986.36 | Single Family | FALSE | FALSE |  |  |  | 9244.4433 | 8319.999 | Single Family_FALSE | Single Family_FALSE | Single Family_ | Single Family_ | Single Family_ | unknown | unknownSingle Family_ | unknownSingle Family_FALSE
Water_00006454 | SITE_02020 | Room_00024793 | Bathroom_1 | Bathroom | Shower | 2.0756 | 2.0756 |  | 2.2 |  | Secondary | A few times per week | N/A | Bag | 0.8492 |  | 1.868 |  | WA | Single Family | Shower | 2527 | 2986.36 | Single Family | TRUE | FALSE | TRUE | TRUE | TRUE | 6198.3561 | 5578.5205 | Single Family_TRUE | Single Family_FALSE | Single Family_TRUE | Single Family_TRUE | Single Family_TRUE | 2.5gpm | 2.5gpmSingle Family_TRUE | 2.5gpmSingle Family_TRUE
Water_00006455 | SITE_02020 | Room_00024794 | Bathroom_2 | Bathroom | Bathroom Faucet | 2.2 | 1.9456 | 2.2 | 2.2 |  | N/A | N/A | N/A | Bag | 0.796 |  | 1.751 |  | WA | Single Family | Bathroom Faucet | 2527 | 2986.36 | Single Family | FALSE | FALSE |  |  |  | 6569.992 | 5229.1164 | Single Family_FALSE | Single Family_FALSE | Single Family_ | Single Family_ | Single Family_ | unknown | unknownSingle Family_ | unknownSingle Family_FALSE
Water_00006456 | SITE_02020 | Room_00024794 | Bathroom_2 | Bathroom | Bathroom Faucet | 1.9456 | 1.9456 |  | 2.2 |  | N/A | N/A | N/A | Bag | 0.796 |  | 1.751 |  | WA | Single Family | Bathroom Faucet | 2527 | 2986.36 | Single Family | FALSE | FALSE |  |  |  | 5810.1293 | 5229.1164 | Single Family_FALSE | Single Family_FALSE | Single Family_ | Single Family_ | Single Family_ | unknown | unknownSingle Family_ | unknownSingle Family_FALSE
Water_00006457 | SITE_02020 | Room_00024794 | Bathroom_2 | Bathroom | Shower / Bathtub combo with diverter valve | unknown |  |  |  | Unknown | Primary | A few times per week | Couldnt measure | Bag | 0.8492 |  |  | Unknown | WA | Single Family | Shower | 2527 | 2986.36 | Single Family | TRUE | TRUE | FALSE | FALSE | FALSE | 0 | 0 | Single Family_TRUE | Single Family_TRUE | Single Family_FALSE | Single Family_FALSE | Single Family_FALSE | unknown | unknownSingle Family_FALSE | unknownSingle Family_TRUE
Water_00006458 | SITE_02002 | Room_00024504 | Laundry_1 | Laundry | Kitchen Faucet | 5.3067 | 5.3067 |  | 6 |  | N/A | N/A | More than able to measure with flow bag | Bag | 0.796 |  | 4.776 |  | WA | Single Family | Kitchen Faucet | 2509 | 2986.36 | Single Family | FALSE | FALSE |  |  |  | 15847.6171 | 14262.8554 | Single Family_FALSE | Single Family_FALSE | Single Family_ | Single Family_ | Single Family_ | unknown | unknownSingle Family_ | unknownSingle Family_FALSE
Water_00006459 | SITE_02002 | Room_00024506 | Kitchen_1 | Kitchen | Bathroom Faucet | 1.5 | 1.1056 | 1.5 | 1.25 |  | N/A | N/A | N/A | Bag | 0.796 |  | 0.995 |  | WA | Single Family | Bathroom Faucet | 2509 | 2986.36 | Single Family | FALSE | FALSE |  |  |  | 4479.54 | 2971.4282 | Single Family_FALSE | Single Family_FALSE | Single Family_ | Single Family_ | Single Family_ | unknown | unknownSingle Family_ | unknownSingle Family_FALSE
Water_00006460 | SITE_02002 | Room_00024512 | Bathroom_1 | Bathroom | Bathroom Faucet | 2.2 | 1.7689 | 2.2 | 2 |  | N/A | N/A | N/A | Bag | 0.796 |  | 1.592 |  | WA | Single Family | Bathroom Faucet | 2509 | 2986.36 | Single Family | FALSE | FALSE |  |  |  | 6569.992 | 4754.2851 | Single Family_FALSE | Single Family_FALSE | Single Family_ | Single Family_ | Single Family_ | unknown | unknownSingle Family_ | unknownSingle Family_FALSE
Water_00006461 | SITE_02000 | Room_00024471 | Kitchen_1 | Kitchen | Kitchen Faucet | 1.7689 | 1.7689 |  | 2 |  | N/A | N/A | N/A | Bag | 0.796 |  | 1.592 |  | WA | Single Family | Kitchen Faucet | 2507 | 2986.36 | Single Family | FALSE | FALSE |  |  |  | 5282.539 | 4754.2851 | Single Family_FALSE | Single Family_FALSE | Single Family_ | Single Family_ | Single Family_ | unknown | unknownSingle Family_ | unknownSingle Family_FALSE
Water_00006462 | SITE_02000 | Room_00024480 | Bathroom_2 | Bathroom | Bathroom Faucet | 2 | 1.3267 | 2 | 1.5 |  | N/A | N/A | N/A | Bag | 0.796 |  | 1.194 |  | WA | Single Family | Bathroom Faucet | 2507 | 2986.36 | Single Family | FALSE | FALSE |  |  |  | 5972.72 | 3565.7138 | Single Family_FALSE | Single Family_FALSE | Single Family_ | Single Family_ | Single Family_ | unknown | unknownSingle Family_ | unknownSingle Family_FALSE
Water_00006463 | SITE_02000 | Room_00024480 | Bathroom_2 | Bathroom | Shower / Bathtub combo with diverter valve | 1.8867 | 1.8867 |  | 2 |  | Primary | A few times per week | N/A | Bag | 0.8492 |  | 1.698 |  | WA | Single Family | Shower | 2507 | 2986.36 | Single Family | TRUE | TRUE | TRUE | TRUE | TRUE | 5634.2659 | 5070.8393 | Single Family_TRUE | Single Family_TRUE | Single Family_TRUE | Single Family_TRUE | Single Family_TRUE | 2.0gpm | 2.0gpmSingle Family_TRUE | 2.0gpmSingle Family_TRUE
Water_00006464 | SITE_02000 | Room_00024479 | Bathroom_1 | Bathroom | Bathroom Faucet | 2 | 1.7689 | 2 | 2 |  | N/A | N/A | N/A | Bag | 0.796 |  | 1.592 |  | WA | Single Family | Bathroom Faucet | 2507 | 2986.36 | Single Family | FALSE | FALSE |  |  |  | 5972.72 | 4754.2851 | Single Family_FALSE | Single Family_FALSE | Single Family_ | Single Family_ | Single Family_ | unknown | unknownSingle Family_ | unknownSingle Family_FALSE
Water_00006465 | SITE_02000 | Room_00024479 | Bathroom_1 | Bathroom | Shower | unknown |  |  |  | Unknown | Secondary | A few times per year | Unable to test - being used as litterbox. Same as other shower, however | Bag | 0.8492 |  |  | Unknown | WA | Single Family | Shower | 2507 | 2986.36 | Single Family | TRUE | FALSE | FALSE | FALSE | FALSE | 0 | 0 | Single Family_TRUE | Single Family_FALSE | Single Family_FALSE | Single Family_FALSE | Single Family_FALSE | unknown | unknownSingle Family_FALSE | unknownSingle Family_TRUE
Water_00006466 | SITE_02002 | Room_00024523 | Bathroom_7 | Bathroom | Shower | 1.3211 | 1.3211 |  | 1.4 |  | Primary | Daily / Almost Daily | N/A | Bag | 0.8492 |  | 1.189 |  | WA | Single Family | Shower | 2509 | 2986.36 | Single Family | TRUE | FALSE | TRUE | TRUE | TRUE | 3945.3134 | 3550.782 | Single Family_TRUE | Single Family_FALSE | Single Family_TRUE | Single Family_TRUE | Single Family_TRUE | <1.5gpm | <1.5gpmSingle Family_TRUE | <1.5gpmSingle Family_TRUE
Water_00006467 | SITE_02002 | Room_00024523 | Bathroom_7 | Bathroom | Bathroom Faucet | 2.2 | 1.7689 | 2.2 | 2 |  | N/A | N/A | N/A | Bag | 0.796 |  | 1.592 |  | WA | Single Family | Bathroom Faucet | 2509 | 2986.36 | Single Family | FALSE | FALSE |  |  |  | 6569.992 | 4754.2851 | Single Family_FALSE | Single Family_FALSE | Single Family_ | Single Family_ | Single Family_ | unknown | unknownSingle Family_ | unknownSingle Family_FALSE
Water_00006468 | SITE_02002 | Room_00024525 | Bathroom_6 | Bathroom | Bathroom Faucet | 1.5 | 1.3267 | 1.5 | 1.5 |  | N/A | N/A | N/A | Bag | 0.796 |  | 1.194 |  | WA | Single Family | Bathroom Faucet | 2509 | 2986.36 | Single Family | FALSE | FALSE |  |  |  | 4479.54 | 3565.7138 | Single Family_FALSE | Single Family_FALSE | Single Family_ | Single Family_ | Single Family_ | unknown | unknownSingle Family_ | unknownSingle Family_FALSE
Water_00006469 | SITE_02002 | Room_00024525 | Bathroom_6 | Bathroom | Shower / Bathtub combo with diverter valve | 2.5 | 1.8867 | 2.5 | 2 |  | Secondary | Daily / Almost Daily | N/A | Bag | 0.8492 |  | 1.698 |  | WA | Single Family | Shower | 2509 | 2986.36 | Single Family | TRUE | TRUE | TRUE | TRUE | TRUE | 7465.9 | 5070.8393 | Single Family_TRUE | Single Family_TRUE | Single Family_TRUE | Single Family_TRUE | Single Family_TRUE | 2.5gpm | 2.5gpmSingle Family_TRUE | 2.5gpmSingle Family_TRUE
Water_00006470 | SITE_01188 | Room_00016934 | Bathroom_1 | Bathroom | Bathroom Faucet | 0.79556 | 0.79556 |  | 0.9 |  | N/A | N/A | N/A | Bag | 0.796 |  | 0.716 |  | WA | Multifamily Residence | Bathroom Faucet | 1703 | 2804.94 | Multifamily Residence | FALSE | FALSE |  |  |  | 2231.4856 | 2008.337 | Multifamily Residence_FALSE | Multifamily Residence_FALSE | Multifamily Residence_ | Multifamily Residence_ | Multifamily Residence_ | unknown | unknownMultifamily Residence_ | unknownMultifamily Residence_FALSE
Water_00006471 | SITE_01188 | Room_00016934 | Bathroom_1 | Bathroom | Shower / Bathtub combo with diverter valve | 2.8311 | 2.8311 |  | 3 |  | Primary | Daily / Almost Daily | N/A | Bag | 0.8492 |  | 2.548 |  | WA | Multifamily Residence | Shower | 1703 | 2804.94 | Multifamily Residence | TRUE | TRUE | TRUE | TRUE | TRUE | 7941.0968 | 7146.9871 | Multifamily Residence_TRUE | Multifamily Residence_TRUE | Multifamily Residence_TRUE | Multifamily Residence_TRUE | Multifamily Residence_TRUE | gt2.5gpm | gt2.5gpmMultifamily Residence_TRUE | gt2.5gpmMultifamily Residence_TRUE
Water_00006472 | SITE_01188 | Room_00016939 | Kitchen_1 | Kitchen | Kitchen Faucet | 1.0611 | 1.0611 |  | 1.2 |  | N/A | N/A | N/A | Bag | 0.796 |  | 0.955 |  | WA | Multifamily Residence | Kitchen Faucet | 1703 | 2804.94 | Multifamily Residence | FALSE | FALSE |  |  |  | 2976.353 | 2678.7177 | Multifamily Residence_FALSE | Multifamily Residence_FALSE | Multifamily Residence_ | Multifamily Residence_ | Multifamily Residence_ | unknown | unknownMultifamily Residence_ | unknownMultifamily Residence_FALSE
Water_00006473 | SITE_01619 | Room_00020101 | Kitchen_1 | Kitchen | Kitchen Faucet | 1.8 | 2.2111 | 1.8 | 2.5 |  | N/A | N/A | N/A | Bag | 0.796 |  | 1.99 |  | WA | Single Family | Kitchen Faucet | 2128 | 597.38 | Single Family | FALSE | FALSE |  |  |  | 1075.284 | 1188.7862 | Single Family_FALSE | Single Family_FALSE | Single Family_ | Single Family_ | Single Family_ | unknown | unknownSingle Family_ | unknownSingle Family_FALSE
Water_00006474 | SITE_01619 | Room_00020105 | Bathroom_1 | Bathroom | Bathroom Faucet | 5.3067 | 5.3067 |  | 6 |  | N/A | N/A | N/A | Bag | 0.796 |  | 4.776 |  | WA | Single Family | Bathroom Faucet | 2128 | 597.38 | Single Family | FALSE | FALSE |  |  |  | 3170.0965 | 2853.0869 | Single Family_FALSE | Single Family_FALSE | Single Family_ | Single Family_ | Single Family_ | unknown | unknownSingle Family_ | unknownSingle Family_FALSE
Water_00006475 | SITE_01619 | Room_00020105 | Bathroom_1 | Bathroom | Bathroom Faucet | 2.2 | 4.4222 | 2.2 | 5 |  | N/A | N/A | N/A | Bag | 0.796 |  | 3.98 |  | WA | Single Family | Bathroom Faucet | 2128 | 597.38 | Single Family | FALSE | FALSE |  |  |  | 1314.236 | 2377.5724 | Single Family_FALSE | Single Family_FALSE | Single Family_ | Single Family_ | Single Family_ | unknown | unknownSingle Family_ | unknownSingle Family_FALSE
Water_00006476 | SITE_01619 | Room_00020105 | Bathroom_1 | Bathroom | Shower / Bathtub combo with diverter valve | 2.5 | 5.6611 | 2.5 | 6 |  | Primary | Daily / Almost Daily | N/A | Bag | 0.8492 |  | 5.095 |  | WA | Single Family | Shower | 2128 | 597.38 | Single Family | TRUE | TRUE | TRUE | TRUE | TRUE | 1493.45 | 3043.6511 | Single Family_TRUE | Single Family_TRUE | Single Family_TRUE | Single Family_TRUE | Single Family_TRUE | 2.5gpm | 2.5gpmSingle Family_TRUE | 2.5gpmSingle Family_TRUE
Water_00006477 | SITE_01695 | Room_00020965 | Kitchen_1 | Kitchen | Kitchen Faucet | unknown |  |  | 2 |  | N/A | N/A | N/A | Unknown |  | N/A |  | N/A | WA | Manufactured | Kitchen Faucet | 2203 | 1313.97 | Manufactured | FALSE | FALSE |  |  |  | 0 | 0 | Manufactured_FALSE | Manufactured_FALSE | Manufactured_ | Manufactured_ | Manufactured_ | unknown | unknownManufactured_ | unknownManufactured_FALSE
Water_00006478 | SITE_01695 | Room_00020969 | Bathroom_1 | Bathroom | Kitchen Faucet | unknown |  |  | 2.5 |  | N/A | N/A | N/A | Unknown |  | N/A |  | N/A | WA | Manufactured | Kitchen Faucet | 2203 | 1313.97 | Manufactured | FALSE | FALSE |  |  |  | 0 | 0 | Manufactured_FALSE | Manufactured_FALSE | Manufactured_ | Manufactured_ | Manufactured_ | unknown | unknownManufactured_ | unknownManufactured_FALSE
Water_00006479 | SITE_01695 | Room_00020969 | Bathroom_1 | Bathroom | Shower | unknown |  |  | 1.5 |  | Primary | Daily / Almost Daily | N/A | Unknown |  | N/A |  | N/A | WA | Manufactured | Shower | 2203 | 1313.97 | Manufactured | TRUE | FALSE | FALSE | FALSE | FALSE | 0 | 0 | Manufactured_TRUE | Manufactured_FALSE | Manufactured_FALSE | Manufactured_FALSE | Manufactured_FALSE | unknown | unknownManufactured_FALSE | unknownManufactured_TRUE
Water_00006480 | SITE_01599 | Room_00019780 | Kitchen_1 | Kitchen | Kitchen Faucet | unknown |  |  | 2 |  | N/A | N/A | N/A | Unknown |  | N/A |  | N/A | WA | Single Family | Kitchen Faucet | 2108 | 2259.17 | Single Family | FALSE | FALSE |  |  |  | 0 | 0 | Single Family_FALSE | Single Family_FALSE | Single Family_ | Single Family_ | Single Family_ | unknown | unknownSingle Family_ | unknownSingle Family_FALSE
Water_00006481 | SITE_01599 | Room_00019783 | Bathroom_1 | Bathroom | Bathroom Faucet | unknown |  |  | 1.5 |  | N/A | N/A | N/A | Unknown |  | N/A |  | N/A | WA | Single Family | Bathroom Faucet | 2108 | 2259.17 | Single Family | FALSE | FALSE |  |  |  | 0 | 0 | Single Family_FALSE | Single Family_FALSE | Single Family_ | Single Family_ | Single Family_ | unknown | unknownSingle Family_ | unknownSingle Family_FALSE
Water_00006482 | SITE_01599 | Room_00019783 | Bathroom_1 | Bathroom | Shower | unknown |  |  | 3 |  | All used about the same | A few times per year | N/A | Unknown |  | N/A |  | N/A | WA | Single Family | Shower | 2108 | 2259.17 | Single Family | TRUE | FALSE | FALSE | FALSE | FALSE | 0 | 0 | Single Family_TRUE | Single Family_FALSE | Single Family_FALSE | Single Family_FALSE | Single Family_FALSE | unknown | unknownSingle Family_FALSE | unknownSingle Family_TRUE
Water_00006483 | SITE_01599 | Room_00019787 | Bathroom_2 | Bathroom | Bathroom Faucet | unknown |  |  | 1 |  | N/A | N/A | N/A | Unknown |  | N/A |  | N/A | WA | Single Family | Bathroom Faucet | 2108 | 2259.17 | Single Family | FALSE | FALSE |  |  |  | 0 | 0 | Single Family_FALSE | Single Family_FALSE | Single Family_ | Single Family_ | Single Family_ | unknown | unknownSingle Family_ | unknownSingle Family_FALSE
Water_00006484 | SITE_01599 | Room_00019787 | Bathroom_2 | Bathroom | Shower | unknown |  |  | 2 |  | Primary | Daily / Almost Daily | N/A | Unknown |  | N/A |  | N/A | WA | Single Family | Shower | 2108 | 2259.17 | Single Family | TRUE | FALSE | FALSE | FALSE | FALSE | 0 | 0 | Single Family_TRUE | Single Family_FALSE | Single Family_FALSE | Single Family_FALSE | Single Family_FALSE | unknown | unknownSingle Family_FALSE | unknownSingle Family_TRUE
Water_00006485 | SITE_01599 | Room_00019789 | Bathroom_3 | Bathroom | Bathroom Faucet | unknown |  |  | 1.3 |  | N/A | N/A | N/A | Unknown |  | N/A |  | N/A | WA | Single Family | Bathroom Faucet | 2108 | 2259.17 | Single Family | FALSE | FALSE |  |  |  | 0 | 0 | Single Family_FALSE | Single Family_FALSE | Single Family_ | Single Family_ | Single Family_ | unknown | unknownSingle Family_ | unknownSingle Family_FALSE
Water_00006486 | SITE_01599 | Room_00019789 | Bathroom_3 | Bathroom | Shower | unknown |  |  | 2.5 |  | Primary | Daily / Almost Daily | N/A | Unknown |  | N/A |  | N/A | WA | Single Family | Shower | 2108 | 2259.17 | Single Family | TRUE | FALSE | FALSE | FALSE | FALSE | 0 | 0 | Single Family_TRUE | Single Family_FALSE | Single Family_FALSE | Single Family_FALSE | Single Family_FALSE | unknown | unknownSingle Family_FALSE | unknownSingle Family_TRUE
Water_00006487 | SITE_01599 | Room_00019790 | Bedroom_4 | Bedroom | Kitchen Faucet | unknown |  |  | 3 |  | N/A | N/A | N/A | Unknown |  | N/A |  | N/A | WA | Single Family | Kitchen Faucet | 2108 | 2259.17 | Single Family | FALSE | FALSE |  |  |  | 0 | 0 | Single Family_FALSE | Single Family_FALSE | Single Family_ | Single Family_ | Single Family_ | unknown | unknownSingle Family_ | unknownSingle Family_FALSE
Water_00006488 | SITE_01599 | Room_00019791 | Bathroom_4 | Bathroom | Bathroom Faucet | unknown |  |  | 1.5 |  | N/A | N/A | N/A | Unknown |  | N/A |  | N/A | WA | Single Family | Bathroom Faucet | 2108 | 2259.17 | Single Family | FALSE | FALSE |  |  |  | 0 | 0 | Single Family_FALSE | Single Family_FALSE | Single Family_ | Single Family_ | Single Family_ | unknown | unknownSingle Family_ | unknownSingle Family_FALSE
Water_00006489 | SITE_01599 | Room_00019791 | Bathroom_4 | Bathroom | Shower | unknown |  |  | 2.7 |  | Primary | Daily / Almost Daily | N/A | Unknown |  | N/A |  | N/A | WA | Single Family | Shower | 2108 | 2259.17 | Single Family | TRUE | FALSE | FALSE | FALSE | FALSE | 0 | 0 | Single Family_TRUE | Single Family_FALSE | Single Family_FALSE | Single Family_FALSE | Single Family_FALSE | unknown | unknownSingle Family_FALSE | unknownSingle Family_TRUE
Water_00006490 | SITE_01692 | Room_00020934 | Kitchen_1 | Kitchen | Kitchen Faucet | 1.8 | 1.7689 | 1.8 | 2 |  | N/A | N/A | N/A | Bag | 0.796 |  | 1.592 |  | WA | Manufactured | Kitchen Faucet | 2200 | 1313.97 | Manufactured | FALSE | FALSE |  |  |  | 2365.146 | 2091.8402 | Manufactured_FALSE | Manufactured_FALSE | Manufactured_ | Manufactured_ | Manufactured_ | unknown | unknownManufactured_ | unknownManufactured_FALSE
Water_00006491 | SITE_01692 | Room_00020936 | Bathroom_1 | Bathroom | Bathroom Faucet | 1.5 | 2.2111 | 1.5 | 2.5 |  | N/A | N/A | N/A | Bag | 0.796 |  | 1.99 |  | WA | Manufactured | Bathroom Faucet | 2200 | 1313.97 | Manufactured | FALSE | FALSE |  |  |  | 1970.955 | 2614.8003 | Manufactured_FALSE | Manufactured_FALSE | Manufactured_ | Manufactured_ | Manufactured_ | unknown | unknownManufactured_ | unknownManufactured_FALSE
Water_00006492 | SITE_01692 | Room_00020936 | Bathroom_1 | Bathroom | Shower / Bathtub combo with diverter valve | 1.8867 | 1.8867 |  | 2 |  | Primary | Daily / Almost Daily | N/A | Bag | 0.8492 |  | 1.698 |  | WA | Manufactured | Shower | 2200 | 1313.97 | Manufactured | TRUE | TRUE | TRUE | TRUE | TRUE | 2479.0234 | 2231.1211 | Manufactured_TRUE | Manufactured_TRUE | Manufactured_TRUE | Manufactured_TRUE | Manufactured_TRUE | 2.0gpm | 2.0gpmManufactured_TRUE | 2.0gpmManufactured_TRUE
Water_00006493 | SITE_00141 | Room_00007684 | Kitchen_1 | Kitchen | Kitchen Faucet | 2.2 | 2.2111 | 2.2 | 2.5 |  | N/A | N/A | N/A | Bag | 0.796 |  | 1.99 |  | WA | Single Family | Kitchen Faucet | 663 | 3801.52 | Single Family | FALSE | FALSE |  |  |  | 8363.344 | 7565.0248 | Single Family_FALSE | Single Family_FALSE | Single Family_ | Single Family_ | Single Family_ | unknown | unknownSingle Family_ | unknownSingle Family_FALSE
Water_00006494 | SITE_00141 | Room_00007685 | Bathroom_1 | Bathroom | Bathroom Faucet | 2.7422 | 2.7422 |  | 3.1 |  | N/A | N/A | N/A | Bag | 0.796 |  | 2.468 |  | WA | Single Family | Bathroom Faucet | 663 | 3801.52 | Single Family | FALSE | FALSE |  |  |  | 10424.6126 | 9382.1514 | Single Family_FALSE | Single Family_FALSE | Single Family_ | Single Family_ | Single Family_ | unknown | unknownSingle Family_ | unknownSingle Family_FALSE
Water_00006495 | SITE_00141 | Room_00007691 | Bathroom_2 | Bathroom | Bathroom Faucet | 2.2 | 2.3 | 2.2 | 2.6 |  | N/A | N/A | N/A | Bag | 0.796 |  | 2.07 |  | WA | Single Family | Bathroom Faucet | 663 | 3801.52 | Single Family | FALSE | FALSE |  |  |  | 8363.344 | 7869.1464 | Single Family_FALSE | Single Family_FALSE | Single Family_ | Single Family_ | Single Family_ | unknown | unknownSingle Family_ | unknownSingle Family_FALSE
Water_00006496 | SITE_00141 | Room_00007691 | Bathroom_2 | Bathroom | Shower / Bathtub combo with diverter valve | 2 | 2.0756 | 2 | 2.2 |  | Primary | Daily / Almost Daily | N/A | Bag | 0.8492 |  | 1.868 |  | WA | Single Family | Shower | 663 | 3801.52 | Single Family | TRUE | TRUE | TRUE | TRUE | TRUE | 7603.04 | 7101.2394 | Single Family_TRUE | Single Family_TRUE | Single Family_TRUE | Single Family_TRUE | Single Family_TRUE | 2.0gpm | 2.0gpmSingle Family_TRUE | 2.0gpmSingle Family_TRUE
Water_00006497 | SITE_00141 | Room_00007693 | Bathroom_3 | Bathroom | Bathroom Faucet | 2 | 1.9456 | 2 | 2.2 |  | N/A | N/A | N/A | Bag | 0.796 |  | 1.751 |  | WA | Single Family | Bathroom Faucet | 663 | 3801.52 | Single Family | FALSE | FALSE |  |  |  | 7603.04 | 6656.4615 | Single Family_FALSE | Single Family_FALSE | Single Family_ | Single Family_ | Single Family_ | unknown | unknownSingle Family_ | unknownSingle Family_FALSE
Water_00006498 | SITE_00141 | Room_00007693 | Bathroom_3 | Bathroom | Shower / Bathtub combo with diverter valve | 2 | 2.3589 | 2 | 2.5 |  | Secondary | Daily / Almost Daily | N/A | Bag | 0.8492 |  | 2.123 |  | WA | Single Family | Shower | 663 | 3801.52 | Single Family | TRUE | TRUE | TRUE | TRUE | TRUE | 7603.04 | 8070.627 | Single Family_TRUE | Single Family_TRUE | Single Family_TRUE | Single Family_TRUE | Single Family_TRUE | 2.0gpm | 2.0gpmSingle Family_TRUE | 2.0gpmSingle Family_TRUE
Water_00006499 | SITE_01167 | Room_00016763 | Kitchen_1 | Kitchen | Kitchen Faucet | 1.5 | 1.5033 | 1.5 | 1.7 |  | N/A | N/A | N/A | Bag | 0.796 |  | 1.353 |  | WA | Multifamily Residence | Kitchen Faucet | 1682 | 2002.39 | Multifamily Residence | FALSE | FALSE |  |  |  | 3003.585 | 2709.2337 | Multifamily Residence_FALSE | Multifamily Residence_FALSE | Multifamily Residence_ | Multifamily Residence_ | Multifamily Residence_ | unknown | unknownMultifamily Residence_ | unknownMultifamily Residence_FALSE
Water_00006500 | SITE_01167 | Room_00016766 | Bathroom_1 | Bathroom | Bathroom Faucet | 1.5 | 1.5033 | 1.5 | 1.7 |  | N/A | N/A | N/A | Bag | 0.796 |  | 1.353 |  | WA | Multifamily Residence | Bathroom Faucet | 1682 | 2002.39 | Multifamily Residence | FALSE | FALSE |  |  |  | 3003.585 | 2709.2337 | Multifamily Residence_FALSE | Multifamily Residence_FALSE | Multifamily Residence_ | Multifamily Residence_ | Multifamily Residence_ | unknown | unknownMultifamily Residence_ | unknownMultifamily Residence_FALSE
Water_00006501 | SITE_01167 | Room_00016766 | Bathroom_1 | Bathroom | Shower / Bathtub combo with diverter valve | 2.5478 | 2.5478 |  | 2.7 |  | Secondary | A few times per month | N/A | Bag | 0.8492 |  | 2.293 |  | WA | Multifamily Residence | Shower | 1682 | 2002.39 | Multifamily Residence | TRUE | TRUE | TRUE | TRUE | TRUE | 5101.6447 | 4591.4803 | Multifamily Residence_TRUE | Multifamily Residence_TRUE | Multifamily Residence_TRUE | Multifamily Residence_TRUE | Multifamily Residence_TRUE | gt2.5gpm | gt2.5gpmMultifamily Residence_TRUE | gt2.5gpmMultifamily Residence_TRUE
Water_00006502 | SITE_01167 | Room_00016769 | Bathroom_2 | Bathroom | Shower / Bathtub combo with diverter valve | 2.6422 | 2.6422 |  | 2.8 |  | Primary | Daily / Almost Daily | N/A | Bag | 0.8492 |  | 2.378 |  | WA | Multifamily Residence | Shower | 1682 | 2002.39 | Multifamily Residence | TRUE | TRUE | TRUE | TRUE | TRUE | 5290.7594 | 4761.6834 | Multifamily Residence_TRUE | Multifamily Residence_TRUE | Multifamily Residence_TRUE | Multifamily Residence_TRUE | Multifamily Residence_TRUE | gt2.5gpm | gt2.5gpmMultifamily Residence_TRUE | gt2.5gpmMultifamily Residence_TRUE
Water_00006503 | SITE_01167 | Room_00016769 | Bathroom_2 | Bathroom | Bathroom Faucet | 1.5 | 1.0611 | 1.5 | 1.2 |  | N/A | N/A | N/A | Bag | 0.796 |  | 0.955 |  | WA | Multifamily Residence | Bathroom Faucet | 1682 | 2002.39 | Multifamily Residence | FALSE | FALSE |  |  |  | 3003.585 | 1912.2824 | Multifamily Residence_FALSE | Multifamily Residence_FALSE | Multifamily Residence_ | Multifamily Residence_ | Multifamily Residence_ | unknown | unknownMultifamily Residence_ | unknownMultifamily Residence_FALSE
Water_00006504 | SITE_01695 | Room_00020973 | Bathroom_6 | Bathroom | Bathroom Faucet | 4.4222 | 4.4222 |  | 5 |  | N/A | N/A | N/A | Bag | 0.796 |  | 3.98 |  | WA | Manufactured | Bathroom Faucet | 2203 | 1313.97 | Manufactured | FALSE | FALSE |  |  |  | 5810.6673 | 5229.6006 | Manufactured_FALSE | Manufactured_FALSE | Manufactured_ | Manufactured_ | Manufactured_ | unknown | unknownManufactured_ | unknownManufactured_FALSE
Water_00006505 | SITE_01695 | Room_00020973 | Bathroom_6 | Bathroom | Shower / Bathtub combo with diverter valve | 3.1067 | 3.1067 |  | 3 |  | Secondary | Daily / Almost Daily | N/A | Weir | 0.932 |  | 2.796 |  | WA | Manufactured | Shower | 2203 | 1313.97 | Manufactured | TRUE | TRUE | TRUE | TRUE | TRUE | 4082.0668 | 3673.8601 | Manufactured_TRUE | Manufactured_TRUE | Manufactured_TRUE | Manufactured_TRUE | Manufactured_TRUE | gt2.5gpm | gt2.5gpmManufactured_TRUE | gt2.5gpmManufactured_TRUE
Water_00006506 | SITE_01196 | Room_00017036 | Kitchen_1 | Kitchen | Kitchen Faucet | 2.6533 | 2.6533 |  | 3 |  | N/A | N/A | N/A | Bag | 0.796 |  | 2.388 |  | WA | Single Family | Kitchen Faucet | 1711 | 12576.67 | Single Family | FALSE | FALSE |  |  |  | 33370.0977 | 30033.088 | Single Family_FALSE | Single Family_FALSE | Single Family_ | Single Family_ | Single Family_ | unknown | unknownSingle Family_ | unknownSingle Family_FALSE
Water_00006507 | SITE_01196 | Room_00017038 | Bathroom_1 | Bathroom | Bathroom Faucet | 2.6533 | 2.6533 |  | 3 |  | N/A | N/A | N/A | Bag | 0.796 |  | 2.388 |  | WA | Single Family | Bathroom Faucet | 1711 | 12576.67 | Single Family | FALSE | FALSE |  |  |  | 33370.0977 | 30033.088 | Single Family_FALSE | Single Family_FALSE | Single Family_ | Single Family_ | Single Family_ | unknown | unknownSingle Family_ | unknownSingle Family_FALSE
Water_00006508 | SITE_01196 | Room_00017038 | Bathroom_1 | Bathroom | Shower | 3.3022 | 3.3022 |  | 3.5 |  | All used about the same | A few times per week | N/A | Bag | 0.8492 |  | 2.972 |  | WA | Single Family | Shower | 1711 | 12576.67 | Single Family | TRUE | FALSE | TRUE | TRUE | TRUE | 41530.9592 | 37377.8632 | Single Family_TRUE | Single Family_FALSE | Single Family_TRUE | Single Family_TRUE | Single Family_TRUE | gt2.5gpm | gt2.5gpmSingle Family_TRUE | gt2.5gpmSingle Family_TRUE
Water_00006509 | SITE_01196 | Room_00017043 | Bathroom_2 | Bathroom | Bathroom Faucet | 2.6533 | 2.6533 |  | 3 |  | N/A | N/A | N/A | Bag | 0.796 |  | 2.388 |  | WA | Single Family | Bathroom Faucet | 1711 | 12576.67 | Single Family | FALSE | FALSE |  |  |  | 33370.0977 | 30033.088 | Single Family_FALSE | Single Family_FALSE | Single Family_ | Single Family_ | Single Family_ | unknown | unknownSingle Family_ | unknownSingle Family_FALSE
Water_00006510 | SITE_01196 | Room_00017043 | Bathroom_2 | Bathroom | Shower | 2.8311 | 2.8311 |  | 3 |  | All used about the same | A few times per week | N/A | Bag | 0.8492 |  | 2.548 |  | WA | Single Family | Shower | 1711 | 12576.67 | Single Family | TRUE | FALSE | TRUE | TRUE | TRUE | 35605.9502 | 32045.3552 | Single Family_TRUE | Single Family_FALSE | Single Family_TRUE | Single Family_TRUE | Single Family_TRUE | gt2.5gpm | gt2.5gpmSingle Family_TRUE | gt2.5gpmSingle Family_TRUE
Water_00006511 | SITE_00173 | Room_00008130 | Kitchen_1 | Kitchen | Kitchen Faucet | 1.7689 | 1.7689 |  | 2 |  | N/A | N/A | N/A | Bag | 0.796 |  | 1.592 |  | WA | Single Family | Kitchen Faucet | 694 | 2259.17 | Single Family | FALSE | FALSE |  |  |  | 3996.2207 | 3596.5986 | Single Family_FALSE | Single Family_FALSE | Single Family_ | Single Family_ | Single Family_ | unknown | unknownSingle Family_ | unknownSingle Family_FALSE
Water_00006512 | SITE_00173 | Room_00008141 | Bathroom_2 | Bathroom | Bathroom Faucet | unknown |  |  | 2 |  | N/A | N/A | N/A | Unknown |  | N/A |  | N/A | WA | Single Family | Bathroom Faucet | 694 | 2259.17 | Single Family | FALSE | FALSE |  |  |  | 0 | 0 | Single Family_FALSE | Single Family_FALSE | Single Family_ | Single Family_ | Single Family_ | unknown | unknownSingle Family_ | unknownSingle Family_FALSE
Water_00006513 | SITE_00173 | Room_00008141 | Bathroom_2 | Bathroom | Shower | unknown |  |  | 2.5 |  | Secondary | A few times per week | N/A | Unknown |  | N/A |  | N/A | WA | Single Family | Shower | 694 | 2259.17 | Single Family | TRUE | FALSE | FALSE | FALSE | FALSE | 0 | 0 | Single Family_TRUE | Single Family_FALSE | Single Family_FALSE | Single Family_FALSE | Single Family_FALSE | unknown | unknownSingle Family_FALSE | unknownSingle Family_TRUE
Water_00006514 | SITE_01570 | Room_00019347 | Kitchen_1 | Kitchen | Kitchen Faucet | 2.2 | 1.7689 | 2.2 | 2 |  | N/A | N/A | N/A | Bag | 0.796 |  | 1.592 |  | WA | Single Family | Kitchen Faucet | 2079 | 597.38 | Single Family | FALSE | FALSE |  |  |  | 1314.236 | 951.029 | Single Family_FALSE | Single Family_FALSE | Single Family_ | Single Family_ | Single Family_ | unknown | unknownSingle Family_ | unknownSingle Family_FALSE
Water_00006515 | SITE_01570 | Room_00019353 | Bathroom_1 | Bathroom | Bathroom Faucet | 2 | 2.2111 | 2 | 2.5 |  | N/A | N/A | N/A | Bag | 0.796 |  | 1.99 |  | WA | Single Family | Bathroom Faucet | 2079 | 597.38 | Single Family | FALSE | FALSE |  |  |  | 1194.76 | 1188.7862 | Single Family_FALSE | Single Family_FALSE | Single Family_ | Single Family_ | Single Family_ | unknown | unknownSingle Family_ | unknownSingle Family_FALSE
Water_00006516 | SITE_01570 | Room_00019353 | Bathroom_1 | Bathroom | Shower / Bathtub combo with diverter valve | 1.18 | 1.18 |  | 1.25 |  | Secondary | A few times per year | Most flow going from faucet nit showerhead | Bag | 0.8492 |  | 1.062 |  | WA | Single Family | Shower | 2079 | 597.38 | Single Family | TRUE | TRUE | TRUE | TRUE | TRUE | 704.9084 | 634.4176 | Single Family_TRUE | Single Family_TRUE | Single Family_TRUE | Single Family_TRUE | Single Family_TRUE | <1.5gpm | <1.5gpmSingle Family_TRUE | <1.5gpmSingle Family_TRUE
Water_00006517 | SITE_01570 | Room_00019356 | Bathroom_2 | Bathroom | Bathroom Faucet | 1.7689 | 1.7689 |  | 2 |  | N/A | N/A | N/A | Bag | 0.796 |  | 1.592 |  | WA | Single Family | Bathroom Faucet | 2079 | 597.38 | Single Family | FALSE | FALSE |  |  |  | 1056.6988 | 951.029 | Single Family_FALSE | Single Family_FALSE | Single Family_ | Single Family_ | Single Family_ | unknown | unknownSingle Family_ | unknownSingle Family_FALSE
Water_00006518 | SITE_01570 | Room_00019356 | Bathroom_2 | Bathroom | Shower / Bathtub combo with diverter valve | 2.5 |  | 2.5 |  | Unknown | Primary | Daily / Almost Daily | Unable to measure. Flow through two showerheads simultaneously | Bag | 0.8492 |  |  | Unknown | WA | Single Family | Shower | 2079 | 597.38 | Single Family | TRUE | TRUE | TRUE | FALSE | FALSE | 1493.45 | 0 | Single Family_TRUE | Single Family_TRUE | Single Family_TRUE | Single Family_FALSE | Single Family_FALSE | unknown | unknownSingle Family_FALSE | unknownSingle Family_TRUE
Water_00006519 | SITE_01570 | Room_00019361 | Bathroom_3 | Bathroom | Bathroom Faucet | 2.2 | 1.99 | 2.2 | 2.25 |  | N/A | N/A | N/A | Bag | 0.796 |  | 1.791 |  | WA | Single Family | Bathroom Faucet | 2079 | 597.38 | Single Family | FALSE | FALSE |  |  |  | 1314.236 | 1069.9076 | Single Family_FALSE | Single Family_FALSE | Single Family_ | Single Family_ | Single Family_ | unknown | unknownSingle Family_ | unknownSingle Family_FALSE
Water_00006520 | SITE_01570 | Room_00019361 | Bathroom_3 | Bathroom | Shower / Bathtub combo with diverter valve | 2.5 | 2.3589 | 2.5 | 2.5 |  | Secondary | A few times per year | N/A | Bag | 0.8492 |  | 2.123 |  | WA | Single Family | Shower | 2079 | 597.38 | Single Family | TRUE | TRUE | TRUE | TRUE | TRUE | 1493.45 | 1268.2377 | Single Family_TRUE | Single Family_TRUE | Single Family_TRUE | Single Family_TRUE | Single Family_TRUE | 2.5gpm | 2.5gpmSingle Family_TRUE | 2.5gpmSingle Family_TRUE
Water_00006521 | SITE_01570 | Room_00019362 | Other_1 | Other | Kitchen Faucet | 2.2 | 2.4322 | 2.2 | 2.75 |  | N/A | N/A | N/A | Bag | 0.796 |  | 2.189 |  | WA | Single Family | Kitchen Faucet | 2079 | 597.38 | Single Family | FALSE | FALSE |  |  |  | 1314.236 | 1307.6648 | Single Family_FALSE | Single Family_FALSE | Single Family_ | Single Family_ | Single Family_ | unknown | unknownSingle Family_ | unknownSingle Family_FALSE
Water_00006522 | SITE_01172 | Room_00016797 | Kitchen_3 | Kitchen | Kitchen Faucet | 2 | 2.2111 | 2 | 2.5 |  | N/A | N/A | N/A | Bag | 0.796 |  | 1.99 |  | WA | Multifamily Residence | Kitchen Faucet | 1687 | 2002.11 | Multifamily Residence | FALSE | FALSE |  |  |  | 4004.22 | 3984.1989 | Multifamily Residence_FALSE | Multifamily Residence_FALSE | Multifamily Residence_ | Multifamily Residence_ | Multifamily Residence_ | unknown | unknownMultifamily Residence_ | unknownMultifamily Residence_FALSE
Water_00006523 | SITE_01172 | Room_00016801 | Bathroom_1 | Bathroom | Bathroom Faucet | unknown |  |  | 2.5 |  | N/A | N/A | N/A | Unknown |  | N/A |  | N/A | WA | Multifamily Residence | Bathroom Faucet | 1687 | 2002.11 | Multifamily Residence | FALSE | FALSE |  |  |  | 0 | 0 | Multifamily Residence_FALSE | Multifamily Residence_FALSE | Multifamily Residence_ | Multifamily Residence_ | Multifamily Residence_ | unknown | unknownMultifamily Residence_ | unknownMultifamily Residence_FALSE
Water_00006524 | SITE_01172 | Room_00016801 | Bathroom_1 | Bathroom | Shower / Bathtub combo with diverter valve | unknown |  |  | 2.5 |  | Primary | Daily / Almost Daily | N/A | Unknown |  | N/A |  | N/A | WA | Multifamily Residence | Shower | 1687 | 2002.11 | Multifamily Residence | TRUE | TRUE | FALSE | FALSE | FALSE | 0 | 0 | Multifamily Residence_TRUE | Multifamily Residence_TRUE | Multifamily Residence_FALSE | Multifamily Residence_FALSE | Multifamily Residence_FALSE | unknown | unknownMultifamily Residence_FALSE | unknownMultifamily Residence_TRUE
Water_00006525 | SITE_01703 | Room_00021053 | Kitchen_1 | Kitchen | Kitchen Faucet | 2.2 | 2.6533 | 2.2 | 3 |  | N/A | N/A | N/A | Bag | 0.796 |  | 2.388 |  | WA | Manufactured | Kitchen Faucet | 2211 | 1313.97 | Manufactured | FALSE | FALSE |  |  |  | 2890.734 | 3137.7604 | Manufactured_FALSE | Manufactured_FALSE | Manufactured_ | Manufactured_ | Manufactured_ | unknown | unknownManufactured_ | unknownManufactured_FALSE
Water_00006526 | SITE_01703 | Room_00021056 | Bathroom_1 | Bathroom | Shower | 3.3022 | 3.3022 |  | 3.5 |  | Primary | Daily / Almost Daily | N/A | Bag | 0.8492 |  | 2.972 |  | WA | Manufactured | Shower | 2211 | 1313.97 | Manufactured | TRUE | FALSE | TRUE | TRUE | TRUE | 4339.0209 | 3905.1188 | Manufactured_TRUE | Manufactured_FALSE | Manufactured_TRUE | Manufactured_TRUE | Manufactured_TRUE | gt2.5gpm | gt2.5gpmManufactured_TRUE | gt2.5gpmManufactured_TRUE
Water_00006527 | SITE_01703 | Room_00021056 | Bathroom_1 | Bathroom | Bathroom Faucet | 2.5 | 1.3267 | 2.5 | 1.5 |  | N/A | N/A | N/A | Bag | 0.796 |  | 1.194 |  | WA | Manufactured | Bathroom Faucet | 2211 | 1313.97 | Manufactured | FALSE | FALSE |  |  |  | 3284.925 | 1568.8802 | Manufactured_FALSE | Manufactured_FALSE | Manufactured_ | Manufactured_ | Manufactured_ | unknown | unknownManufactured_ | unknownManufactured_FALSE
Water_00006528 | SITE_01703 | Room_00021056 | Bathroom_1 | Bathroom | Bathroom Faucet | 2.5 | 3.98 | 2.5 | 4.5 |  | N/A | N/A | N/A | Bag | 0.796 |  | 3.582 |  | WA | Manufactured | Bathroom Faucet | 2211 | 1313.97 | Manufactured | FALSE | FALSE |  |  |  | 3284.925 | 4706.6405 | Manufactured_FALSE | Manufactured_FALSE | Manufactured_ | Manufactured_ | Manufactured_ | unknown | unknownManufactured_ | unknownManufactured_FALSE
Water_00006529 | SITE_01703 | Room_00021056 | Bathroom_1 | Bathroom | Bathtub | unknown |  |  |  | N/A | N/A | N/A | N/A | Unknown |  | N/A |  | N/A | WA | Manufactured | Bathtub | 2211 | 1313.97 | Manufactured | FALSE | FALSE |  |  |  | 0 | 0 | Manufactured_FALSE | Manufactured_FALSE | Manufactured_ | Manufactured_ | Manufactured_ | unknown | unknownManufactured_ | unknownManufactured_FALSE
Water_00006530 | SITE_01703 | Room_00021061 | Bathroom_6 | Bathroom | Shower | 2.5 | 2.8311 | 2.5 | 3 |  | Primary | A few times per year | N/A | Bag | 0.8492 |  | 2.548 |  | WA | Manufactured | Shower | 2211 | 1313.97 | Manufactured | TRUE | FALSE | TRUE | TRUE | TRUE | 3284.925 | 3347.9956 | Manufactured_TRUE | Manufactured_FALSE | Manufactured_TRUE | Manufactured_TRUE | Manufactured_TRUE | 2.5gpm | 2.5gpmManufactured_TRUE | 2.5gpmManufactured_TRUE
Water_00006531 | SITE_01703 | Room_00021061 | Bathroom_6 | Bathroom | Bathroom Faucet | 2.2 | 1.3267 | 2.2 | 1.5 |  | N/A | N/A | N/A | Bag | 0.796 |  | 1.194 |  | WA | Manufactured | Bathroom Faucet | 2211 | 1313.97 | Manufactured | FALSE | FALSE |  |  |  | 2890.734 | 1568.8802 | Manufactured_FALSE | Manufactured_FALSE | Manufactured_ | Manufactured_ | Manufactured_ | unknown | unknownManufactured_ | unknownManufactured_FALSE
Water_00006532 | SITE_00150 | Room_00007820 | Bathroom_1 | Bathroom | Bathroom Faucet | 3.0956 | 3.0956 |  | 3.5 |  | N/A | N/A | N/A | Bag | 0.796 |  | 2.786 |  | WA | Single Family | Bathroom Faucet | 672 | 2259.17 | Single Family | FALSE | FALSE |  |  |  | 6993.3862 | 6294.0476 | Single Family_FALSE | Single Family_FALSE | Single Family_ | Single Family_ | Single Family_ | unknown | unknownSingle Family_ | unknownSingle Family_FALSE
Water_00006533 | SITE_00150 | Room_00007820 | Bathroom_1 | Bathroom | Shower | 2.3589 | 2.3589 |  | 2.5 |  | Secondary | Daily / Almost Daily | N/A | Bag | 0.8492 |  | 2.123 |  | WA | Single Family | Shower | 672 | 2259.17 | Single Family | TRUE | FALSE | TRUE | TRUE | TRUE | 5329.131 | 4796.2179 | Single Family_TRUE | Single Family_FALSE | Single Family_TRUE | Single Family_TRUE | Single Family_TRUE | 2.5gpm | 2.5gpmSingle Family_TRUE | 2.5gpmSingle Family_TRUE
Water_00006534 | SITE_00150 | Room_00007828 | Bathroom_2 | Bathroom | Bathroom Faucet | 2.2111 | 2.2111 |  | 2.5 |  | N/A | N/A | N/A | Bag | 0.796 |  | 1.99 |  | WA | Single Family | Bathroom Faucet | 672 | 2259.17 | Single Family | FALSE | FALSE |  |  |  | 4995.2759 | 4495.7483 | Single Family_FALSE | Single Family_FALSE | Single Family_ | Single Family_ | Single Family_ | unknown | unknownSingle Family_ | unknownSingle Family_FALSE
Water_00006535 | SITE_00150 | Room_00007828 | Bathroom_2 | Bathroom | Shower / Bathtub combo with diverter valve | 2.5 |  | 2.5 |  | Unknown | Primary | Daily / Almost Daily | Cant measure dual head | Bag | 0.8492 |  |  | Unknown | WA | Single Family | Shower | 672 | 2259.17 | Single Family | TRUE | TRUE | TRUE | FALSE | FALSE | 5647.925 | 0 | Single Family_TRUE | Single Family_TRUE | Single Family_TRUE | Single Family_FALSE | Single Family_FALSE | unknown | unknownSingle Family_FALSE | unknownSingle Family_TRUE
Water_00006536 | SITE_00591 | Room_00011622 | Kitchen_1 | Kitchen | Kitchen Faucet | 1.5 | 1.7689 | 1.5 | 2 |  | N/A | N/A | N/A | Bag | 0.796 |  | 1.592 |  | OR | Single Family | Kitchen Faucet | 1110 | 1362.08 | Single Family | FALSE | FALSE |  |  |  | 2043.12 | 2168.4314 | Single Family_FALSE | Single Family_FALSE | Single Family_ | Single Family_ | Single Family_ | unknown | unknownSingle Family_ | unknownSingle Family_FALSE
Water_00006537 | SITE_00591 | Room_00011625 | Bathroom_3 | Bathroom | Bathroom Faucet | 1.5 | 1.5922 | 1.5 | 1.8 |  | N/A | N/A | N/A | Bag | 0.796 |  | 1.433 |  | OR | Single Family | Bathroom Faucet | 1110 | 1362.08 | Single Family | FALSE | FALSE |  |  |  | 2043.12 | 1951.8606 | Single Family_FALSE | Single Family_FALSE | Single Family_ | Single Family_ | Single Family_ | unknown | unknownSingle Family_ | unknownSingle Family_FALSE
Water_00006538 | SITE_00591 | Room_00011626 | Bathroom_2 | Bathroom | Shower / Bathtub combo with diverter valve | 2.8311 | 2.8311 |  | 3 |  | Never / rarely used | Never | N/A | Bag | 0.8492 |  | 2.548 |  | OR | Single Family | Shower | 1110 | 1362.08 | Single Family | TRUE | TRUE | TRUE | TRUE | TRUE | 3856.1998 | 3470.5798 | Single Family_TRUE | Single Family_TRUE | Single Family_TRUE | Single Family_TRUE | Single Family_TRUE | gt2.5gpm | gt2.5gpmSingle Family_TRUE | gt2.5gpmSingle Family_TRUE
Water_00006539 | SITE_00591 | Room_00011626 | Bathroom_2 | Bathroom | Bathroom Faucet | 1.5 | 1.7689 | 1.5 | 2 |  | N/A | N/A | N/A | Bag | 0.796 |  | 1.592 |  | OR | Single Family | Bathroom Faucet | 1110 | 1362.08 | Single Family | FALSE | FALSE |  |  |  | 2043.12 | 2168.4314 | Single Family_FALSE | Single Family_FALSE | Single Family_ | Single Family_ | Single Family_ | unknown | unknownSingle Family_ | unknownSingle Family_FALSE
Water_00006540 | SITE_00591 | Room_00011631 | Bathroom_1 | Bathroom | Bathroom Faucet | 1.5 | 1.3267 | 1.5 | 1.5 |  | N/A | N/A | N/A | Bag | 0.796 |  | 1.194 |  | OR | Single Family | Bathroom Faucet | 1110 | 1362.08 | Single Family | FALSE | FALSE |  |  |  | 2043.12 | 1626.3235 | Single Family_FALSE | Single Family_FALSE | Single Family_ | Single Family_ | Single Family_ | unknown | unknownSingle Family_ | unknownSingle Family_FALSE
Water_00006541 | SITE_00591 | Room_00011631 | Bathroom_1 | Bathroom | Bathroom Faucet | 1.5 | 1.3267 | 1.5 | 1.5 |  | N/A | N/A | N/A | Bag | 0.796 |  | 1.194 |  | OR | Single Family | Bathroom Faucet | 1110 | 1362.08 | Single Family | FALSE | FALSE |  |  |  | 2043.12 | 1626.3235 | Single Family_FALSE | Single Family_FALSE | Single Family_ | Single Family_ | Single Family_ | unknown | unknownSingle Family_ | unknownSingle Family_FALSE
Water_00006542 | SITE_00591 | Room_00011631 | Bathroom_1 | Bathroom | Shower | unknown |  |  |  | Unknown | Primary | Daily / Almost Daily | Can't measure, large waterfall head | Bag | 0.8492 |  |  | Unknown | OR | Single Family | Shower | 1110 | 1362.08 | Single Family | TRUE | FALSE | FALSE | FALSE | FALSE | 0 | 0 | Single Family_TRUE | Single Family_FALSE | Single Family_FALSE | Single Family_FALSE | Single Family_FALSE | unknown | unknownSingle Family_FALSE | unknownSingle Family_TRUE
Water_00006543 | SITE_00551 | Room_00011038 | Kitchen_1 | Kitchen | Kitchen Faucet | 1.5 | 0.88444 | 1.5 | 1 |  | N/A | N/A | N/A | Bag | 0.796 |  | 0.796 |  | OR | Single Family | Kitchen Faucet | 1071 | 1362.08 | Single Family | FALSE | FALSE |  |  |  | 2043.12 | 1084.2157 | Single Family_FALSE | Single Family_FALSE | Single Family_ | Single Family_ | Single Family_ | unknown | unknownSingle Family_ | unknownSingle Family_FALSE
Water_00006544 | SITE_00551 | Room_00011038 | Kitchen_1 | Kitchen | Kitchen Faucet | 1.5 | 1.15 | 1.5 | 1.3 |  | N/A | N/A | N/A | Bag | 0.796 |  | 1.035 |  | OR | Single Family | Kitchen Faucet | 1071 | 1362.08 | Single Family | FALSE | FALSE |  |  |  | 2043.12 | 1409.7528 | Single Family_FALSE | Single Family_FALSE | Single Family_ | Single Family_ | Single Family_ | unknown | unknownSingle Family_ | unknownSingle Family_FALSE
Water_00006545 | SITE_00551 | Room_00011046 | Bathroom_1 | Bathroom | Bathroom Faucet | 1.5 | 1.1056 | 1.5 | 1.25 |  | N/A | N/A | N/A | Bag | 0.796 |  | 0.995 |  | OR | Single Family | Bathroom Faucet | 1071 | 1362.08 | Single Family | FALSE | FALSE |  |  |  | 2043.12 | 1355.2696 | Single Family_FALSE | Single Family_FALSE | Single Family_ | Single Family_ | Single Family_ | unknown | unknownSingle Family_ | unknownSingle Family_FALSE
Water_00006546 | SITE_00551 | Room_00011046 | Bathroom_1 | Bathroom | Bathroom Faucet | 1.5 | 1.1056 | 1.5 | 1.25 |  | N/A | N/A | N/A | Bag | 0.796 |  | 0.995 |  | OR | Single Family | Bathroom Faucet | 1071 | 1362.08 | Single Family | FALSE | FALSE |  |  |  | 2043.12 | 1355.2696 | Single Family_FALSE | Single Family_FALSE | Single Family_ | Single Family_ | Single Family_ | unknown | unknownSingle Family_ | unknownSingle Family_FALSE
Water_00006547 | SITE_00551 | Room_00011046 | Bathroom_1 | Bathroom | Shower / Bathtub combo with diverter valve | 2.5 | 2.3589 | 2.5 | 2.5 |  | Primary | Daily / Almost Daily | N/A | Bag | 0.8492 |  | 2.123 |  | OR | Single Family | Shower | 1071 | 1362.08 | Single Family | TRUE | TRUE | TRUE | TRUE | TRUE | 3405.2 | 2891.6958 | Single Family_TRUE | Single Family_TRUE | Single Family_TRUE | Single Family_TRUE | Single Family_TRUE | 2.5gpm | 2.5gpmSingle Family_TRUE | 2.5gpmSingle Family_TRUE
Water_00006548 | SITE_00551 | Room_00011050 | Bathroom_2 | Bathroom | Shower / Bathtub combo with diverter valve | 2.2644 | 2.2644 |  | 2.4 |  | Secondary | A few times per year | N/A | Bag | 0.8492 |  | 2.038 |  | OR | Single Family | Shower | 1071 | 1362.08 | Single Family | TRUE | TRUE | TRUE | TRUE | TRUE | 3084.3545 | 2775.919 | Single Family_TRUE | Single Family_TRUE | Single Family_TRUE | Single Family_TRUE | Single Family_TRUE | 2.5gpm | 2.5gpmSingle Family_TRUE | 2.5gpmSingle Family_TRUE
Water_00006549 | SITE_00551 | Room_00011050 | Bathroom_2 | Bathroom | Bathroom Faucet | 1.5 | 1.2378 | 1.5 | 1.4 |  | N/A | N/A | N/A | Bag | 0.796 |  | 1.114 |  | OR | Single Family | Bathroom Faucet | 1071 | 1362.08 | Single Family | FALSE | FALSE |  |  |  | 2043.12 | 1517.3571 | Single Family_FALSE | Single Family_FALSE | Single Family_ | Single Family_ | Single Family_ | unknown | unknownSingle Family_ | unknownSingle Family_FALSE
Water_00006550 | SITE_00551 | Room_00011053 | Bathroom_3 | Bathroom | Bathroom Faucet | unknown |  |  |  | Unknown | N/A | N/A | N/A | Bag | 0.796 |  |  | Unknown | OR | Single Family | Bathroom Faucet | 1071 | 1362.08 | Single Family | FALSE | FALSE |  |  |  | 0 | 0 | Single Family_FALSE | Single Family_FALSE | Single Family_ | Single Family_ | Single Family_ | unknown | unknownSingle Family_ | unknownSingle Family_FALSE
Water_00006551 | SITE_00546 | Room_00010971 | Bathroom_6 | Bathroom | Bathroom Faucet | 2.2 | 1.9456 | 2.2 | 2.2 |  | N/A | N/A | N/A | Bag | 0.796 |  | 1.751 |  | OR | Single Family | Bathroom Faucet | 1066 | 1362.08 | Single Family | FALSE | FALSE |  |  |  | 2996.576 | 2385.0021 | Single Family_FALSE | Single Family_FALSE | Single Family_ | Single Family_ | Single Family_ | unknown | unknownSingle Family_ | unknownSingle Family_FALSE
Water_00006552 | SITE_00546 | Room_00010971 | Bathroom_6 | Bathroom | Bathroom Faucet | 2.2 | 1.9456 | 2.2 | 2.2 |  | N/A | N/A | N/A | Bag | 0.796 |  | 1.751 |  | OR | Single Family | Bathroom Faucet | 1066 | 1362.08 | Single Family | FALSE | FALSE |  |  |  | 2996.576 | 2385.0021 | Single Family_FALSE | Single Family_FALSE | Single Family_ | Single Family_ | Single Family_ | unknown | unknownSingle Family_ | unknownSingle Family_FALSE
Water_00006553 | SITE_00546 | Room_00010971 | Bathroom_6 | Bathroom | Shower / Bathtub combo with diverter valve | 3.3967 | 3.3967 |  | 3.6 |  | Secondary | Daily / Almost Daily | N/A | Bag | 0.8492 |  | 3.057 |  | OR | Single Family | Shower | 1066 | 1362.08 | Single Family | TRUE | TRUE | TRUE | TRUE | TRUE | 4626.5317 | 4163.8786 | Single Family_TRUE | Single Family_TRUE | Single Family_TRUE | Single Family_TRUE | Single Family_TRUE | gt2.5gpm | gt2.5gpmSingle Family_TRUE | gt2.5gpmSingle Family_TRUE
Water_00006554 | SITE_00546 | Room_00010975 | Bathroom_7 | Bathroom | Bathroom Faucet | 2.2 | 2.2111 | 2.2 | 2.5 |  | N/A | N/A | N/A | Bag | 0.796 |  | 1.99 |  | OR | Single Family | Bathroom Faucet | 1066 | 1362.08 | Single Family | FALSE | FALSE |  |  |  | 2996.576 | 2710.5392 | Single Family_FALSE | Single Family_FALSE | Single Family_ | Single Family_ | Single Family_ | unknown | unknownSingle Family_ | unknownSingle Family_FALSE
Water_00006555 | SITE_00546 | Room_00010975 | Bathroom_7 | Bathroom | Shower / Bathtub combo with diverter valve | 3.3967 | 3.3967 |  | 3.6 |  | Never / rarely used | A few times per year | N/A | Bag | 0.8492 |  | 3.057 |  | OR | Single Family | Shower | 1066 | 1362.08 | Single Family | TRUE | TRUE | TRUE | TRUE | TRUE | 4626.5317 | 4163.8786 | Single Family_TRUE | Single Family_TRUE | Single Family_TRUE | Single Family_TRUE | Single Family_TRUE | gt2.5gpm | gt2.5gpmSingle Family_TRUE | gt2.5gpmSingle Family_TRUE
Water_00006556 | SITE_00642 | Room_00012276 | Kitchen_1 | Kitchen | Kitchen Faucet | 2.2111 | 2.2111 |  | 2.5 |  | N/A | N/A | N/A | Bag | 0.796 |  | 1.99 |  | OR | Single Family | Kitchen Faucet | 1161 | 1362.08 | Single Family | FALSE | FALSE |  |  |  | 3011.7102 | 2710.5392 | Single Family_FALSE | Single Family_FALSE | Single Family_ | Single Family_ | Single Family_ | unknown | unknownSingle Family_ | unknownSingle Family_FALSE
Water_00006557 | SITE_00642 | Room_00012281 | Bathroom_3 | Bathroom | Shower | 2.5 |  | 2.5 |  | Unknown | Never / rarely used | Never | Used for storage, didn't measure | Bag | 0.8492 |  |  | Unknown | OR | Single Family | Shower | 1161 | 1362.08 | Single Family | TRUE | FALSE | TRUE | FALSE | FALSE | 3405.2 | 0 | Single Family_TRUE | Single Family_FALSE | Single Family_TRUE | Single Family_FALSE | Single Family_FALSE | unknown | unknownSingle Family_FALSE | unknownSingle Family_TRUE
Water_00006558 | SITE_00642 | Room_00012283 | Bathroom_2 | Bathroom | Bathroom Faucet | 2.5 | 1.1056 | 2.5 | 1.25 |  | N/A | N/A | N/A | Bag | 0.796 |  | 0.995 |  | OR | Single Family | Bathroom Faucet | 1161 | 1362.08 | Single Family | FALSE | FALSE |  |  |  | 3405.2 | 1355.2696 | Single Family_FALSE | Single Family_FALSE | Single Family_ | Single Family_ | Single Family_ | unknown | unknownSingle Family_ | unknownSingle Family_FALSE
Water_00006559 | SITE_00642 | Room_00012285 | Bathroom_4 | Bathroom | Shower / Bathtub combo with diverter valve | 1.4156 | 1.4156 |  | 1.5 |  | All used about the same | Daily / Almost Daily | N/A | Bag | 0.8492 |  | 1.274 |  | OR | Single Family | Shower | 1161 | 1362.08 | Single Family | TRUE | TRUE | TRUE | TRUE | TRUE | 1928.0999 | 1735.2899 | Single Family_TRUE | Single Family_TRUE | Single Family_TRUE | Single Family_TRUE | Single Family_TRUE | <1.5gpm | <1.5gpmSingle Family_TRUE | <1.5gpmSingle Family_TRUE
Water_00006560 | SITE_00642 | Room_00012285 | Bathroom_4 | Bathroom | Bathroom Faucet | 0.88444 | 0.88444 |  | 1 |  | N/A | N/A | N/A | Bag | 0.796 |  | 0.796 |  | OR | Single Family | Bathroom Faucet | 1161 | 1362.08 | Single Family | FALSE | FALSE |  |  |  | 1204.6841 | 1084.2157 | Single Family_FALSE | Single Family_FALSE | Single Family_ | Single Family_ | Single Family_ | unknown | unknownSingle Family_ | unknownSingle Family_FALSE
Water_00006561 | SITE_00642 | Room_00012289 | Bathroom_1 | Bathroom | Bathroom Faucet | 2 | 1.99 | 2 | 2.25 |  | N/A | N/A | N/A | Bag | 0.796 |  | 1.791 |  | OR | Single Family | Bathroom Faucet | 1161 | 1362.08 | Single Family | FALSE | FALSE |  |  |  | 2724.16 | 2439.4853 | Single Family_FALSE | Single Family_FALSE | Single Family_ | Single Family_ | Single Family_ | unknown | unknownSingle Family_ | unknownSingle Family_FALSE
Water_00006562 | SITE_00642 | Room_00012289 | Bathroom_1 | Bathroom | Shower | 1.75 | 2.3589 | 1.75 | 2.5 |  | Primary | Daily / Almost Daily | N/A | Bag | 0.8492 |  | 2.123 |  | OR | Single Family | Shower | 1161 | 1362.08 | Single Family | TRUE | FALSE | TRUE | TRUE | TRUE | 2383.64 | 2891.6958 | Single Family_TRUE | Single Family_FALSE | Single Family_TRUE | Single Family_TRUE | Single Family_TRUE | 1.8gpm | 1.8gpmSingle Family_TRUE | 1.8gpmSingle Family_TRUE
Water_00006563 | SITE_00642 | Room_00012289 | Bathroom_1 | Bathroom | Bathtub | unknown |  |  |  | N/A | N/A | N/A | N/A | Unknown |  | N/A |  | N/A | OR | Single Family | Bathtub | 1161 | 1362.08 | Single Family | FALSE | FALSE |  |  |  | 0 | 0 | Single Family_FALSE | Single Family_FALSE | Single Family_ | Single Family_ | Single Family_ | unknown | unknownSingle Family_ | unknownSingle Family_FALSE
Water_00006564 | SITE_00642 | Room_00012289 | Bathroom_1 | Bathroom | Bathroom Faucet | 2 | 1.7689 | 2 | 2 |  | N/A | N/A | N/A | Bag | 0.796 |  | 1.592 |  | OR | Single Family | Bathroom Faucet | 1161 | 1362.08 | Single Family | FALSE | FALSE |  |  |  | 2724.16 | 2168.4314 | Single Family_FALSE | Single Family_FALSE | Single Family_ | Single Family_ | Single Family_ | unknown | unknownSingle Family_ | unknownSingle Family_FALSE
Water_00006565 | SITE_00587 | Room_00011567 | Closet_1 | Closet | Shower | 2.2644 | 2.2644 |  | 2.4 |  | Secondary | A few times per year | N/A | Bag | 0.8492 |  | 2.038 |  | OR | Single Family | Shower | 1106 | 2348.97 | Single Family | TRUE | FALSE | TRUE | TRUE | TRUE | 5319.1121 | 4787.2009 | Single Family_TRUE | Single Family_FALSE | Single Family_TRUE | Single Family_TRUE | Single Family_TRUE | 2.5gpm | 2.5gpmSingle Family_TRUE | 2.5gpmSingle Family_TRUE
Water_00006566 | SITE_00587 | Room_00011567 | Closet_1 | Closet | Bathroom Faucet | 1.5 | 1.1056 | 1.5 | 1.25 |  | N/A | N/A | N/A | Bag | 0.796 |  | 0.995 |  | OR | Single Family | Bathroom Faucet | 1106 | 2348.97 | Single Family | FALSE | FALSE |  |  |  | 3523.455 | 2337.2251 | Single Family_FALSE | Single Family_FALSE | Single Family_ | Single Family_ | Single Family_ | unknown | unknownSingle Family_ | unknownSingle Family_FALSE
Water_00006567 | SITE_00587 | Room_00011574 | Kitchen_1 | Kitchen | Kitchen Faucet | 2.2 | 1.3267 | 2.2 | 1.5 |  | N/A | N/A | N/A | Bag | 0.796 |  | 1.194 |  | OR | Single Family | Kitchen Faucet | 1106 | 2348.97 | Single Family | FALSE | FALSE |  |  |  | 5167.734 | 2804.6702 | Single Family_FALSE | Single Family_FALSE | Single Family_ | Single Family_ | Single Family_ | unknown | unknownSingle Family_ | unknownSingle Family_FALSE
Water_00006568 | SITE_00587 | Room_00011574 | Kitchen_1 | Kitchen | Kitchen Faucet | 1.3267 | 1.3267 |  | 1.5 |  | N/A | N/A | N/A | Bag | 0.796 |  | 1.194 |  | OR | Single Family | Kitchen Faucet | 1106 | 2348.97 | Single Family | FALSE | FALSE |  |  |  | 3116.3002 | 2804.6702 | Single Family_FALSE | Single Family_FALSE | Single Family_ | Single Family_ | Single Family_ | unknown | unknownSingle Family_ | unknownSingle Family_FALSE
Water_00006569 | SITE_00587 | Room_00011568 | Bathroom_1 | Bathroom | Bathroom Faucet | 1.3267 | 1.3267 |  | 1.5 |  | N/A | N/A | N/A | Bag | 0.796 |  | 1.194 |  | OR | Single Family | Bathroom Faucet | 1106 | 2348.97 | Single Family | FALSE | FALSE |  |  |  | 3116.3002 | 2804.6702 | Single Family_FALSE | Single Family_FALSE | Single Family_ | Single Family_ | Single Family_ | unknown | unknownSingle Family_ | unknownSingle Family_FALSE
Water_00006570 | SITE_00587 | Room_00011578 | Bathroom_2 | Bathroom | Bathroom Faucet | 1.5 | 1.3267 | 1.5 | 1.5 |  | N/A | N/A | N/A | Bag | 0.796 |  | 1.194 |  | OR | Single Family | Bathroom Faucet | 1106 | 2348.97 | Single Family | FALSE | FALSE |  |  |  | 3523.455 | 2804.6702 | Single Family_FALSE | Single Family_FALSE | Single Family_ | Single Family_ | Single Family_ | unknown | unknownSingle Family_ | unknownSingle Family_FALSE
Water_00006571 | SITE_00587 | Room_00011578 | Bathroom_2 | Bathroom | Bathroom Faucet | 1.5 | 1.3267 | 1.5 | 1.5 |  | N/A | N/A | N/A | Bag | 0.796 |  | 1.194 |  | OR | Single Family | Bathroom Faucet | 1106 | 2348.97 | Single Family | FALSE | FALSE |  |  |  | 3523.455 | 2804.6702 | Single Family_FALSE | Single Family_FALSE | Single Family_ | Single Family_ | Single Family_ | unknown | unknownSingle Family_ | unknownSingle Family_FALSE
Water_00006572 | SITE_00587 | Room_00011578 | Bathroom_2 | Bathroom | Shower | 2.5 |  | 2.5 |  | Unknown | Primary | Daily / Almost Daily | N/A | Bag | 0.8492 |  |  | Unknown | OR | Single Family | Shower | 1106 | 2348.97 | Single Family | TRUE | FALSE | TRUE | FALSE | FALSE | 5872.425 | 0 | Single Family_TRUE | Single Family_FALSE | Single Family_TRUE | Single Family_FALSE | Single Family_FALSE | unknown | unknownSingle Family_FALSE | unknownSingle Family_TRUE
Water_00006573 | SITE_00587 | Room_00011578 | Bathroom_2 | Bathroom | Bathtub | unknown |  |  |  | N/A | N/A | N/A | N/A | Unknown |  | N/A |  | N/A | OR | Single Family | Bathtub | 1106 | 2348.97 | Single Family | FALSE | FALSE |  |  |  | 0 | 0 | Single Family_FALSE | Single Family_FALSE | Single Family_ | Single Family_ | Single Family_ | unknown | unknownSingle Family_ | unknownSingle Family_FALSE
Water_00006574 | SITE_00622 | Room_00012032 | Bathroom_6 | Bathroom | Bathroom Faucet | 1.3267 | 1.3267 |  | 1.5 |  | N/A | N/A | N/A | Bag | 0.796 |  | 1.194 |  | OR | Single Family | Bathroom Faucet | 1141 | 1362.08 | Single Family | FALSE | FALSE |  |  |  | 1807.0261 | 1626.3235 | Single Family_FALSE | Single Family_FALSE | Single Family_ | Single Family_ | Single Family_ | unknown | unknownSingle Family_ | unknownSingle Family_FALSE
Water_00006575 | SITE_00622 | Room_00012032 | Bathroom_6 | Bathroom | Shower | unknown |  |  |  | Unknown | Never / rarely used | Never | Used for storage | Bag | 0.8492 |  |  | Unknown | OR | Single Family | Shower | 1141 | 1362.08 | Single Family | TRUE | FALSE | FALSE | FALSE | FALSE | 0 | 0 | Single Family_TRUE | Single Family_FALSE | Single Family_FALSE | Single Family_FALSE | Single Family_FALSE | unknown | unknownSingle Family_FALSE | unknownSingle Family_TRUE
Water_00006576 | SITE_00621 | Room_00012022 | Bathroom_1 | Bathroom | Bathroom Faucet | 2.2111 | 2.2111 |  | 2.5 |  | N/A | N/A | N/A | Bag | 0.796 |  | 1.99 |  | OR | Single Family | Bathroom Faucet | 1140 | 2348.97 | Single Family | FALSE | FALSE |  |  |  | 5193.8337 | 4674.4503 | Single Family_FALSE | Single Family_FALSE | Single Family_ | Single Family_ | Single Family_ | unknown | unknownSingle Family_ | unknownSingle Family_FALSE
Water_00006577 | SITE_00621 | Room_00012023 | Kitchen_1 | Kitchen | Kitchen Faucet | 1.8 | 1.5478 | 1.8 | 1.75 |  | N/A | N/A | N/A | Bag | 0.796 |  | 1.393 |  | OR | Single Family | Kitchen Faucet | 1140 | 2348.97 | Single Family | FALSE | FALSE |  |  |  | 4228.146 | 3272.1152 | Single Family_FALSE | Single Family_FALSE | Single Family_ | Single Family_ | Single Family_ | unknown | unknownSingle Family_ | unknownSingle Family_FALSE
Water_00006578 | SITE_00621 | Room_00012028 | Bathroom_2 | Bathroom | Shower / Bathtub combo with diverter valve | 2.5 | 2.8311 | 2.5 | 3 |  | Primary | Daily / Almost Daily | N/A | Bag | 0.8492 |  | 2.548 |  | OR | Single Family | Shower | 1140 | 2348.97 | Single Family | TRUE | TRUE | TRUE | TRUE | TRUE | 5872.425 | 5985.1756 | Single Family_TRUE | Single Family_TRUE | Single Family_TRUE | Single Family_TRUE | Single Family_TRUE | 2.5gpm | 2.5gpmSingle Family_TRUE | 2.5gpmSingle Family_TRUE
Water_00006579 | SITE_00621 | Room_00012028 | Bathroom_2 | Bathroom | Bathroom Faucet | 2.2 | 2.4767 | 2.2 | 2.8 |  | N/A | N/A | N/A | Bag | 0.796 |  | 2.229 |  | OR | Single Family | Bathroom Faucet | 1140 | 2348.97 | Single Family | FALSE | FALSE |  |  |  | 5167.734 | 5235.8541 | Single Family_FALSE | Single Family_FALSE | Single Family_ | Single Family_ | Single Family_ | unknown | unknownSingle Family_ | unknownSingle Family_FALSE
Water_00006580 | SITE_00594 | Room_00011657 | Kitchen_1 | Kitchen | Kitchen Faucet | 1.99 | 1.99 |  | 2.25 |  | N/A | N/A | N/A | Bag | 0.796 |  | 1.791 |  | OR | Single Family | Kitchen Faucet | 1113 | 1362.08 | Single Family | FALSE | FALSE |  |  |  | 2710.5392 | 2439.4853 | Single Family_FALSE | Single Family_FALSE | Single Family_ | Single Family_ | Single Family_ | unknown | unknownSingle Family_ | unknownSingle Family_FALSE
Water_00006581 | SITE_00594 | Room_00011658 | Bathroom_1 | Bathroom | Bathroom Faucet | 1.5 | 3.98 | 1.5 | 4.5 |  | N/A | N/A | N/A | Bag | 0.796 |  | 3.582 |  | OR | Single Family | Bathroom Faucet | 1113 | 1362.08 | Single Family | FALSE | FALSE |  |  |  | 2043.12 | 4878.9706 | Single Family_FALSE | Single Family_FALSE | Single Family_ | Single Family_ | Single Family_ | unknown | unknownSingle Family_ | unknownSingle Family_FALSE
Water_00006582 | SITE_00594 | Room_00011658 | Bathroom_1 | Bathroom | Shower / Bathtub combo with diverter valve | 3.7744 | 3.7744 |  | 4 |  | Primary | Daily / Almost Daily | N/A | Bag | 0.8492 |  | 3.397 |  | OR | Single Family | Shower | 1113 | 1362.08 | Single Family | TRUE | TRUE | TRUE | TRUE | TRUE | 5141.0953 | 4626.9858 | Single Family_TRUE | Single Family_TRUE | Single Family_TRUE | Single Family_TRUE | Single Family_TRUE | gt2.5gpm | gt2.5gpmSingle Family_TRUE | gt2.5gpmSingle Family_TRUE
Water_00006583 | SITE_00594 | Room_00011664 | Bathroom_2 | Bathroom | Bathroom Faucet | 1.5922 | 1.5922 |  | 1.8 |  | N/A | N/A | N/A | Bag | 0.796 |  | 1.433 |  | OR | Single Family | Bathroom Faucet | 1113 | 1362.08 | Single Family | FALSE | FALSE |  |  |  | 2168.734 | 1951.8606 | Single Family_FALSE | Single Family_FALSE | Single Family_ | Single Family_ | Single Family_ | unknown | unknownSingle Family_ | unknownSingle Family_FALSE
Water_00006584 | SITE_00594 | Room_00011664 | Bathroom_2 | Bathroom | Shower | 1.75 | 2.3589 | 1.75 | 2.5 |  | All used about the same | Daily / Almost Daily | N/A | Bag | 0.8492 |  | 2.123 |  | OR | Single Family | Shower | 1113 | 1362.08 | Single Family | TRUE | FALSE | TRUE | TRUE | TRUE | 2383.64 | 2891.6958 | Single Family_TRUE | Single Family_FALSE | Single Family_TRUE | Single Family_TRUE | Single Family_TRUE | 1.8gpm | 1.8gpmSingle Family_TRUE | 1.8gpmSingle Family_TRUE
Water_00006585 | SITE_00582 | Room_00011518 | Bathroom_2 | Bathroom | Bathroom Faucet | 2.1222 | 2.1222 |  | 2.4 |  | N/A | N/A | N/A | Bag | 0.796 |  | 1.91 |  | OR | Single Family | Bathroom Faucet | 1102 | 1362.08 | Single Family | FALSE | FALSE |  |  |  | 2890.6364 | 2601.5728 | Single Family_FALSE | Single Family_FALSE | Single Family_ | Single Family_ | Single Family_ | unknown | unknownSingle Family_ | unknownSingle Family_FALSE
Water_00006586 | SITE_00582 | Room_00011518 | Bathroom_2 | Bathroom | Shower | 1.8867 | 1.8867 |  | 2 |  | All used about the same | A few times per week | N/A | Bag | 0.8492 |  | 1.698 |  | OR | Single Family | Shower | 1102 | 1362.08 | Single Family | TRUE | FALSE | TRUE | TRUE | TRUE | 2569.7909 | 2312.8118 | Single Family_TRUE | Single Family_FALSE | Single Family_TRUE | Single Family_TRUE | Single Family_TRUE | 2.0gpm | 2.0gpmSingle Family_TRUE | 2.0gpmSingle Family_TRUE
Water_00006587 | SITE_00582 | Room_00011516 | Bathroom_1 | Bathroom | Bathroom Faucet | 2.2 | 2.2111 | 2.2 | 2.5 |  | N/A | N/A | N/A | Bag | 0.796 |  | 1.99 |  | OR | Single Family | Bathroom Faucet | 1102 | 1362.08 | Single Family | FALSE | FALSE |  |  |  | 2996.576 | 2710.5392 | Single Family_FALSE | Single Family_FALSE | Single Family_ | Single Family_ | Single Family_ | unknown | unknownSingle Family_ | unknownSingle Family_FALSE
Water_00006588 | SITE_00582 | Room_00011516 | Bathroom_1 | Bathroom | Shower / Bathtub combo with diverter valve | 2 | 1.6044 | 2 | 1.7 |  | All used about the same | A few times per week | N/A | Bag | 0.8492 |  | 1.444 |  | OR | Single Family | Shower | 1102 | 1362.08 | Single Family | TRUE | TRUE | TRUE | TRUE | TRUE | 2724.16 | 1966.8435 | Single Family_TRUE | Single Family_TRUE | Single Family_TRUE | Single Family_TRUE | Single Family_TRUE | 2.0gpm | 2.0gpmSingle Family_TRUE | 2.0gpmSingle Family_TRUE
Water_00006589 | SITE_00582 | Room_00011522 | Kitchen_1 | Kitchen | Kitchen Faucet | 1.15 | 1.15 |  | 1.3 |  | N/A | N/A | N/A | Bag | 0.796 |  | 1.035 |  | OR | Single Family | Kitchen Faucet | 1102 | 1362.08 | Single Family | FALSE | FALSE |  |  |  | 1566.392 | 1409.7528 | Single Family_FALSE | Single Family_FALSE | Single Family_ | Single Family_ | Single Family_ | unknown | unknownSingle Family_ | unknownSingle Family_FALSE
Water_00006590 | SITE_00546 | Room_00010979 | Bathroom_1 | Bathroom | Bathroom Faucet | 1.7689 | 1.7689 |  | 2 |  | N/A | N/A | N/A | Bag | 0.796 |  | 1.592 |  | OR | Single Family | Bathroom Faucet | 1066 | 1362.08 | Single Family | FALSE | FALSE |  |  |  | 2409.3682 | 2168.4314 | Single Family_FALSE | Single Family_FALSE | Single Family_ | Single Family_ | Single Family_ | unknown | unknownSingle Family_ | unknownSingle Family_FALSE
Water_00006591 | SITE_00546 | Room_00010979 | Bathroom_1 | Bathroom | Bathroom Faucet | 1.7689 | 1.7689 |  | 2 |  | N/A | N/A | N/A | Bag | 0.796 |  | 1.592 |  | OR | Single Family | Bathroom Faucet | 1066 | 1362.08 | Single Family | FALSE | FALSE |  |  |  | 2409.3682 | 2168.4314 | Single Family_FALSE | Single Family_FALSE | Single Family_ | Single Family_ | Single Family_ | unknown | unknownSingle Family_ | unknownSingle Family_FALSE
Water_00006592 | SITE_00546 | Room_00010979 | Bathroom_1 | Bathroom | Shower | unknown |  |  |  | Unknown | Primary | Daily / Almost Daily | Head too large for flow bag | Bag | 0.8492 |  |  | Unknown | OR | Single Family | Shower | 1066 | 1362.08 | Single Family | TRUE | FALSE | FALSE | FALSE | FALSE | 0 | 0 | Single Family_TRUE | Single Family_FALSE | Single Family_FALSE | Single Family_FALSE | Single Family_FALSE | unknown | unknownSingle Family_FALSE | unknownSingle Family_TRUE
Water_00006593 | SITE_00546 | Room_00010982 | Laundry_1 | Laundry | Bathroom Faucet | 2.2111 | 2.2111 |  | 2.5 |  | N/A | N/A | N/A | Bag | 0.796 |  | 1.99 |  | OR | Single Family | Bathroom Faucet | 1066 | 1362.08 | Single Family | FALSE | FALSE |  |  |  | 3011.7102 | 2710.5392 | Single Family_FALSE | Single Family_FALSE | Single Family_ | Single Family_ | Single Family_ | unknown | unknownSingle Family_ | unknownSingle Family_FALSE
Water_00006594 | SITE_00546 | Room_00010988 | Kitchen_1 | Kitchen | Kitchen Faucet | 2.2 | 1.7689 | 2.2 | 2 |  | N/A | N/A | N/A | Bag | 0.796 |  | 1.592 |  | OR | Single Family | Kitchen Faucet | 1066 | 1362.08 | Single Family | FALSE | FALSE |  |  |  | 2996.576 | 2168.4314 | Single Family_FALSE | Single Family_FALSE | Single Family_ | Single Family_ | Single Family_ | unknown | unknownSingle Family_ | unknownSingle Family_FALSE
Water_00006595 | SITE_00546 | Room_00010988 | Kitchen_1 | Kitchen | Kitchen Faucet | 1.15 | 1.15 |  | 1.3 |  | N/A | N/A | N/A | Bag | 0.796 |  | 1.035 |  | OR | Single Family | Kitchen Faucet | 1066 | 1362.08 | Single Family | FALSE | FALSE |  |  |  | 1566.392 | 1409.7528 | Single Family_FALSE | Single Family_FALSE | Single Family_ | Single Family_ | Single Family_ | unknown | unknownSingle Family_ | unknownSingle Family_FALSE
Water_00006596 | SITE_00546 | Room_00010980 | Bathroom_2 | Bathroom | Bathroom Faucet | 1.2378 | 1.2378 |  | 1.4 |  | N/A | N/A | N/A | Bag | 0.796 |  | 1.114 |  | OR | Single Family | Bathroom Faucet | 1066 | 1362.08 | Single Family | FALSE | FALSE |  |  |  | 1685.9524 | 1517.3571 | Single Family_FALSE | Single Family_FALSE | Single Family_ | Single Family_ | Single Family_ | unknown | unknownSingle Family_ | unknownSingle Family_FALSE
Water_00006597 | SITE_00593 | Room_00011649 | Bathroom_1 | Bathroom | Bathroom Faucet | 1.3267 | 1.3267 |  | 1.5 |  | N/A | N/A | N/A | Bag | 0.796 |  | 1.194 |  | OR | Manufactured | Bathroom Faucet | 1112 | 1323.42 | Manufactured | FALSE | FALSE |  |  |  | 1755.7372 | 1580.1635 | Manufactured_FALSE | Manufactured_FALSE | Manufactured_ | Manufactured_ | Manufactured_ | unknown | unknownManufactured_ | unknownManufactured_FALSE
Water_00006598 | SITE_00593 | Room_00011649 | Bathroom_1 | Bathroom | Bathtub | unknown |  |  |  | N/A | N/A | N/A | N/A | Unknown |  | N/A |  | N/A | OR | Manufactured | Bathtub | 1112 | 1323.42 | Manufactured | FALSE | FALSE |  |  |  | 0 | 0 | Manufactured_FALSE | Manufactured_FALSE | Manufactured_ | Manufactured_ | Manufactured_ | unknown | unknownManufactured_ | unknownManufactured_FALSE
Water_00006599 | SITE_00593 | Room_00011651 | Bathroom_2 | Bathroom | Bathroom Faucet | 1.5 | 1.3267 | 1.5 | 1.5 |  | N/A | N/A | N/A | Bag | 0.796 |  | 1.194 |  | OR | Manufactured | Bathroom Faucet | 1112 | 1323.42 | Manufactured | FALSE | FALSE |  |  |  | 1985.13 | 1580.1635 | Manufactured_FALSE | Manufactured_FALSE | Manufactured_ | Manufactured_ | Manufactured_ | unknown | unknownManufactured_ | unknownManufactured_FALSE
Water_00006600 | SITE_00593 | Room_00011651 | Bathroom_2 | Bathroom | Shower / Bathtub combo with diverter valve | 2.0756 | 2.0756 |  | 2.2 |  | Primary | A few times per week | N/A | Bag | 0.8492 |  | 1.868 |  | OR | Manufactured | Shower | 1112 | 1323.42 | Manufactured | TRUE | TRUE | TRUE | TRUE | TRUE | 2746.8317 | 2472.1486 | Manufactured_TRUE | Manufactured_TRUE | Manufactured_TRUE | Manufactured_TRUE | Manufactured_TRUE | 2.5gpm | 2.5gpmManufactured_TRUE | 2.5gpmManufactured_TRUE
Water_00006601 | SITE_00593 | Room_00011655 | Kitchen_1 | Kitchen | Kitchen Faucet | 2.2 | 1.9456 | 2.2 | 2.2 |  | N/A | N/A | N/A | Bag | 0.796 |  | 1.751 |  | OR | Manufactured | Kitchen Faucet | 1112 | 1323.42 | Manufactured | FALSE | FALSE |  |  |  | 2911.524 | 2317.3084 | Manufactured_FALSE | Manufactured_FALSE | Manufactured_ | Manufactured_ | Manufactured_ | unknown | unknownManufactured_ | unknownManufactured_FALSE
Water_00006602 | SITE_00622 | Room_00012037 | Bathroom_1 | Bathroom | Bathroom Faucet | 1.2378 | 1.2378 |  | 1.4 |  | N/A | N/A | N/A | Bag | 0.796 |  | 1.114 |  | OR | Single Family | Bathroom Faucet | 1141 | 1362.08 | Single Family | FALSE | FALSE |  |  |  | 1685.9524 | 1517.3571 | Single Family_FALSE | Single Family_FALSE | Single Family_ | Single Family_ | Single Family_ | unknown | unknownSingle Family_ | unknownSingle Family_FALSE
Water_00006603 | SITE_00622 | Room_00012037 | Bathroom_1 | Bathroom | Bathroom Faucet | 1.2378 | 1.2378 |  | 1.4 |  | N/A | N/A | N/A | Bag | 0.796 |  | 1.114 |  | OR | Single Family | Bathroom Faucet | 1141 | 1362.08 | Single Family | FALSE | FALSE |  |  |  | 1685.9524 | 1517.3571 | Single Family_FALSE | Single Family_FALSE | Single Family_ | Single Family_ | Single Family_ | unknown | unknownSingle Family_ | unknownSingle Family_FALSE
Water_00006604 | SITE_00622 | Room_00012037 | Bathroom_1 | Bathroom | Shower | unknown |  |  |  | Unknown | Secondary | A few times per year | Head too large to measure | Bag | 0.8492 |  |  | Unknown | OR | Single Family | Shower | 1141 | 1362.08 | Single Family | TRUE | FALSE | FALSE | FALSE | FALSE | 0 | 0 | Single Family_TRUE | Single Family_FALSE | Single Family_FALSE | Single Family_FALSE | Single Family_FALSE | unknown | unknownSingle Family_FALSE | unknownSingle Family_TRUE
Water_00006605 | SITE_00622 | Room_00012038 | Kitchen_1 | Kitchen | Kitchen Faucet | 2.2 | 2.2111 | 2.2 | 2.5 |  | N/A | N/A | N/A | Bag | 0.796 |  | 1.99 |  | OR | Single Family | Kitchen Faucet | 1141 | 1362.08 | Single Family | FALSE | FALSE |  |  |  | 2996.576 | 2710.5392 | Single Family_FALSE | Single Family_FALSE | Single Family_ | Single Family_ | Single Family_ | unknown | unknownSingle Family_ | unknownSingle Family_FALSE
Water_00006606 | SITE_00622 | Room_00012038 | Kitchen_1 | Kitchen | Kitchen Faucet | 2.2 | 1.9456 | 2.2 | 2.2 |  | N/A | N/A | N/A | Bag | 0.796 |  | 1.751 |  | OR | Single Family | Kitchen Faucet | 1141 | 1362.08 | Single Family | FALSE | FALSE |  |  |  | 2996.576 | 2385.0021 | Single Family_FALSE | Single Family_FALSE | Single Family_ | Single Family_ | Single Family_ | unknown | unknownSingle Family_ | unknownSingle Family_FALSE
Water_00006607 | SITE_00622 | Room_00012040 | Bathroom_2 | Bathroom | Bathroom Faucet | 1.2378 | 1.2378 |  | 1.4 |  | N/A | N/A | N/A | Bag | 0.796 |  | 1.114 |  | OR | Single Family | Bathroom Faucet | 1141 | 1362.08 | Single Family | FALSE | FALSE |  |  |  | 1685.9524 | 1517.3571 | Single Family_FALSE | Single Family_FALSE | Single Family_ | Single Family_ | Single Family_ | unknown | unknownSingle Family_ | unknownSingle Family_FALSE
Water_00006608 | SITE_00622 | Room_00012040 | Bathroom_2 | Bathroom | Bathroom Faucet | 1.2378 | 1.2378 |  | 1.4 |  | N/A | N/A | N/A | Bag | 0.796 |  | 1.114 |  | OR | Single Family | Bathroom Faucet | 1141 | 1362.08 | Single Family | FALSE | FALSE |  |  |  | 1685.9524 | 1517.3571 | Single Family_FALSE | Single Family_FALSE | Single Family_ | Single Family_ | Single Family_ | unknown | unknownSingle Family_ | unknownSingle Family_FALSE
Water_00006609 | SITE_00637 | Room_00012214 | Bathroom_6 | Bathroom | Bathroom Faucet | 2 | 2.2111 | 2 | 2.5 |  | N/A | N/A | N/A | Bag | 0.796 |  | 1.99 |  | OR | Single Family | Bathroom Faucet | 1156 | 2348.97 | Single Family | FALSE | FALSE |  |  |  | 4697.94 | 4674.4503 | Single Family_FALSE | Single Family_FALSE | Single Family_ | Single Family_ | Single Family_ | unknown | unknownSingle Family_ | unknownSingle Family_FALSE
Water_00006610 | SITE_00637 | Room_00012214 | Bathroom_6 | Bathroom | Bathroom Faucet | 2 | 2.2111 | 2 | 2.5 |  | N/A | N/A | N/A | Bag | 0.796 |  | 1.99 |  | OR | Single Family | Bathroom Faucet | 1156 | 2348.97 | Single Family | FALSE | FALSE |  |  |  | 4697.94 | 4674.4503 | Single Family_FALSE | Single Family_FALSE | Single Family_ | Single Family_ | Single Family_ | unknown | unknownSingle Family_ | unknownSingle Family_FALSE
Water_00006611 | SITE_00633 | Room_00012162 | Kitchen_1 | Kitchen | Kitchen Faucet | 1.3267 | 1.3267 |  | 1.5 |  | N/A | N/A | N/A | Bag | 0.796 |  | 1.194 |  | OR | Single Family | Kitchen Faucet | 1152 | 2348.97 | Single Family | FALSE | FALSE |  |  |  | 3116.3002 | 2804.6702 | Single Family_FALSE | Single Family_FALSE | Single Family_ | Single Family_ | Single Family_ | unknown | unknownSingle Family_ | unknownSingle Family_FALSE
Water_00006612 | SITE_00633 | Room_00012167 | Bathroom_1 | Bathroom | Bathroom Faucet | 2.2111 | 2.2111 |  | 2.5 |  | N/A | N/A | N/A | Bag | 0.796 |  | 1.99 |  | OR | Single Family | Bathroom Faucet | 1152 | 2348.97 | Single Family | FALSE | FALSE |  |  |  | 5193.8337 | 4674.4503 | Single Family_FALSE | Single Family_FALSE | Single Family_ | Single Family_ | Single Family_ | unknown | unknownSingle Family_ | unknownSingle Family_FALSE
Water_00006613 | SITE_00633 | Room_00012167 | Bathroom_1 | Bathroom | Bathroom Faucet | 1.7689 | 1.7689 |  | 2 |  | N/A | N/A | N/A | Bag | 0.796 |  | 1.592 |  | OR | Single Family | Bathroom Faucet | 1152 | 2348.97 | Single Family | FALSE | FALSE |  |  |  | 4155.0669 | 3739.5602 | Single Family_FALSE | Single Family_FALSE | Single Family_ | Single Family_ | Single Family_ | unknown | unknownSingle Family_ | unknownSingle Family_FALSE
Water_00006614 | SITE_00633 | Room_00012167 | Bathroom_1 | Bathroom | Shower | unknown |  |  |  | Unknown | Primary | Daily / Almost Daily | Unknown | Bag | 0.8492 |  |  | Unknown | OR | Single Family | Shower | 1152 | 2348.97 | Single Family | TRUE | FALSE | FALSE | FALSE | FALSE | 0 | 0 | Single Family_TRUE | Single Family_FALSE | Single Family_FALSE | Single Family_FALSE | Single Family_FALSE | unknown | unknownSingle Family_FALSE | unknownSingle Family_TRUE
Water_00006615 | SITE_01240 | Room_00017596 | Bathroom_1 | Bathroom | Bathroom Faucet | 2.2111 | 2.2111 |  | 2.5 |  | N/A | N/A | N/A | Bag | 0.796 |  | 1.99 |  | OR | Single Family | Bathroom Faucet | 1755 | 2348.97 | Single Family | FALSE | FALSE |  |  |  | 5193.8337 | 4674.4503 | Single Family_FALSE | Single Family_FALSE | Single Family_ | Single Family_ | Single Family_ | unknown | unknownSingle Family_ | unknownSingle Family_FALSE
Water_00006616 | SITE_01240 | Room_00017596 | Bathroom_1 | Bathroom | Shower | 3.3022 | 3.3022 |  | 3.5 |  | Primary | Daily / Almost Daily | N/A | Bag | 0.8492 |  | 2.972 |  | OR | Single Family | Shower | 1755 | 2348.97 | Single Family | TRUE | FALSE | TRUE | TRUE | TRUE | 7756.8209 | 6981.1388 | Single Family_TRUE | Single Family_FALSE | Single Family_TRUE | Single Family_TRUE | Single Family_TRUE | gt2.5gpm | gt2.5gpmSingle Family_TRUE | gt2.5gpmSingle Family_TRUE
Water_00006617 | SITE_01239 | Room_00017586 | Kitchen_1 | Kitchen | Kitchen Faucet | 1.7689 | 1.7689 |  | 2 |  | N/A | N/A | N/A | Bag | 0.796 |  | 1.592 |  | OR | Multifamily Residence | Kitchen Faucet | 1754 | 819.89 | Multifamily Residence | FALSE | FALSE |  |  |  | 1450.2943 | 1305.2649 | Multifamily Residence_FALSE | Multifamily Residence_FALSE | Multifamily Residence_ | Multifamily Residence_ | Multifamily Residence_ | unknown | unknownMultifamily Residence_ | unknownMultifamily Residence_FALSE
Water_00006618 | SITE_01239 | Room_00017590 | Bathroom_1 | Bathroom | Bathroom Faucet | 1.7689 | 1.7689 |  | 2 |  | N/A | N/A | N/A | Bag | 0.796 |  | 1.592 |  | OR | Multifamily Residence | Bathroom Faucet | 1754 | 819.89 | Multifamily Residence | FALSE | FALSE |  |  |  | 1450.2943 | 1305.2649 | Multifamily Residence_FALSE | Multifamily Residence_FALSE | Multifamily Residence_ | Multifamily Residence_ | Multifamily Residence_ | unknown | unknownMultifamily Residence_ | unknownMultifamily Residence_FALSE
Water_00006619 | SITE_01239 | Room_00017590 | Bathroom_1 | Bathroom | Shower / Bathtub combo with diverter valve | 2.3589 | 2.3589 |  | 2.5 |  | Primary | Daily / Almost Daily | N/A | Bag | 0.8492 |  | 2.123 |  | OR | Multifamily Residence | Shower | 1754 | 819.89 | Multifamily Residence | TRUE | TRUE | TRUE | TRUE | TRUE | 1934.0294 | 1740.6265 | Multifamily Residence_TRUE | Multifamily Residence_TRUE | Multifamily Residence_TRUE | Multifamily Residence_TRUE | Multifamily Residence_TRUE | 2.5gpm | 2.5gpmMultifamily Residence_TRUE | 2.5gpmMultifamily Residence_TRUE
Water_00006620 | SITE_01239 | Room_00017591 | Bathroom_2 | Bathroom | Bathroom Faucet | 2.2111 | 2.2111 |  | 2.5 |  | N/A | N/A | N/A | Bag | 0.796 |  | 1.99 |  | OR | Multifamily Residence | Bathroom Faucet | 1754 | 819.89 | Multifamily Residence | FALSE | FALSE |  |  |  | 1812.8679 | 1631.5811 | Multifamily Residence_FALSE | Multifamily Residence_FALSE | Multifamily Residence_ | Multifamily Residence_ | Multifamily Residence_ | unknown | unknownMultifamily Residence_ | unknownMultifamily Residence_FALSE
Water_00006621 | SITE_00595 | Room_00011668 | Bathroom_6 | Bathroom | Bathtub | unknown |  |  |  | N/A | N/A | N/A | N/A | Unknown |  | N/A |  | N/A | OR | Manufactured | Bathtub | 1114 | 1323.42 | Manufactured | FALSE | FALSE |  |  |  | 0 | 0 | Manufactured_FALSE | Manufactured_FALSE | Manufactured_ | Manufactured_ | Manufactured_ | unknown | unknownManufactured_ | unknownManufactured_FALSE
Water_00006622 | SITE_00595 | Room_00011668 | Bathroom_6 | Bathroom | Bathroom Faucet | 2.3 | 2.3 |  | 2.6 |  | N/A | N/A | N/A | Bag | 0.796 |  | 2.07 |  | OR | Manufactured | Bathroom Faucet | 1114 | 1323.42 | Manufactured | FALSE | FALSE |  |  |  | 3043.866 | 2739.4794 | Manufactured_FALSE | Manufactured_FALSE | Manufactured_ | Manufactured_ | Manufactured_ | unknown | unknownManufactured_ | unknownManufactured_FALSE
Water_00006623 | SITE_00595 | Room_00011668 | Bathroom_6 | Bathroom | Bathroom Faucet | 2.6533 | 2.6533 |  | 3 |  | N/A | N/A | N/A | Bag | 0.796 |  | 2.388 |  | OR | Manufactured | Bathroom Faucet | 1114 | 1323.42 | Manufactured | FALSE | FALSE |  |  |  | 3511.4744 | 3160.327 | Manufactured_FALSE | Manufactured_FALSE | Manufactured_ | Manufactured_ | Manufactured_ | unknown | unknownManufactured_ | unknownManufactured_FALSE
Water_00006624 | SITE_00595 | Room_00011668 | Bathroom_6 | Bathroom | Shower | 3.3022 | 3.3022 |  | 3.5 |  | Primary | Daily / Almost Daily | N/A | Bag | 0.8492 |  | 2.972 |  | OR | Manufactured | Shower | 1114 | 1323.42 | Manufactured | TRUE | FALSE | TRUE | TRUE | TRUE | 4370.2269 | 3933.2042 | Manufactured_TRUE | Manufactured_FALSE | Manufactured_TRUE | Manufactured_TRUE | Manufactured_TRUE | gt2.5gpm | gt2.5gpmManufactured_TRUE | gt2.5gpmManufactured_TRUE
Water_00006625 | SITE_00641 | Room_00012268 | Kitchen_1 | Kitchen | Kitchen Faucet | 1.7689 | 1.7689 |  | 2 |  | N/A | N/A | N/A | Bag | 0.796 |  | 1.592 |  | OR | Single Family | Kitchen Faucet | 1160 | 2348.97 | Single Family | FALSE | FALSE |  |  |  | 4155.0669 | 3739.5602 | Single Family_FALSE | Single Family_FALSE | Single Family_ | Single Family_ | Single Family_ | unknown | unknownSingle Family_ | unknownSingle Family_FALSE
Water_00006626 | SITE_00641 | Room_00012271 | Bathroom_1 | Bathroom | Bathroom Faucet | 2.2 | 2.2111 | 2.2 | 2.5 |  | N/A | N/A | N/A | Bag | 0.796 |  | 1.99 |  | OR | Single Family | Bathroom Faucet | 1160 | 2348.97 | Single Family | FALSE | FALSE |  |  |  | 5167.734 | 4674.4503 | Single Family_FALSE | Single Family_FALSE | Single Family_ | Single Family_ | Single Family_ | unknown | unknownSingle Family_ | unknownSingle Family_FALSE
Water_00006627 | SITE_00641 | Room_00012271 | Bathroom_1 | Bathroom | Shower / Bathtub combo with diverter valve | 2.5 | 3.7744 | 2.5 | 4 |  | All used about the same | Daily / Almost Daily | N/A | Bag | 0.8492 |  | 3.397 |  | OR | Single Family | Shower | 1160 | 2348.97 | Single Family | TRUE | TRUE | TRUE | TRUE | TRUE | 5872.425 | 7979.4511 | Single Family_TRUE | Single Family_TRUE | Single Family_TRUE | Single Family_TRUE | Single Family_TRUE | 2.5gpm | 2.5gpmSingle Family_TRUE | 2.5gpmSingle Family_TRUE
Water_00006628 | SITE_00641 | Room_00012273 | Bathroom_2 | Bathroom | Bathroom Faucet | 0.88444 | 0.88444 |  | 1 |  | N/A | N/A | N/A | Bag | 0.796 |  | 0.796 |  | OR | Single Family | Bathroom Faucet | 1160 | 2348.97 | Single Family | FALSE | FALSE |  |  |  | 2077.5335 | 1869.7801 | Single Family_FALSE | Single Family_FALSE | Single Family_ | Single Family_ | Single Family_ | unknown | unknownSingle Family_ | unknownSingle Family_FALSE
Water_00006629 | SITE_00641 | Room_00012273 | Bathroom_2 | Bathroom | Shower | 1.4156 | 1.4156 |  | 1.5 |  | All used about the same | Daily / Almost Daily | N/A | Bag | 0.8492 |  | 1.274 |  | OR | Single Family | Shower | 1160 | 2348.97 | Single Family | TRUE | FALSE | TRUE | TRUE | TRUE | 3325.0975 | 2992.5878 | Single Family_TRUE | Single Family_FALSE | Single Family_TRUE | Single Family_TRUE | Single Family_TRUE | <1.5gpm | <1.5gpmSingle Family_TRUE | <1.5gpmSingle Family_TRUE
Water_00006630 | SITE_00637 | Room_00012219 | Closet_1 | Closet | Bathroom Faucet | 2 | 2.6533 | 2 | 3 |  | N/A | N/A | N/A | Bag | 0.796 |  | 2.388 |  | OR | Single Family | Bathroom Faucet | 1156 | 2348.97 | Single Family | FALSE | FALSE |  |  |  | 4697.94 | 5609.3404 | Single Family_FALSE | Single Family_FALSE | Single Family_ | Single Family_ | Single Family_ | unknown | unknownSingle Family_ | unknownSingle Family_FALSE
Water_00006631 | SITE_00637 | Room_00012219 | Closet_1 | Closet | Shower | 3.7744 | 3.7744 |  | 4 |  | Secondary | Daily / Almost Daily | N/A | Bag | 0.8492 |  | 3.397 |  | OR | Single Family | Shower | 1156 | 2348.97 | Single Family | TRUE | FALSE | TRUE | TRUE | TRUE | 8866.0568 | 7979.4511 | Single Family_TRUE | Single Family_FALSE | Single Family_TRUE | Single Family_TRUE | Single Family_TRUE | gt2.5gpm | gt2.5gpmSingle Family_TRUE | gt2.5gpmSingle Family_TRUE
Water_00006632 | SITE_00637 | Room_00012224 | Kitchen_1 | Kitchen | Kitchen Faucet | 2.2 | 2.6533 | 2.2 | 3 |  | N/A | N/A | N/A | Bag | 0.796 |  | 2.388 |  | OR | Single Family | Kitchen Faucet | 1156 | 2348.97 | Single Family | FALSE | FALSE |  |  |  | 5167.734 | 5609.3404 | Single Family_FALSE | Single Family_FALSE | Single Family_ | Single Family_ | Single Family_ | unknown | unknownSingle Family_ | unknownSingle Family_FALSE
Water_00006633 | SITE_01240 | Room_00017599 | Kitchen_2 | Kitchen | Kitchen Faucet | 2.2 | 2.2111 | 2.2 | 2.5 |  | N/A | N/A | N/A | Bag | 0.796 |  | 1.99 |  | OR | Single Family | Kitchen Faucet | 1755 | 2348.97 | Single Family | FALSE | FALSE |  |  |  | 5167.734 | 4674.4503 | Single Family_FALSE | Single Family_FALSE | Single Family_ | Single Family_ | Single Family_ | unknown | unknownSingle Family_ | unknownSingle Family_FALSE
Water_00006634 | SITE_00595 | Room_00011671 | Kitchen_1 | Kitchen | Kitchen Faucet | 2.2 | 2.3 | 2.2 | 2.6 |  | N/A | N/A | N/A | Bag | 0.796 |  | 2.07 |  | OR | Manufactured | Kitchen Faucet | 1114 | 1323.42 | Manufactured | FALSE | FALSE |  |  |  | 2911.524 | 2739.4794 | Manufactured_FALSE | Manufactured_FALSE | Manufactured_ | Manufactured_ | Manufactured_ | unknown | unknownManufactured_ | unknownManufactured_FALSE
Water_00006635 | SITE_00595 | Room_00011675 | Bathroom_1 | Bathroom | Bathroom Faucet | 2.2111 | 2.2111 |  | 2.5 |  | N/A | N/A | N/A | Bag | 0.796 |  | 1.99 |  | OR | Manufactured | Bathroom Faucet | 1114 | 1323.42 | Manufactured | FALSE | FALSE |  |  |  | 2926.2287 | 2633.6058 | Manufactured_FALSE | Manufactured_FALSE | Manufactured_ | Manufactured_ | Manufactured_ | unknown | unknownManufactured_ | unknownManufactured_FALSE
Water_00006636 | SITE_00595 | Room_00011675 | Bathroom_1 | Bathroom | Shower / Bathtub combo with diverter valve | 1.8 |  | 1.8 |  | Unknown | Secondary | A few times per month | Unable to measure, too many things inside tub | Bag | 0.8492 |  |  | Unknown | OR | Manufactured | Shower | 1114 | 1323.42 | Manufactured | TRUE | TRUE | TRUE | FALSE | FALSE | 2382.156 | 0 | Manufactured_TRUE | Manufactured_TRUE | Manufactured_TRUE | Manufactured_FALSE | Manufactured_FALSE | unknown | unknownManufactured_FALSE | unknownManufactured_TRUE
Water_00006637 | SITE_01236 | Room_00017559 | Bathroom_1 | Bathroom | Bathroom Faucet | 1.5 | 1.9456 | 1.5 | 2.2 |  | N/A | N/A | N/A | Bag | 0.796 |  | 1.751 |  | OR | Multifamily Residence | Bathroom Faucet | 1751 | 819.89 | Multifamily Residence | FALSE | FALSE |  |  |  | 1229.835 | 1435.6274 | Multifamily Residence_FALSE | Multifamily Residence_FALSE | Multifamily Residence_ | Multifamily Residence_ | Multifamily Residence_ | unknown | unknownMultifamily Residence_ | unknownMultifamily Residence_FALSE
Water_00006638 | SITE_01236 | Room_00017559 | Bathroom_1 | Bathroom | Shower | 2.0756 | 2.0756 |  | 2.2 |  | Primary | A few times per week | N/A | Bag | 0.8492 |  | 1.868 |  | OR | Multifamily Residence | Shower | 1751 | 819.89 | Multifamily Residence | TRUE | FALSE | TRUE | TRUE | TRUE | 1701.7272 | 1531.5545 | Multifamily Residence_TRUE | Multifamily Residence_FALSE | Multifamily Residence_TRUE | Multifamily Residence_TRUE | Multifamily Residence_TRUE | 2.5gpm | 2.5gpmMultifamily Residence_TRUE | 2.5gpmMultifamily Residence_TRUE
Water_00006639 | SITE_01236 | Room_00017560 | Kitchen_1 | Kitchen | Kitchen Faucet | 2.2 | 1.5922 | 2.2 | 1.8 |  | N/A | N/A | N/A | Bag | 0.796 |  | 1.433 |  | OR | Multifamily Residence | Kitchen Faucet | 1751 | 819.89 | Multifamily Residence | FALSE | FALSE |  |  |  | 1803.758 | 1174.9024 | Multifamily Residence_FALSE | Multifamily Residence_FALSE | Multifamily Residence_ | Multifamily Residence_ | Multifamily Residence_ | unknown | unknownMultifamily Residence_ | unknownMultifamily Residence_FALSE
Water_00006640 | SITE_00628 | Room_00012105 | Bathroom_1 | Bathroom | Bathroom Faucet | 3.0067 | 3.0067 |  | 3.4 |  | N/A | N/A | N/A | Bag | 0.796 |  | 2.706 |  | OR | Manufactured | Bathroom Faucet | 1147 | 1135.4 | Manufactured | FALSE | FALSE |  |  |  | 3413.7693 | 3072.3924 | Manufactured_FALSE | Manufactured_FALSE | Manufactured_ | Manufactured_ | Manufactured_ | unknown | unknownManufactured_ | unknownManufactured_FALSE
Water_00006641 | SITE_00628 | Room_00012105 | Bathroom_1 | Bathroom | Shower / Bathtub combo with diverter valve | 2.5 | 3.3022 | 2.5 | 3.5 |  | Secondary | A few times per year | N/A | Bag | 0.8492 |  | 2.972 |  | OR | Manufactured | Shower | 1147 | 1135.4 | Manufactured | TRUE | TRUE | TRUE | TRUE | TRUE | 2838.5 | 3374.4088 | Manufactured_TRUE | Manufactured_TRUE | Manufactured_TRUE | Manufactured_TRUE | Manufactured_TRUE | 2.5gpm | 2.5gpmManufactured_TRUE | 2.5gpmManufactured_TRUE
Water_00006642 | SITE_00628 | Room_00012109 | Kitchen_1 | Kitchen | Kitchen Faucet | 1.4156 | 1.4156 |  | 1.6 |  | N/A | N/A | N/A | Bag | 0.796 |  | 1.274 |  | OR | Manufactured | Kitchen Faucet | 1147 | 1135.4 | Manufactured | FALSE | FALSE |  |  |  | 1607.2218 | 1446.4996 | Manufactured_FALSE | Manufactured_FALSE | Manufactured_ | Manufactured_ | Manufactured_ | unknown | unknownManufactured_ | unknownManufactured_FALSE
Water_00006643 | SITE_00628 | Room_00012112 | Bathroom_2 | Bathroom | Bathroom Faucet | 1.5 | 2.3 | 1.5 | 2.6 |  | N/A | N/A | N/A | Bag | 0.796 |  | 2.07 |  | OR | Manufactured | Bathroom Faucet | 1147 | 1135.4 | Manufactured | FALSE | FALSE |  |  |  | 1703.1 | 2350.278 | Manufactured_FALSE | Manufactured_FALSE | Manufactured_ | Manufactured_ | Manufactured_ | unknown | unknownManufactured_ | unknownManufactured_FALSE
Water_00006644 | SITE_00628 | Room_00012112 | Bathroom_2 | Bathroom | Bathroom Faucet | 3.0067 | 3.0067 |  | 3.4 |  | N/A | N/A | N/A | Bag | 0.796 |  | 2.706 |  | OR | Manufactured | Bathroom Faucet | 1147 | 1135.4 | Manufactured | FALSE | FALSE |  |  |  | 3413.7693 | 3072.3924 | Manufactured_FALSE | Manufactured_FALSE | Manufactured_ | Manufactured_ | Manufactured_ | unknown | unknownManufactured_ | unknownManufactured_FALSE
Water_00006645 | SITE_00628 | Room_00012112 | Bathroom_2 | Bathroom | Shower | 2 | 1.6989 | 2 | 1.8 |  | Primary | Daily / Almost Daily | N/A | Bag | 0.8492 |  | 1.529 |  | OR | Manufactured | Shower | 1147 | 1135.4 | Manufactured | TRUE | FALSE | TRUE | TRUE | TRUE | 2270.8 | 1736.0266 | Manufactured_TRUE | Manufactured_FALSE | Manufactured_TRUE | Manufactured_TRUE | Manufactured_TRUE | 2.0gpm | 2.0gpmManufactured_TRUE | 2.0gpmManufactured_TRUE
Water_00006646 | SITE_00623 | Room_00012053 | Kitchen_1 | Kitchen | Kitchen Faucet | 1.5 | 1.2378 | 1.5 | 1.4 |  | N/A | N/A | N/A | Bag | 0.796 |  | 1.114 |  | OR | Manufactured | Kitchen Faucet | 1142 | 1135.4 | Manufactured | FALSE | FALSE |  |  |  | 1703.1 | 1264.8356 | Manufactured_FALSE | Manufactured_FALSE | Manufactured_ | Manufactured_ | Manufactured_ | unknown | unknownManufactured_ | unknownManufactured_FALSE
Water_00006647 | SITE_00623 | Room_00012057 | Bathroom_1 | Bathroom | Bathroom Faucet | unknown |  |  |  | Unknown | N/A | N/A | No aerator, overfilled bag | Bag | 0.796 |  |  | Unknown | OR | Manufactured | Bathroom Faucet | 1142 | 1135.4 | Manufactured | FALSE | FALSE |  |  |  | 0 | 0 | Manufactured_FALSE | Manufactured_FALSE | Manufactured_ | Manufactured_ | Manufactured_ | unknown | unknownManufactured_ | unknownManufactured_FALSE
Water_00006648 | SITE_00623 | Room_00012057 | Bathroom_1 | Bathroom | Shower / Bathtub combo with diverter valve | 2.5 |  | 2.5 |  | Unknown | All used about the same | A few times per week | Using as storage | Bag | 0.8492 |  |  | Unknown | OR | Manufactured | Shower | 1142 | 1135.4 | Manufactured | TRUE | TRUE | TRUE | FALSE | FALSE | 2838.5 | 0 | Manufactured_TRUE | Manufactured_TRUE | Manufactured_TRUE | Manufactured_FALSE | Manufactured_FALSE | unknown | unknownManufactured_FALSE | unknownManufactured_TRUE
Water_00006649 | SITE_00623 | Room_00012061 | Bathroom_2 | Bathroom | Bathroom Faucet | 1.2 | 1.2378 | 1.2 | 1.4 |  | N/A | N/A | N/A | Bag | 0.796 |  | 1.114 |  | OR | Manufactured | Bathroom Faucet | 1142 | 1135.4 | Manufactured | FALSE | FALSE |  |  |  | 1362.48 | 1264.8356 | Manufactured_FALSE | Manufactured_FALSE | Manufactured_ | Manufactured_ | Manufactured_ | unknown | unknownManufactured_ | unknownManufactured_FALSE
Water_00006650 | SITE_00623 | Room_00012061 | Bathroom_2 | Bathroom | Bathroom Faucet | 1.0611 | 1.0611 |  | 1.2 |  | N/A | N/A | N/A | Bag | 0.796 |  | 0.955 |  | OR | Manufactured | Bathroom Faucet | 1142 | 1135.4 | Manufactured | FALSE | FALSE |  |  |  | 1204.7856 | 1084.307 | Manufactured_FALSE | Manufactured_FALSE | Manufactured_ | Manufactured_ | Manufactured_ | unknown | unknownManufactured_ | unknownManufactured_FALSE
Water_00006651 | SITE_00623 | Room_00012061 | Bathroom_2 | Bathroom | Shower | 2.2644 | 2.2644 |  | 2.4 |  | Primary | A few times per week | N/A | Bag | 0.8492 |  | 2.038 |  | OR | Manufactured | Shower | 1142 | 1135.4 | Manufactured | TRUE | FALSE | TRUE | TRUE | TRUE | 2571.0502 | 2313.9452 | Manufactured_TRUE | Manufactured_FALSE | Manufactured_TRUE | Manufactured_TRUE | Manufactured_TRUE | 2.5gpm | 2.5gpmManufactured_TRUE | 2.5gpmManufactured_TRUE
Water_00006652 | SITE_00623 | Room_00012061 | Bathroom_2 | Bathroom | Bathtub | unknown |  |  |  | N/A | N/A | N/A | N/A | Unknown |  | N/A |  | N/A | OR | Manufactured | Bathtub | 1142 | 1135.4 | Manufactured | FALSE | FALSE |  |  |  | 0 | 0 | Manufactured_FALSE | Manufactured_FALSE | Manufactured_ | Manufactured_ | Manufactured_ | unknown | unknownManufactured_ | unknownManufactured_FALSE
Water_00006653 | SITE_00599 | Room_00011725 | Kitchen_1 | Kitchen | Kitchen Faucet | 1.4156 | 1.4156 |  | 1.6 |  | N/A | N/A | No aerator, only dishwasher hookup that he doesnt use anymore | Bag | 0.796 |  | 1.274 |  | OR | Manufactured | Kitchen Faucet | 1118 | 1135.4 | Manufactured | FALSE | FALSE |  |  |  | 1607.2218 | 1446.4996 | Manufactured_FALSE | Manufactured_FALSE | Manufactured_ | Manufactured_ | Manufactured_ | unknown | unknownManufactured_ | unknownManufactured_FALSE
Water_00006654 | SITE_00599 | Room_00011728 | Bathroom_1 | Bathroom | Bathroom Faucet | 2.83 | 2.83 |  | 3.2 |  | N/A | N/A | N/A | Bag | 0.796 |  | 2.547 |  | OR | Manufactured | Bathroom Faucet | 1118 | 1135.4 | Manufactured | FALSE | FALSE |  |  |  | 3213.182 | 2891.8638 | Manufactured_FALSE | Manufactured_FALSE | Manufactured_ | Manufactured_ | Manufactured_ | unknown | unknownManufactured_ | unknownManufactured_FALSE
Water_00006655 | SITE_00599 | Room_00011728 | Bathroom_1 | Bathroom | Shower / Bathtub combo with diverter valve | 2 | 2.0756 | 2 | 2.2 |  | Primary | A few times per week | N/A | Bag | 0.8492 |  | 1.868 |  | OR | Manufactured | Shower | 1118 | 1135.4 | Manufactured | TRUE | TRUE | TRUE | TRUE | TRUE | 2270.8 | 2120.9272 | Manufactured_TRUE | Manufactured_TRUE | Manufactured_TRUE | Manufactured_TRUE | Manufactured_TRUE | 2.0gpm | 2.0gpmManufactured_TRUE | 2.0gpmManufactured_TRUE
Water_00006682 | SITE_02069 | Room_00011628 | Kitchen_1 | Kitchen | Kitchen Faucet | 3.0067 | 3.0067 |  | 3.4 |  | N/A | N/A | N/A | Bag | 0.796 |  | 2.706 |  | OR | Single Family | Kitchen Faucet | 2576 | 2348.97 | Single Family | FALSE | FALSE |  |  |  | 7062.5698 | 6356.3128 | Single Family_FALSE | Single Family_FALSE | Single Family_ | Single Family_ | Single Family_ | unknown | unknownSingle Family_ | unknownSingle Family_FALSE
Water_00006656 | SITE_01238 | Room_00017576 | Kitchen_1 | Kitchen | Kitchen Faucet | 1.7689 | 1.7689 |  | 2 |  | N/A | N/A | N/A | Bag | 0.796 |  | 1.592 |  | OR | Single Family | Kitchen Faucet | 1753 | 2348.97 | Single Family | FALSE | FALSE |  |  |  | 4155.0669 | 3739.5602 | Single Family_FALSE | Single Family_FALSE | Single Family_ | Single Family_ | Single Family_ | unknown | unknownSingle Family_ | unknownSingle Family_FALSE
Water_00006657 | SITE_01238 | Room_00017585 | Bathroom_1 | Bathroom | Bathroom Faucet | 2.2 |  | 2.2 | 3 |  | N/A | N/A | N/A | Unknown |  | N/A |  | N/A | OR | Single Family | Bathroom Faucet | 1753 | 2348.97 | Single Family | FALSE | FALSE |  |  |  | 5167.734 | 0 | Single Family_FALSE | Single Family_FALSE | Single Family_ | Single Family_ | Single Family_ | unknown | unknownSingle Family_ | unknownSingle Family_FALSE
Water_00006658 | SITE_01238 | Room_00017585 | Bathroom_1 | Bathroom | Shower / Bathtub combo with diverter valve | 2.5 |  | 2.5 | 2.5 |  | Primary | Daily / Almost Daily | N/A | Unknown |  | N/A |  | N/A | OR | Single Family | Shower | 1753 | 2348.97 | Single Family | TRUE | TRUE | TRUE | FALSE | FALSE | 5872.425 | 0 | Single Family_TRUE | Single Family_TRUE | Single Family_TRUE | Single Family_FALSE | Single Family_FALSE | unknown | unknownSingle Family_FALSE | unknownSingle Family_TRUE
Water_00006659 | SITE_01295 | Room_00018053 | Kitchen_1 | Kitchen | Kitchen Faucet | 3.0956 | 3.0956 |  | 3.5 |  | N/A | N/A | N/A | Bag | 0.796 |  | 2.786 |  | OR | Single Family | Kitchen Faucet | 1810 | 2348.97 | Single Family | FALSE | FALSE |  |  |  | 7271.3671 | 6544.2304 | Single Family_FALSE | Single Family_FALSE | Single Family_ | Single Family_ | Single Family_ | unknown | unknownSingle Family_ | unknownSingle Family_FALSE
Water_00006660 | SITE_01295 | Room_00018059 | Bathroom_1 | Bathroom | Bathroom Faucet | unknown |  |  | 1.5 |  | N/A | N/A | N/A | Unknown |  | N/A |  | N/A | OR | Single Family | Bathroom Faucet | 1810 | 2348.97 | Single Family | FALSE | FALSE |  |  |  | 0 | 0 | Single Family_FALSE | Single Family_FALSE | Single Family_ | Single Family_ | Single Family_ | unknown | unknownSingle Family_ | unknownSingle Family_FALSE
Water_00006661 | SITE_01295 | Room_00018059 | Bathroom_1 | Bathroom | Shower / Bathtub combo with diverter valve | unknown |  |  | 2.5 |  | Primary | A few times per week | N/A | Unknown |  | N/A |  | N/A | OR | Single Family | Shower | 1810 | 2348.97 | Single Family | TRUE | TRUE | FALSE | FALSE | FALSE | 0 | 0 | Single Family_TRUE | Single Family_TRUE | Single Family_FALSE | Single Family_FALSE | Single Family_FALSE | unknown | unknownSingle Family_FALSE | unknownSingle Family_TRUE
Water_00006662 | SITE_00570 | Room_00011329 | Bathroom_6 | Bathroom | Bathroom Faucet | unknown |  |  | 2 |  | N/A | N/A | N/A | Unknown |  | N/A |  | N/A | OR | Single Family | Bathroom Faucet | 1090 | 2348.97 | Single Family | FALSE | FALSE |  |  |  | 0 | 0 | Single Family_FALSE | Single Family_FALSE | Single Family_ | Single Family_ | Single Family_ | unknown | unknownSingle Family_ | unknownSingle Family_FALSE
Water_00006663 | SITE_00570 | Room_00011329 | Bathroom_6 | Bathroom | Shower | 2.5 |  | 2.5 | 2.5 |  | Secondary | A few times per year | N/A | Unknown |  | N/A |  | N/A | OR | Single Family | Shower | 1090 | 2348.97 | Single Family | TRUE | FALSE | TRUE | FALSE | FALSE | 5872.425 | 0 | Single Family_TRUE | Single Family_FALSE | Single Family_TRUE | Single Family_FALSE | Single Family_FALSE | unknown | unknownSingle Family_FALSE | unknownSingle Family_TRUE
Water_00006664 | SITE_00575 | Room_00011426 | Kitchen_1 | Kitchen | Kitchen Faucet | 2.6533 | 2.6533 |  | 3 |  | N/A | N/A | N/A | Bag | 0.796 |  | 2.388 |  | OR | Single Family | Kitchen Faucet | 1095 | 2348.97 | Single Family | FALSE | FALSE |  |  |  | 6232.6004 | 5609.3404 | Single Family_FALSE | Single Family_FALSE | Single Family_ | Single Family_ | Single Family_ | unknown | unknownSingle Family_ | unknownSingle Family_FALSE
Water_00006665 | SITE_00575 | Room_00011430 | Bathroom_1 | Bathroom | Bathroom Faucet | 2 |  | 2 | 2.5 |  | N/A | N/A | N/A | Unknown |  | N/A |  | N/A | OR | Single Family | Bathroom Faucet | 1095 | 2348.97 | Single Family | FALSE | FALSE |  |  |  | 4697.94 | 0 | Single Family_FALSE | Single Family_FALSE | Single Family_ | Single Family_ | Single Family_ | unknown | unknownSingle Family_ | unknownSingle Family_FALSE
Water_00006666 | SITE_00575 | Room_00011430 | Bathroom_1 | Bathroom | Shower / Bathtub combo with diverter valve | unknown |  |  | 2.5 |  | Secondary | A few times per week | N/A | Unknown |  | N/A |  | N/A | OR | Single Family | Shower | 1095 | 2348.97 | Single Family | TRUE | TRUE | FALSE | FALSE | FALSE | 0 | 0 | Single Family_TRUE | Single Family_TRUE | Single Family_FALSE | Single Family_FALSE | Single Family_FALSE | unknown | unknownSingle Family_FALSE | unknownSingle Family_TRUE
Water_00006667 | SITE_00575 | Room_00011433 | Bathroom_2 | Bathroom | Bathroom Faucet | 1.5 |  | 1.5 | 1.5 |  | N/A | N/A | N/A | Unknown |  | N/A |  | N/A | OR | Single Family | Bathroom Faucet | 1095 | 2348.97 | Single Family | FALSE | FALSE |  |  |  | 3523.455 | 0 | Single Family_FALSE | Single Family_FALSE | Single Family_ | Single Family_ | Single Family_ | unknown | unknownSingle Family_ | unknownSingle Family_FALSE
Water_00006668 | SITE_00575 | Room_00011433 | Bathroom_2 | Bathroom | Shower / Bathtub combo with diverter valve | 2 |  | 2 | 2 |  | Primary | Daily / Almost Daily | N/A | Unknown |  | N/A |  | N/A | OR | Single Family | Shower | 1095 | 2348.97 | Single Family | TRUE | TRUE | TRUE | FALSE | FALSE | 4697.94 | 0 | Single Family_TRUE | Single Family_TRUE | Single Family_TRUE | Single Family_FALSE | Single Family_FALSE | unknown | unknownSingle Family_FALSE | unknownSingle Family_TRUE
Water_00006669 | SITE_00624 | Room_00012064 | Kitchen_1 | Kitchen | Bathroom Faucet | unknown |  |  | 1.5 |  | N/A | N/A | N/A | Unknown |  | N/A |  | N/A | OR | Single Family | Bathroom Faucet | 1143 | 2348.97 | Single Family | FALSE | FALSE |  |  |  | 0 | 0 | Single Family_FALSE | Single Family_FALSE | Single Family_ | Single Family_ | Single Family_ | unknown | unknownSingle Family_ | unknownSingle Family_FALSE
Water_00006670 | SITE_00624 | Room_00012068 | Bathroom_1 | Bathroom | Shower / Bathtub combo with diverter valve | unknown |  |  | 2.5 |  | Primary | Unknown | N/A | Unknown |  | N/A |  | N/A | OR | Single Family | Shower | 1143 | 2348.97 | Single Family | TRUE | TRUE | FALSE | FALSE | FALSE | 0 | 0 | Single Family_TRUE | Single Family_TRUE | Single Family_FALSE | Single Family_FALSE | Single Family_FALSE | unknown | unknownSingle Family_FALSE | unknownSingle Family_TRUE
Water_00006671 | SITE_00624 | Room_00012068 | Bathroom_1 | Bathroom | Bathroom Faucet | 1.5 |  | 1.5 | 1.5 |  | N/A | N/A | N/A | Unknown |  | N/A |  | N/A | OR | Single Family | Bathroom Faucet | 1143 | 2348.97 | Single Family | FALSE | FALSE |  |  |  | 3523.455 | 0 | Single Family_FALSE | Single Family_FALSE | Single Family_ | Single Family_ | Single Family_ | unknown | unknownSingle Family_ | unknownSingle Family_FALSE
Water_00006672 | SITE_00624 | Room_00012071 | Bathroom_2 | Bathroom | Bathroom Faucet | 1.5 |  | 1.5 | 1.5 |  | N/A | N/A | N/A | Unknown |  | N/A |  | N/A | OR | Single Family | Bathroom Faucet | 1143 | 2348.97 | Single Family | FALSE | FALSE |  |  |  | 3523.455 | 0 | Single Family_FALSE | Single Family_FALSE | Single Family_ | Single Family_ | Single Family_ | unknown | unknownSingle Family_ | unknownSingle Family_FALSE
Water_00006673 | SITE_00624 | Room_00012071 | Bathroom_2 | Bathroom | Shower / Bathtub combo with diverter valve | 2.5 |  | 2.5 | 2.5 |  | Secondary | Unknown | N/A | Unknown |  | N/A |  | N/A | OR | Single Family | Shower | 1143 | 2348.97 | Single Family | TRUE | TRUE | TRUE | FALSE | FALSE | 5872.425 | 0 | Single Family_TRUE | Single Family_TRUE | Single Family_TRUE | Single Family_FALSE | Single Family_FALSE | unknown | unknownSingle Family_FALSE | unknownSingle Family_TRUE
Water_00006674 | SITE_00634 | Room_00012169 | Kitchen_1 | Kitchen | Kitchen Faucet | unknown |  |  | 3 |  | N/A | N/A | N/A | Unknown |  | N/A |  | N/A | OR | Single Family | Kitchen Faucet | 1153 | 1362.08 | Single Family | FALSE | FALSE |  |  |  | 0 | 0 | Single Family_FALSE | Single Family_FALSE | Single Family_ | Single Family_ | Single Family_ | unknown | unknownSingle Family_ | unknownSingle Family_FALSE
Water_00006675 | SITE_00634 | Room_00012172 | Bathroom_1 | Bathroom | Bathroom Faucet | 1.5 |  | 1.5 | 2.4 |  | N/A | N/A | N/A | Unknown |  | N/A |  | N/A | OR | Single Family | Bathroom Faucet | 1153 | 1362.08 | Single Family | FALSE | FALSE |  |  |  | 2043.12 | 0 | Single Family_FALSE | Single Family_FALSE | Single Family_ | Single Family_ | Single Family_ | unknown | unknownSingle Family_ | unknownSingle Family_FALSE
Water_00006676 | SITE_00634 | Room_00012172 | Bathroom_1 | Bathroom | Shower | unknown |  |  | 3.5 |  | Secondary | Daily / Almost Daily | N/A | Unknown |  | N/A |  | N/A | OR | Single Family | Shower | 1153 | 1362.08 | Single Family | TRUE | FALSE | FALSE | FALSE | FALSE | 0 | 0 | Single Family_TRUE | Single Family_FALSE | Single Family_FALSE | Single Family_FALSE | Single Family_FALSE | unknown | unknownSingle Family_FALSE | unknownSingle Family_TRUE
Water_00006677 | SITE_00634 | Room_00012174 | Bathroom_2 | Bathroom | Bathroom Faucet | 2 |  | 2 | 3 |  | N/A | N/A | N/A | Unknown |  | N/A |  | N/A | OR | Single Family | Bathroom Faucet | 1153 | 1362.08 | Single Family | FALSE | FALSE |  |  |  | 2724.16 | 0 | Single Family_FALSE | Single Family_FALSE | Single Family_ | Single Family_ | Single Family_ | unknown | unknownSingle Family_ | unknownSingle Family_FALSE
Water_00006678 | SITE_00634 | Room_00012174 | Bathroom_2 | Bathroom | Shower | 2 |  | 2 | 2.5 |  | Primary | Daily / Almost Daily | N/A | Unknown |  | N/A |  | N/A | OR | Single Family | Shower | 1153 | 1362.08 | Single Family | TRUE | FALSE | TRUE | FALSE | FALSE | 2724.16 | 0 | Single Family_TRUE | Single Family_FALSE | Single Family_TRUE | Single Family_FALSE | Single Family_FALSE | unknown | unknownSingle Family_FALSE | unknownSingle Family_TRUE
Water_00006679 | SITE_01234 | Room_00017541 | Bathroom_1 | Bathroom | Bathroom Faucet | 1.5 |  | 1.5 | 2 |  | N/A | N/A | N/A | Unknown |  | N/A |  | N/A | OR | Multifamily Residence | Bathroom Faucet | 1749 | 1307 | Multifamily Residence | FALSE | FALSE |  |  |  | 1960.5 | 0 | Multifamily Residence_FALSE | Multifamily Residence_FALSE | Multifamily Residence_ | Multifamily Residence_ | Multifamily Residence_ | unknown | unknownMultifamily Residence_ | unknownMultifamily Residence_FALSE
Water_00006680 | SITE_01234 | Room_00017541 | Bathroom_1 | Bathroom | Shower | 1.5 |  | 1.5 | 2 |  | Primary | Daily / Almost Daily | N/A | Unknown |  | N/A |  | N/A | OR | Multifamily Residence | Shower | 1749 | 1307 | Multifamily Residence | TRUE | FALSE | TRUE | FALSE | FALSE | 1960.5 | 0 | Multifamily Residence_TRUE | Multifamily Residence_FALSE | Multifamily Residence_TRUE | Multifamily Residence_FALSE | Multifamily Residence_FALSE | unknown | unknownMultifamily Residence_FALSE | unknownMultifamily Residence_TRUE
Water_00006681 | SITE_00609 | Room_00011848 | Kitchen_1 | Kitchen | Kitchen Faucet | unknown |  |  | 3.5 |  | N/A | N/A | includes small on demand water heater | Unknown |  | N/A |  | N/A | OR | Single Family | Kitchen Faucet | 1128 | 1362.08 | Single Family | FALSE | FALSE |  |  |  | 0 | 0 | Single Family_FALSE | Single Family_FALSE | Single Family_ | Single Family_ | Single Family_ | unknown | unknownSingle Family_ | unknownSingle Family_FALSE
Water_00009978 | SITE_00609 | Room_00011851 | Bathroom_1 | Bathroom | Bathroom Faucet | unknown |  |  | 2.5 |  | N/A | N/A | N/A | Unknown |  | N/A |  | N/A | OR | Single Family | Bathroom Faucet | 1128 | 1362.08 | Single Family | FALSE | FALSE |  |  |  | 0 | 0 | Single Family_FALSE | Single Family_FALSE | Single Family_ | Single Family_ | Single Family_ | unknown | unknownSingle Family_ | unknownSingle Family_FALSE
Water_00006683 | SITE_00609 | Room_00011851 | Bathroom_1 | Bathroom | Shower | unknown |  |  | 3 |  | Primary | Daily / Almost Daily | N/A | Unknown |  | N/A |  | N/A | OR | Single Family | Shower | 1128 | 1362.08 | Single Family | TRUE | FALSE | FALSE | FALSE | FALSE | 0 | 0 | Single Family_TRUE | Single Family_FALSE | Single Family_FALSE | Single Family_FALSE | Single Family_FALSE | unknown | unknownSingle Family_FALSE | unknownSingle Family_TRUE
Water_00006684 | SITE_00609 | Room_00011853 | Hall_3 | Hall | Kitchen Faucet | unknown |  |  | 5.5 |  | N/A | N/A | N/A | Unknown |  | N/A |  | N/A | OR | Single Family | Kitchen Faucet | 1128 | 1362.08 | Single Family | FALSE | FALSE |  |  |  | 0 | 0 | Single Family_FALSE | Single Family_FALSE | Single Family_ | Single Family_ | Single Family_ | unknown | unknownSingle Family_ | unknownSingle Family_FALSE
Water_00006685 | SITE_00609 | Room_00011856 | Bathroom_2 | Bathroom | Bathroom Faucet | 1.5 |  | 1.5 | 1.5 |  | N/A | N/A | N/A | Unknown |  | N/A |  | N/A | OR | Single Family | Bathroom Faucet | 1128 | 1362.08 | Single Family | FALSE | FALSE |  |  |  | 2043.12 | 0 | Single Family_FALSE | Single Family_FALSE | Single Family_ | Single Family_ | Single Family_ | unknown | unknownSingle Family_ | unknownSingle Family_FALSE
Water_00006686 | SITE_00609 | Room_00011856 | Bathroom_2 | Bathroom | Shower / Bathtub combo with diverter valve | unknown |  |  | 2.5 |  | Secondary | A few times per year | N/A | Unknown |  | N/A |  | N/A | OR | Single Family | Shower | 1128 | 1362.08 | Single Family | TRUE | TRUE | FALSE | FALSE | FALSE | 0 | 0 | Single Family_TRUE | Single Family_TRUE | Single Family_FALSE | Single Family_FALSE | Single Family_FALSE | unknown | unknownSingle Family_FALSE | unknownSingle Family_TRUE
Water_00006687 | SITE_00630 | Room_00012124 | Bathroom_1 | Bathroom | Bathroom Faucet | 2 |  | 2 | 2.5 |  | N/A | N/A | N/A | Unknown |  | N/A |  | N/A | OR | Single Family | Bathroom Faucet | 1149 | 1362.08 | Single Family | FALSE | FALSE |  |  |  | 2724.16 | 0 | Single Family_FALSE | Single Family_FALSE | Single Family_ | Single Family_ | Single Family_ | unknown | unknownSingle Family_ | unknownSingle Family_FALSE
Water_00006688 | SITE_00630 | Room_00012124 | Bathroom_1 | Bathroom | Bathroom Faucet | 2 |  | 2 | 2.5 |  | N/A | N/A | N/A | Unknown |  | N/A |  | N/A | OR | Single Family | Bathroom Faucet | 1149 | 1362.08 | Single Family | FALSE | FALSE |  |  |  | 2724.16 | 0 | Single Family_FALSE | Single Family_FALSE | Single Family_ | Single Family_ | Single Family_ | unknown | unknownSingle Family_ | unknownSingle Family_FALSE
Water_00006689 | SITE_00630 | Room_00012124 | Bathroom_1 | Bathroom | Shower | unknown |  |  | 4 |  | Primary | Daily / Almost Daily | N/A | Unknown |  | N/A |  | N/A | OR | Single Family | Shower | 1149 | 1362.08 | Single Family | TRUE | FALSE | FALSE | FALSE | FALSE | 0 | 0 | Single Family_TRUE | Single Family_FALSE | Single Family_FALSE | Single Family_FALSE | Single Family_FALSE | unknown | unknownSingle Family_FALSE | unknownSingle Family_TRUE
Water_00006690 | SITE_00630 | Room_00012126 | Bathroom_2 | Bathroom | Bathroom Faucet | unknown |  |  | 3 |  | N/A | N/A | N/A | Unknown |  | N/A |  | N/A | OR | Single Family | Bathroom Faucet | 1149 | 1362.08 | Single Family | FALSE | FALSE |  |  |  | 0 | 0 | Single Family_FALSE | Single Family_FALSE | Single Family_ | Single Family_ | Single Family_ | unknown | unknownSingle Family_ | unknownSingle Family_FALSE
Water_00006691 | SITE_00630 | Room_00012126 | Bathroom_2 | Bathroom | Shower / Bathtub combo with diverter valve | unknown |  |  | 3 |  | Secondary | A few times per year | N/A | Unknown |  | N/A |  | N/A | OR | Single Family | Shower | 1149 | 1362.08 | Single Family | TRUE | TRUE | FALSE | FALSE | FALSE | 0 | 0 | Single Family_TRUE | Single Family_TRUE | Single Family_FALSE | Single Family_FALSE | Single Family_FALSE | unknown | unknownSingle Family_FALSE | unknownSingle Family_TRUE
Water_00006692 | SITE_00630 | Room_00012130 | Kitchen_1 | Kitchen | Kitchen Faucet | unknown |  |  | 2.8 |  | N/A | N/A | N/A | Unknown |  | N/A |  | N/A | OR | Single Family | Kitchen Faucet | 1149 | 1362.08 | Single Family | FALSE | FALSE |  |  |  | 0 | 0 | Single Family_FALSE | Single Family_FALSE | Single Family_ | Single Family_ | Single Family_ | unknown | unknownSingle Family_ | unknownSingle Family_FALSE
Water_00006693 | SITE_00603 | Room_00011777 | Bathroom_1 | Bathroom | Shower / Bathtub combo with diverter valve | 3.4911 | 3.4911 |  | 3.7 |  | Secondary | A few times per year | N/A | Bag | 0.8492 |  | 3.142 |  | OR | Single Family | Shower | 1122 | 1362.08 | Single Family | TRUE | TRUE | TRUE | TRUE | TRUE | 4755.1726 | 4279.6554 | Single Family_TRUE | Single Family_TRUE | Single Family_TRUE | Single Family_TRUE | Single Family_TRUE | gt2.5gpm | gt2.5gpmSingle Family_TRUE | gt2.5gpmSingle Family_TRUE
Water_00006694 | SITE_00603 | Room_00011777 | Bathroom_1 | Bathroom | Bathroom Faucet | 2.2111 | 2.2111 |  | 2.5 |  | N/A | N/A | N/A | Bag | 0.796 |  | 1.99 |  | OR | Single Family | Bathroom Faucet | 1122 | 1362.08 | Single Family | FALSE | FALSE |  |  |  | 3011.7102 | 2710.5392 | Single Family_FALSE | Single Family_FALSE | Single Family_ | Single Family_ | Single Family_ | unknown | unknownSingle Family_ | unknownSingle Family_FALSE
Water_00006695 | SITE_00603 | Room_00011780 | Bathroom_2 | Bathroom | Bathroom Faucet | 2.3878 | 2.3878 |  | 2.7 |  | N/A | N/A | N/A | Bag | 0.796 |  | 2.149 |  | OR | Single Family | Bathroom Faucet | 1122 | 1362.08 | Single Family | FALSE | FALSE |  |  |  | 3252.3444 | 2927.1099 | Single Family_FALSE | Single Family_FALSE | Single Family_ | Single Family_ | Single Family_ | unknown | unknownSingle Family_ | unknownSingle Family_FALSE
Water_00006696 | SITE_00603 | Room_00011780 | Bathroom_2 | Bathroom | Bathroom Faucet | 2.2111 | 2.2111 |  | 2.5 |  | N/A | N/A | N/A | Bag | 0.796 |  | 1.99 |  | OR | Single Family | Bathroom Faucet | 1122 | 1362.08 | Single Family | FALSE | FALSE |  |  |  | 3011.7102 | 2710.5392 | Single Family_FALSE | Single Family_FALSE | Single Family_ | Single Family_ | Single Family_ | unknown | unknownSingle Family_ | unknownSingle Family_FALSE
Water_00006697 | SITE_00603 | Room_00011780 | Bathroom_2 | Bathroom | Shower | 2.5 | 2.4533 | 2.5 | 2.6 |  | Primary | A few times per week | N/A | Bag | 0.8492 |  | 2.208 |  | OR | Single Family | Shower | 1122 | 1362.08 | Single Family | TRUE | FALSE | TRUE | TRUE | TRUE | 3405.2 | 3007.4726 | Single Family_TRUE | Single Family_FALSE | Single Family_TRUE | Single Family_TRUE | Single Family_TRUE | 2.5gpm | 2.5gpmSingle Family_TRUE | 2.5gpmSingle Family_TRUE
Water_00006698 | SITE_00603 | Room_00011782 | Kitchen_1 | Kitchen | Kitchen Faucet | 1.8 | 2.1222 | 1.8 | 2.4 |  | N/A | N/A | N/A | Bag | 0.796 |  | 1.91 |  | OR | Single Family | Kitchen Faucet | 1122 | 1362.08 | Single Family | FALSE | FALSE |  |  |  | 2451.744 | 2601.5728 | Single Family_FALSE | Single Family_FALSE | Single Family_ | Single Family_ | Single Family_ | unknown | unknownSingle Family_ | unknownSingle Family_FALSE
Water_00006699 | SITE_01234 | Room_00017545 | Kitchen_2 | Kitchen | Kitchen Faucet | 1.8 | 2.6533 | 1.8 | 3 |  | N/A | N/A | N/A | Bag | 0.796 |  | 2.388 |  | OR | Multifamily Residence | Kitchen Faucet | 1749 | 1307 | Multifamily Residence | FALSE | FALSE |  |  |  | 2352.6 | 3121.116 | Multifamily Residence_FALSE | Multifamily Residence_FALSE | Multifamily Residence_ | Multifamily Residence_ | Multifamily Residence_ | unknown | unknownMultifamily Residence_ | unknownMultifamily Residence_FALSE
Water_00006700 | SITE_00620 | Room_00012009 | Bathroom_1 | Bathroom | Bathroom Faucet | 2.6533 | 2.6533 |  | 3 |  | N/A | N/A | N/A | Bag | 0.796 |  | 2.388 |  | OR | Single Family | Bathroom Faucet | 1139 | 2348.97 | Single Family | FALSE | FALSE |  |  |  | 6232.6004 | 5609.3404 | Single Family_FALSE | Single Family_FALSE | Single Family_ | Single Family_ | Single Family_ | unknown | unknownSingle Family_ | unknownSingle Family_FALSE
Water_00006701 | SITE_00620 | Room_00012009 | Bathroom_1 | Bathroom | Bathroom Faucet | 3.5378 | 3.5378 |  | 4 |  | N/A | N/A | N/A | Bag | 0.796 |  | 3.184 |  | OR | Single Family | Bathroom Faucet | 1139 | 2348.97 | Single Family | FALSE | FALSE |  |  |  | 8310.1339 | 7479.1205 | Single Family_FALSE | Single Family_FALSE | Single Family_ | Single Family_ | Single Family_ | unknown | unknownSingle Family_ | unknownSingle Family_FALSE
Water_00006702 | SITE_00620 | Room_00012009 | Bathroom_1 | Bathroom | Shower / Bathtub combo with diverter valve | 3.7744 | 3.7744 |  | 4 |  | Secondary | Daily / Almost Daily | N/A | Bag | 0.8492 |  | 3.397 |  | OR | Single Family | Shower | 1139 | 2348.97 | Single Family | TRUE | TRUE | TRUE | TRUE | TRUE | 8866.0568 | 7979.4511 | Single Family_TRUE | Single Family_TRUE | Single Family_TRUE | Single Family_TRUE | Single Family_TRUE | gt2.5gpm | gt2.5gpmSingle Family_TRUE | gt2.5gpmSingle Family_TRUE
Water_00006703 | SITE_00620 | Room_00012014 | Kitchen_1 | Kitchen | Kitchen Faucet | 2.2 | 1.7689 | 2.2 | 2 |  | N/A | N/A | N/A | Bag | 0.796 |  | 1.592 |  | OR | Single Family | Kitchen Faucet | 1139 | 2348.97 | Single Family | FALSE | FALSE |  |  |  | 5167.734 | 3739.5602 | Single Family_FALSE | Single Family_FALSE | Single Family_ | Single Family_ | Single Family_ | unknown | unknownSingle Family_ | unknownSingle Family_FALSE
Water_00006704 | SITE_00620 | Room_00012017 | Bathroom_2 | Bathroom | Bathroom Faucet | 2.3 | 2.3 |  | 2.6 |  | N/A | N/A | N/A | Bag | 0.796 |  | 2.07 |  | OR | Single Family | Bathroom Faucet | 1139 | 2348.97 | Single Family | FALSE | FALSE |  |  |  | 5402.631 | 4862.3679 | Single Family_FALSE | Single Family_FALSE | Single Family_ | Single Family_ | Single Family_ | unknown | unknownSingle Family_ | unknownSingle Family_FALSE
Water_00006705 | SITE_00620 | Room_00012019 | Bathroom_3 | Bathroom | Bathroom Faucet | 2.2 | 2.6533 | 2.2 | 3 |  | N/A | N/A | N/A | Bag | 0.796 |  | 2.388 |  | OR | Single Family | Bathroom Faucet | 1139 | 2348.97 | Single Family | FALSE | FALSE |  |  |  | 5167.734 | 5609.3404 | Single Family_FALSE | Single Family_FALSE | Single Family_ | Single Family_ | Single Family_ | unknown | unknownSingle Family_ | unknownSingle Family_FALSE
Water_00006706 | SITE_00620 | Room_00012019 | Bathroom_3 | Bathroom | Bathroom Faucet | 2.2 | 2.83 | 2.2 | 3.2 |  | N/A | N/A | N/A | Bag | 0.796 |  | 2.547 |  | OR | Single Family | Bathroom Faucet | 1139 | 2348.97 | Single Family | FALSE | FALSE |  |  |  | 5167.734 | 5982.8266 | Single Family_FALSE | Single Family_FALSE | Single Family_ | Single Family_ | Single Family_ | unknown | unknownSingle Family_ | unknownSingle Family_FALSE
Water_00006707 | SITE_00620 | Room_00012019 | Bathroom_3 | Bathroom | Shower | 2.8311 | 2.8311 |  | 3 |  | Primary | Daily / Almost Daily | N/A | Bag | 0.8492 |  | 2.548 |  | OR | Single Family | Shower | 1139 | 2348.97 | Single Family | TRUE | FALSE | TRUE | TRUE | TRUE | 6650.1951 | 5985.1756 | Single Family_TRUE | Single Family_FALSE | Single Family_TRUE | Single Family_TRUE | Single Family_TRUE | gt2.5gpm | gt2.5gpmSingle Family_TRUE | gt2.5gpmSingle Family_TRUE
Water_00006708 | SITE_00620 | Room_00012019 | Bathroom_3 | Bathroom | Bathtub | unknown |  |  |  | N/A | N/A | N/A | N/A | Unknown |  | N/A |  | N/A | OR | Single Family | Bathtub | 1139 | 2348.97 | Single Family | FALSE | FALSE |  |  |  | 0 | 0 | Single Family_FALSE | Single Family_FALSE | Single Family_ | Single Family_ | Single Family_ | unknown | unknownSingle Family_ | unknownSingle Family_FALSE
Water_00006709 | SITE_00579 | Room_00011487 | Bathroom_1 | Bathroom | Bathroom Faucet | 1.7689 | 1.7689 |  | 2 |  | N/A | N/A | N/A | Bag | 0.796 |  | 1.592 |  | OR | Single Family | Bathroom Faucet | 1099 | 1362.08 | Single Family | FALSE | FALSE |  |  |  | 2409.3682 | 2168.4314 | Single Family_FALSE | Single Family_FALSE | Single Family_ | Single Family_ | Single Family_ | unknown | unknownSingle Family_ | unknownSingle Family_FALSE
Water_00006710 | SITE_00579 | Room_00011487 | Bathroom_1 | Bathroom | Shower / Bathtub combo with diverter valve | 2.5 | 2.8311 | 2.5 | 3 |  | Secondary | A few times per year | Shower never used, bath used every other day | Bag | 0.8492 |  | 2.548 |  | OR | Single Family | Shower | 1099 | 1362.08 | Single Family | TRUE | TRUE | TRUE | TRUE | TRUE | 3405.2 | 3470.5798 | Single Family_TRUE | Single Family_TRUE | Single Family_TRUE | Single Family_TRUE | Single Family_TRUE | 2.5gpm | 2.5gpmSingle Family_TRUE | 2.5gpmSingle Family_TRUE
Water_00006711 | SITE_00579 | Room_00011491 | Bathroom_2 | Bathroom | Shower | 2.8311 | 2.8311 |  | 3 |  | Primary | Daily / Almost Daily | N/A | Bag | 0.8492 |  | 2.548 |  | OR | Single Family | Shower | 1099 | 1362.08 | Single Family | TRUE | FALSE | TRUE | TRUE | TRUE | 3856.1998 | 3470.5798 | Single Family_TRUE | Single Family_FALSE | Single Family_TRUE | Single Family_TRUE | Single Family_TRUE | gt2.5gpm | gt2.5gpmSingle Family_TRUE | gt2.5gpmSingle Family_TRUE
Water_00006712 | SITE_00579 | Room_00011491 | Bathroom_2 | Bathroom | Bathtub | unknown |  |  |  | N/A | N/A | N/A | N/A | Unknown |  | N/A |  | N/A | OR | Single Family | Bathtub | 1099 | 1362.08 | Single Family | FALSE | FALSE |  |  |  | 0 | 0 | Single Family_FALSE | Single Family_FALSE | Single Family_ | Single Family_ | Single Family_ | unknown | unknownSingle Family_ | unknownSingle Family_FALSE
Water_00006713 | SITE_00579 | Room_00011491 | Bathroom_2 | Bathroom | Bathroom Faucet | 1.7689 | 1.7689 |  | 2 |  | N/A | N/A | N/A | Bag | 0.796 |  | 1.592 |  | OR | Single Family | Bathroom Faucet | 1099 | 1362.08 | Single Family | FALSE | FALSE |  |  |  | 2409.3682 | 2168.4314 | Single Family_FALSE | Single Family_FALSE | Single Family_ | Single Family_ | Single Family_ | unknown | unknownSingle Family_ | unknownSingle Family_FALSE
Water_00006714 | SITE_00579 | Room_00011491 | Bathroom_2 | Bathroom | Bathroom Faucet | 1.7689 | 1.7689 |  | 2 |  | N/A | N/A | N/A | Bag | 0.796 |  | 1.592 |  | OR | Single Family | Bathroom Faucet | 1099 | 1362.08 | Single Family | FALSE | FALSE |  |  |  | 2409.3682 | 2168.4314 | Single Family_FALSE | Single Family_FALSE | Single Family_ | Single Family_ | Single Family_ | unknown | unknownSingle Family_ | unknownSingle Family_FALSE
Water_00006715 | SITE_00579 | Room_00011493 | Bathroom_3 | Bathroom | Shower / Bathtub combo with diverter valve | 2.5 | 2.8311 | 2.5 | 3 |  | Tertiary | A few times per year | N/A | Bag | 0.8492 |  | 2.548 |  | OR | Single Family | Shower | 1099 | 1362.08 | Single Family | TRUE | TRUE | TRUE | TRUE | TRUE | 3405.2 | 3470.5798 | Single Family_TRUE | Single Family_TRUE | Single Family_TRUE | Single Family_TRUE | Single Family_TRUE | 2.5gpm | 2.5gpmSingle Family_TRUE | 2.5gpmSingle Family_TRUE
Water_00006716 | SITE_00579 | Room_00011497 | Kitchen_1 | Kitchen | Kitchen Faucet | 2.2 | 2.6533 | 2.2 | 3 |  | N/A | N/A | N/A | Bag | 0.796 |  | 2.388 |  | OR | Single Family | Kitchen Faucet | 1099 | 1362.08 | Single Family | FALSE | FALSE |  |  |  | 2996.576 | 3252.647 | Single Family_FALSE | Single Family_FALSE | Single Family_ | Single Family_ | Single Family_ | unknown | unknownSingle Family_ | unknownSingle Family_FALSE
Water_00006717 | SITE_00579 | Room_00011493 | Bathroom_3 | Bathroom | Bathroom Faucet | 1.7689 | 1.7689 |  | 2 |  | N/A | N/A | N/A | Bag | 0.796 |  | 1.592 |  | OR | Single Family | Bathroom Faucet | 1099 | 1362.08 | Single Family | FALSE | FALSE |  |  |  | 2409.3682 | 2168.4314 | Single Family_FALSE | Single Family_FALSE | Single Family_ | Single Family_ | Single Family_ | unknown | unknownSingle Family_ | unknownSingle Family_FALSE
Water_00006718 | SITE_00576 | Room_00011443 | Kitchen_1 | Kitchen | Kitchen Faucet | 2.2 | 0.88444 | 2.2 | 1 |  | N/A | N/A | N/A | Bag | 0.796 |  | 0.796 |  | OR | Single Family | Kitchen Faucet | 1096 | 2348.97 | Single Family | FALSE | FALSE |  |  |  | 5167.734 | 1869.7801 | Single Family_FALSE | Single Family_FALSE | Single Family_ | Single Family_ | Single Family_ | unknown | unknownSingle Family_ | unknownSingle Family_FALSE
Water_00006719 | SITE_00576 | Room_00011446 | Bathroom_1 | Bathroom | Bathroom Faucet | 1.5 | 1.7689 | 1.5 | 2 |  | N/A | N/A | N/A | Bag | 0.796 |  | 1.592 |  | OR | Single Family | Bathroom Faucet | 1096 | 2348.97 | Single Family | FALSE | FALSE |  |  |  | 3523.455 | 3739.5602 | Single Family_FALSE | Single Family_FALSE | Single Family_ | Single Family_ | Single Family_ | unknown | unknownSingle Family_ | unknownSingle Family_FALSE
Water_00006720 | SITE_00643 | Room_00012299 | Kitchen_1 | Kitchen | Kitchen Faucet | 2.2 | 2.2111 | 2.2 | 2.5 |  | N/A | N/A | N/A | Bag | 0.796 |  | 1.99 |  | OR | Single Family | Kitchen Faucet | 1162 | 1362.08 | Single Family | FALSE | FALSE |  |  |  | 2996.576 | 2710.5392 | Single Family_FALSE | Single Family_FALSE | Single Family_ | Single Family_ | Single Family_ | unknown | unknownSingle Family_ | unknownSingle Family_FALSE
Water_00006721 | SITE_00643 | Room_00012300 | Bathroom_1 | Bathroom | Bathroom Faucet | 3.98 | 3.98 |  | 4.5 |  | N/A | N/A | N/A | Bag | 0.796 |  | 3.582 |  | OR | Single Family | Bathroom Faucet | 1162 | 1362.08 | Single Family | FALSE | FALSE |  |  |  | 5421.0784 | 4878.9706 | Single Family_FALSE | Single Family_FALSE | Single Family_ | Single Family_ | Single Family_ | unknown | unknownSingle Family_ | unknownSingle Family_FALSE
Water_00006722 | SITE_00643 | Room_00012300 | Bathroom_1 | Bathroom | Shower / Bathtub combo with diverter valve | 2 |  | 2 |  | Unknown | Primary | Daily / Almost Daily | Can't determine how to switch flow to shower head | Bag | 0.8492 |  |  | Unknown | OR | Single Family | Shower | 1162 | 1362.08 | Single Family | TRUE | TRUE | TRUE | FALSE | FALSE | 2724.16 | 0 | Single Family_TRUE | Single Family_TRUE | Single Family_TRUE | Single Family_FALSE | Single Family_FALSE | unknown | unknownSingle Family_FALSE | unknownSingle Family_TRUE
Water_00006723 | SITE_01297 | Room_00018078 | Kitchen_1 | Kitchen | Bathroom Faucet | 2 | 3.0956 | 2 | 3.5 |  | N/A | N/A | N/A | Bag | 0.796 |  | 2.786 |  | OR | Single Family | Bathroom Faucet | 1812 | 2348.97 | Single Family | FALSE | FALSE |  |  |  | 4697.94 | 6544.2304 | Single Family_FALSE | Single Family_FALSE | Single Family_ | Single Family_ | Single Family_ | unknown | unknownSingle Family_ | unknownSingle Family_FALSE
Water_00006724 | SITE_01297 | Room_00018080 | Bathroom_1 | Bathroom | Bathroom Faucet | 1.1056 | 1.1056 |  | 1.25 |  | N/A | N/A | N/A | Bag | 0.796 |  | 0.995 |  | OR | Single Family | Bathroom Faucet | 1812 | 2348.97 | Single Family | FALSE | FALSE |  |  |  | 2596.9168 | 2337.2251 | Single Family_FALSE | Single Family_FALSE | Single Family_ | Single Family_ | Single Family_ | unknown | unknownSingle Family_ | unknownSingle Family_FALSE
Water_00006725 | SITE_01297 | Room_00018080 | Bathroom_1 | Bathroom | Shower / Bathtub combo with diverter valve | 2.5 | 2.3589 | 2.5 | 2.5 |  | Secondary | A few times per year | N/A | Bag | 0.8492 |  | 2.123 |  | OR | Single Family | Shower | 1812 | 2348.97 | Single Family | TRUE | TRUE | TRUE | TRUE | TRUE | 5872.425 | 4986.8633 | Single Family_TRUE | Single Family_TRUE | Single Family_TRUE | Single Family_TRUE | Single Family_TRUE | 2.5gpm | 2.5gpmSingle Family_TRUE | 2.5gpmSingle Family_TRUE
Water_00006726 | SITE_01297 | Room_00018085 | Bathroom_2 | Bathroom | Bathroom Faucet | 0.88444 | 0.88444 |  | 1 |  | N/A | N/A | N/A | Bag | 0.796 |  | 0.796 |  | OR | Single Family | Bathroom Faucet | 1812 | 2348.97 | Single Family | FALSE | FALSE |  |  |  | 2077.5335 | 1869.7801 | Single Family_FALSE | Single Family_FALSE | Single Family_ | Single Family_ | Single Family_ | unknown | unknownSingle Family_ | unknownSingle Family_FALSE
Water_00006727 | SITE_01297 | Room_00018085 | Bathroom_2 | Bathroom | Bathroom Faucet | 1.3267 | 1.3267 |  | 1.5 |  | N/A | N/A | N/A | Bag | 0.796 |  | 1.194 |  | OR | Single Family | Bathroom Faucet | 1812 | 2348.97 | Single Family | FALSE | FALSE |  |  |  | 3116.3002 | 2804.6702 | Single Family_FALSE | Single Family_FALSE | Single Family_ | Single Family_ | Single Family_ | unknown | unknownSingle Family_ | unknownSingle Family_FALSE
Water_00006728 | SITE_01297 | Room_00018085 | Bathroom_2 | Bathroom | Shower / Bathtub combo with diverter valve | 1.8867 | 1.8867 |  | 2 |  | Primary | Daily / Almost Daily | N/A | Bag | 0.8492 |  | 1.698 |  | OR | Single Family | Shower | 1812 | 2348.97 | Single Family | TRUE | TRUE | TRUE | TRUE | TRUE | 4431.7234 | 3988.5511 | Single Family_TRUE | Single Family_TRUE | Single Family_TRUE | Single Family_TRUE | Single Family_TRUE | 2.0gpm | 2.0gpmSingle Family_TRUE | 2.0gpmSingle Family_TRUE
Water_00006729 | SITE_00570 | Room_00011334 | Bathroom_1 | Bathroom | Bathroom Faucet | 1.3267 | 1.3267 |  | 1.5 |  | N/A | N/A | N/A | Bag | 0.796 |  | 1.194 |  | OR | Single Family | Bathroom Faucet | 1090 | 2348.97 | Single Family | FALSE | FALSE |  |  |  | 3116.3002 | 2804.6702 | Single Family_FALSE | Single Family_FALSE | Single Family_ | Single Family_ | Single Family_ | unknown | unknownSingle Family_ | unknownSingle Family_FALSE
Water_00006730 | SITE_00570 | Room_00011336 | Kitchen_1 | Kitchen | Kitchen Faucet | 1.3267 | 1.3267 |  | 1.5 |  | N/A | N/A | N/A | Bag | 0.796 |  | 1.194 |  | OR | Single Family | Kitchen Faucet | 1090 | 2348.97 | Single Family | FALSE | FALSE |  |  |  | 3116.3002 | 2804.6702 | Single Family_FALSE | Single Family_FALSE | Single Family_ | Single Family_ | Single Family_ | unknown | unknownSingle Family_ | unknownSingle Family_FALSE
Water_00006731 | SITE_00570 | Room_00011343 | Bathroom_2 | Bathroom | Bathroom Faucet | 1.3267 | 1.3267 |  | 1.5 |  | N/A | N/A | N/A | Bag | 0.796 |  | 1.194 |  | OR | Single Family | Bathroom Faucet | 1090 | 2348.97 | Single Family | FALSE | FALSE |  |  |  | 3116.3002 | 2804.6702 | Single Family_FALSE | Single Family_FALSE | Single Family_ | Single Family_ | Single Family_ | unknown | unknownSingle Family_ | unknownSingle Family_FALSE
Water_00006732 | SITE_00570 | Room_00011343 | Bathroom_2 | Bathroom | Shower | 2.5 |  | 2.5 |  | Unknown | Secondary | A few times per month | Shower head too large to measure | Bag | 0.8492 |  |  | Unknown | OR | Single Family | Shower | 1090 | 2348.97 | Single Family | TRUE | FALSE | TRUE | FALSE | FALSE | 5872.425 | 0 | Single Family_TRUE | Single Family_FALSE | Single Family_TRUE | Single Family_FALSE | Single Family_FALSE | unknown | unknownSingle Family_FALSE | unknownSingle Family_TRUE
Water_00006733 | SITE_00570 | Room_00011345 | Bathroom_3 | Bathroom | Bathroom Faucet | 1.3267 | 1.3267 |  | 1.5 |  | N/A | N/A | N/A | Bag | 0.796 |  | 1.194 |  | OR | Single Family | Bathroom Faucet | 1090 | 2348.97 | Single Family | FALSE | FALSE |  |  |  | 3116.3002 | 2804.6702 | Single Family_FALSE | Single Family_FALSE | Single Family_ | Single Family_ | Single Family_ | unknown | unknownSingle Family_ | unknownSingle Family_FALSE
Water_00006734 | SITE_00570 | Room_00011345 | Bathroom_3 | Bathroom | Bathroom Faucet | 1.3267 | 1.3267 |  | 1.5 |  | N/A | N/A | N/A | Bag | 0.796 |  | 1.194 |  | OR | Single Family | Bathroom Faucet | 1090 | 2348.97 | Single Family | FALSE | FALSE |  |  |  | 3116.3002 | 2804.6702 | Single Family_FALSE | Single Family_FALSE | Single Family_ | Single Family_ | Single Family_ | unknown | unknownSingle Family_ | unknownSingle Family_FALSE
Water_00006735 | SITE_00570 | Room_00011345 | Bathroom_3 | Bathroom | Shower | 2.5 |  | 2.5 |  | Unknown | Primary | Daily / Almost Daily | Shower head too large to measure | Bag | 0.8492 |  |  | Unknown | OR | Single Family | Shower | 1090 | 2348.97 | Single Family | TRUE | FALSE | TRUE | FALSE | FALSE | 5872.425 | 0 | Single Family_TRUE | Single Family_FALSE | Single Family_TRUE | Single Family_FALSE | Single Family_FALSE | unknown | unknownSingle Family_FALSE | unknownSingle Family_TRUE
Water_00006736 | SITE_00617 | Room_00011970 | Bathroom_1 | Bathroom | Bathroom Faucet | 2.2 | 2.2111 | 2.2 | 2.5 |  | N/A | N/A | N/A | Bag | 0.796 |  | 1.99 |  | OR | Single Family | Bathroom Faucet | 1136 | 2348.97 | Single Family | FALSE | FALSE |  |  |  | 5167.734 | 4674.4503 | Single Family_FALSE | Single Family_FALSE | Single Family_ | Single Family_ | Single Family_ | unknown | unknownSingle Family_ | unknownSingle Family_FALSE
Water_00006737 | SITE_00617 | Room_00011970 | Bathroom_1 | Bathroom | Shower / Bathtub combo with diverter valve | 1.8867 | 1.8867 |  | 2 |  | Primary | Daily / Almost Daily | N/A | Bag | 0.8492 |  | 1.698 |  | OR | Single Family | Shower | 1136 | 2348.97 | Single Family | TRUE | TRUE | TRUE | TRUE | TRUE | 4431.7234 | 3988.5511 | Single Family_TRUE | Single Family_TRUE | Single Family_TRUE | Single Family_TRUE | Single Family_TRUE | 2.0gpm | 2.0gpmSingle Family_TRUE | 2.0gpmSingle Family_TRUE
Water_00006738 | SITE_00617 | Room_00011975 | Kitchen_1 | Kitchen | Kitchen Faucet | 3.7589 | 3.7589 |  | 4.25 |  | N/A | N/A | N/A | Bag | 0.796 |  | 3.383 |  | OR | Single Family | Kitchen Faucet | 1136 | 2348.97 | Single Family | FALSE | FALSE |  |  |  | 8829.5172 | 7946.5655 | Single Family_FALSE | Single Family_FALSE | Single Family_ | Single Family_ | Single Family_ | unknown | unknownSingle Family_ | unknownSingle Family_FALSE
Water_00006739 | SITE_00604 | Room_00011787 | Bathroom_6 | Bathroom | Shower | 2.5 |  | 2.5 |  | Unknown | Secondary | A few times per year | Couldn't measure | Unknown |  | N/A |  | N/A | OR | Single Family | Shower | 1123 | 1362.08 | Single Family | TRUE | FALSE | TRUE | FALSE | FALSE | 3405.2 | 0 | Single Family_TRUE | Single Family_FALSE | Single Family_TRUE | Single Family_FALSE | Single Family_FALSE | unknown | unknownSingle Family_FALSE | unknownSingle Family_TRUE
Water_00006740 | SITE_00604 | Room_00011787 | Bathroom_6 | Bathroom | Bathroom Faucet | unknown |  |  |  | Unknown | N/A | N/A | Couldn't measure | Unknown |  | N/A |  | N/A | OR | Single Family | Bathroom Faucet | 1123 | 1362.08 | Single Family | FALSE | FALSE |  |  |  | 0 | 0 | Single Family_FALSE | Single Family_FALSE | Single Family_ | Single Family_ | Single Family_ | unknown | unknownSingle Family_ | unknownSingle Family_FALSE
Water_00006741 | SITE_00604 | Room_00011788 | Bathroom_7 | Bathroom | Shower | 2.5 |  | 2.5 |  | Unknown | Secondary | A few times per year | Couldn't measure | Unknown |  | N/A |  | N/A | OR | Single Family | Shower | 1123 | 1362.08 | Single Family | TRUE | FALSE | TRUE | FALSE | FALSE | 3405.2 | 0 | Single Family_TRUE | Single Family_FALSE | Single Family_TRUE | Single Family_FALSE | Single Family_FALSE | unknown | unknownSingle Family_FALSE | unknownSingle Family_TRUE
Water_00006742 | SITE_00604 | Room_00011788 | Bathroom_7 | Bathroom | Bathroom Faucet | unknown |  |  |  | Unknown | N/A | N/A | Couldn't measure | Unknown |  | N/A |  | N/A | OR | Single Family | Bathroom Faucet | 1123 | 1362.08 | Single Family | FALSE | FALSE |  |  |  | 0 | 0 | Single Family_FALSE | Single Family_FALSE | Single Family_ | Single Family_ | Single Family_ | unknown | unknownSingle Family_ | unknownSingle Family_FALSE
Water_00006743 | SITE_00629 | Room_00012114 | Kitchen_1 | Kitchen | Kitchen Faucet | 2 |  | 2 |  | Unknown | N/A | N/A | Couldn't measure | Bag | 0.796 |  |  | Unknown | OR | Single Family | Kitchen Faucet | 1148 | 1362.08 | Single Family | FALSE | FALSE |  |  |  | 2724.16 | 0 | Single Family_FALSE | Single Family_FALSE | Single Family_ | Single Family_ | Single Family_ | unknown | unknownSingle Family_ | unknownSingle Family_FALSE
Water_00006744 | SITE_00629 | Room_00012118 | Bathroom_1 | Bathroom | Shower | 2.5 |  | 2.5 |  | Unknown | Primary | A few times per week | Couldn't measure | Unknown |  | N/A |  | N/A | OR | Single Family | Shower | 1148 | 1362.08 | Single Family | TRUE | FALSE | TRUE | FALSE | FALSE | 3405.2 | 0 | Single Family_TRUE | Single Family_FALSE | Single Family_TRUE | Single Family_FALSE | Single Family_FALSE | unknown | unknownSingle Family_FALSE | unknownSingle Family_TRUE
Water_00006745 | SITE_00629 | Room_00012118 | Bathroom_1 | Bathroom | Bathroom Faucet | unknown |  |  |  | Unknown | N/A | N/A | N/A | Unknown |  | N/A |  | N/A | OR | Single Family | Bathroom Faucet | 1148 | 1362.08 | Single Family | FALSE | FALSE |  |  |  | 0 | 0 | Single Family_FALSE | Single Family_FALSE | Single Family_ | Single Family_ | Single Family_ | unknown | unknownSingle Family_ | unknownSingle Family_FALSE
Water_00006746 | SITE_00615 | Room_00011930 | Bathroom_6 | Bathroom | Bathroom Faucet | 1.5 |  | 1.5 | 2 |  | N/A | N/A | N/A | Unknown |  | N/A |  | N/A | OR | Single Family | Bathroom Faucet | 1134 | 1362.08 | Single Family | FALSE | FALSE |  |  |  | 2043.12 | 0 | Single Family_FALSE | Single Family_FALSE | Single Family_ | Single Family_ | Single Family_ | unknown | unknownSingle Family_ | unknownSingle Family_FALSE
Water_00006747 | SITE_00615 | Room_00011930 | Bathroom_6 | Bathroom | Shower | unknown |  |  |  | Unknown | All used about the same | A few times per week | N/A | Unknown |  | N/A |  | N/A | OR | Single Family | Shower | 1134 | 1362.08 | Single Family | TRUE | FALSE | FALSE | FALSE | FALSE | 0 | 0 | Single Family_TRUE | Single Family_FALSE | Single Family_FALSE | Single Family_FALSE | Single Family_FALSE | unknown | unknownSingle Family_FALSE | unknownSingle Family_TRUE
Water_00006748 | SITE_00635 | Room_00012183 | Bathroom_1 | Bathroom | Bathroom Faucet | 2.2 |  | 2.2 | 2 |  | N/A | N/A | N/A | Unknown |  | N/A |  | N/A | OR | Single Family | Bathroom Faucet | 1154 | 1362.08 | Single Family | FALSE | FALSE |  |  |  | 2996.576 | 0 | Single Family_FALSE | Single Family_FALSE | Single Family_ | Single Family_ | Single Family_ | unknown | unknownSingle Family_ | unknownSingle Family_FALSE
Water_00006749 | SITE_00635 | Room_00012183 | Bathroom_1 | Bathroom | Shower / Bathtub combo with diverter valve | 2.5 |  | 2.5 | 2.5 |  | All used about the same | Daily / Almost Daily | N/A | Unknown |  | N/A |  | N/A | OR | Single Family | Shower | 1154 | 1362.08 | Single Family | TRUE | TRUE | TRUE | FALSE | FALSE | 3405.2 | 0 | Single Family_TRUE | Single Family_TRUE | Single Family_TRUE | Single Family_FALSE | Single Family_FALSE | unknown | unknownSingle Family_FALSE | unknownSingle Family_TRUE
Water_00006750 | SITE_00635 | Room_00012191 | Bathroom_2 | Bathroom | Bathroom Faucet | 2.2 |  | 2.2 | 2 |  | N/A | N/A | N/A | Unknown |  | N/A |  | N/A | OR | Single Family | Bathroom Faucet | 1154 | 1362.08 | Single Family | FALSE | FALSE |  |  |  | 2996.576 | 0 | Single Family_FALSE | Single Family_FALSE | Single Family_ | Single Family_ | Single Family_ | unknown | unknownSingle Family_ | unknownSingle Family_FALSE
Water_00006751 | SITE_00635 | Room_00012192 | Bedroom_3 | Bedroom | Kitchen Faucet | 1.3267 | 1.3267 |  | 1.5 |  | N/A | N/A | N/A | Bag | 0.796 |  | 1.194 |  | OR | Single Family | Kitchen Faucet | 1154 | 1362.08 | Single Family | FALSE | FALSE |  |  |  | 1807.0261 | 1626.3235 | Single Family_FALSE | Single Family_FALSE | Single Family_ | Single Family_ | Single Family_ | unknown | unknownSingle Family_ | unknownSingle Family_FALSE
Water_00006752 | SITE_00635 | Room_00012194 | Bathroom_3 | Bathroom | Shower | 2.5 |  | 2.5 | 2.5 |  | Primary | A few times per week | N/A | Unknown |  | N/A |  | N/A | OR | Single Family | Shower | 1154 | 1362.08 | Single Family | TRUE | FALSE | TRUE | FALSE | FALSE | 3405.2 | 0 | Single Family_TRUE | Single Family_FALSE | Single Family_TRUE | Single Family_FALSE | Single Family_FALSE | unknown | unknownSingle Family_FALSE | unknownSingle Family_TRUE
Water_00006753 | SITE_00635 | Room_00012194 | Bathroom_3 | Bathroom | Bathroom Faucet | 2.2 |  | 2.2 | 2 |  | N/A | N/A | N/A | Unknown |  | N/A |  | N/A | OR | Single Family | Bathroom Faucet | 1154 | 1362.08 | Single Family | FALSE | FALSE |  |  |  | 2996.576 | 0 | Single Family_FALSE | Single Family_FALSE | Single Family_ | Single Family_ | Single Family_ | unknown | unknownSingle Family_ | unknownSingle Family_FALSE
Water_00006754 | SITE_00635 | Room_00012194 | Bathroom_3 | Bathroom | Bathroom Faucet | 2.2 |  | 2.2 | 2 |  | N/A | N/A | N/A | Unknown |  | N/A |  | N/A | OR | Single Family | Bathroom Faucet | 1154 | 1362.08 | Single Family | FALSE | FALSE |  |  |  | 2996.576 | 0 | Single Family_FALSE | Single Family_FALSE | Single Family_ | Single Family_ | Single Family_ | unknown | unknownSingle Family_ | unknownSingle Family_FALSE
Water_00006755 | SITE_00635 | Room_00012187 | Kitchen_1 | Kitchen | Kitchen Faucet | 1.5478 | 1.5478 |  | 1.75 |  | N/A | N/A | N/A | Bag | 0.796 |  | 1.393 |  | OR | Single Family | Kitchen Faucet | 1154 | 1362.08 | Single Family | FALSE | FALSE |  |  |  | 2108.1972 | 1897.3774 | Single Family_FALSE | Single Family_FALSE | Single Family_ | Single Family_ | Single Family_ | unknown | unknownSingle Family_ | unknownSingle Family_FALSE
Water_00006756 | SITE_00611 | Room_00011875 | Bathroom_1 | Bathroom | Shower / Bathtub combo with diverter valve | 2.5 |  | 2.5 |  | Unknown | Secondary | A few times per year | Litter box. | Unknown |  | N/A |  | N/A | OR | Single Family | Shower | 1130 | 2348.97 | Single Family | TRUE | TRUE | TRUE | FALSE | FALSE | 5872.425 | 0 | Single Family_TRUE | Single Family_TRUE | Single Family_TRUE | Single Family_FALSE | Single Family_FALSE | unknown | unknownSingle Family_FALSE | unknownSingle Family_TRUE
Water_00006757 | SITE_00611 | Room_00011875 | Bathroom_1 | Bathroom | Bathroom Faucet | 2.2 |  | 2.2 | 2 |  | N/A | N/A | N/A | Unknown |  | N/A |  | N/A | OR | Single Family | Bathroom Faucet | 1130 | 2348.97 | Single Family | FALSE | FALSE |  |  |  | 5167.734 | 0 | Single Family_FALSE | Single Family_FALSE | Single Family_ | Single Family_ | Single Family_ | unknown | unknownSingle Family_ | unknownSingle Family_FALSE
Water_00006758 | SITE_00611 | Room_00011878 | Bathroom_2 | Bathroom | Shower / Bathtub combo with diverter valve | 2.5 |  | 2.5 | 2.5 |  | Primary | A few times per week | N/A | Unknown |  | N/A |  | N/A | OR | Single Family | Shower | 1130 | 2348.97 | Single Family | TRUE | TRUE | TRUE | FALSE | FALSE | 5872.425 | 0 | Single Family_TRUE | Single Family_TRUE | Single Family_TRUE | Single Family_FALSE | Single Family_FALSE | unknown | unknownSingle Family_FALSE | unknownSingle Family_TRUE
Water_00006759 | SITE_00611 | Room_00011878 | Bathroom_2 | Bathroom | Bathroom Faucet | 2 |  | 2 | 1.75 |  | N/A | N/A | N/A | Unknown |  | N/A |  | N/A | OR | Single Family | Bathroom Faucet | 1130 | 2348.97 | Single Family | FALSE | FALSE |  |  |  | 4697.94 | 0 | Single Family_FALSE | Single Family_FALSE | Single Family_ | Single Family_ | Single Family_ | unknown | unknownSingle Family_ | unknownSingle Family_FALSE
Water_00006760 | SITE_00611 | Room_00011882 | Kitchen_1 | Kitchen | Kitchen Faucet | 1.5 | 1.3267 | 1.5 | 1.5 |  | N/A | N/A | N/A | Bag | 0.796 |  | 1.194 |  | OR | Single Family | Kitchen Faucet | 1130 | 2348.97 | Single Family | FALSE | FALSE |  |  |  | 3523.455 | 2804.6702 | Single Family_FALSE | Single Family_FALSE | Single Family_ | Single Family_ | Single Family_ | unknown | unknownSingle Family_ | unknownSingle Family_FALSE
Water_00006761 | SITE_00611 | Room_00011884 | Bathroom_3 | Bathroom | Bathroom Faucet | 2 |  | 2 | 1.5 |  | N/A | N/A | N/A | Unknown |  | N/A |  | N/A | OR | Single Family | Bathroom Faucet | 1130 | 2348.97 | Single Family | FALSE | FALSE |  |  |  | 4697.94 | 0 | Single Family_FALSE | Single Family_FALSE | Single Family_ | Single Family_ | Single Family_ | unknown | unknownSingle Family_ | unknownSingle Family_FALSE
Water_00006762 | SITE_00585 | Room_00011560 | Bedroom_2 | Bedroom | Shower / Bathtub combo with diverter valve | 2 |  | 2 | 2 |  | Primary | Daily / Almost Daily | N/A | Unknown |  | N/A |  | N/A | OR | Single Family | Shower | 1105 | 2348.97 | Single Family | TRUE | TRUE | TRUE | FALSE | FALSE | 4697.94 | 0 | Single Family_TRUE | Single Family_TRUE | Single Family_TRUE | Single Family_FALSE | Single Family_FALSE | unknown | unknownSingle Family_FALSE | unknownSingle Family_TRUE
Water_00006763 | SITE_00585 | Room_00011560 | Bedroom_2 | Bedroom | Bathroom Faucet | 1.5 |  | 1.5 | 1.5 |  | N/A | N/A | N/A | Unknown |  | N/A |  | N/A | OR | Single Family | Bathroom Faucet | 1105 | 2348.97 | Single Family | FALSE | FALSE |  |  |  | 3523.455 | 0 | Single Family_FALSE | Single Family_FALSE | Single Family_ | Single Family_ | Single Family_ | unknown | unknownSingle Family_ | unknownSingle Family_FALSE
Water_00006764 | SITE_00585 | Room_00011556 | Kitchen_1 | Kitchen | Bathroom Faucet | unknown |  |  | 2.5 |  | N/A | N/A | Removed restrictor. | Unknown |  | N/A |  | N/A | OR | Single Family | Bathroom Faucet | 1105 | 2348.97 | Single Family | FALSE | FALSE |  |  |  | 0 | 0 | Single Family_FALSE | Single Family_FALSE | Single Family_ | Single Family_ | Single Family_ | unknown | unknownSingle Family_ | unknownSingle Family_FALSE
Water_00006765 | SITE_00585 | Room_00011562 | Bathroom_1 | Bathroom | Bathroom Faucet | 2 |  | 2 | 1.5 |  | N/A | N/A | N/A | Unknown |  | N/A |  | N/A | OR | Single Family | Bathroom Faucet | 1105 | 2348.97 | Single Family | FALSE | FALSE |  |  |  | 4697.94 | 0 | Single Family_FALSE | Single Family_FALSE | Single Family_ | Single Family_ | Single Family_ | unknown | unknownSingle Family_ | unknownSingle Family_FALSE
Water_00006766 | SITE_00585 | Room_00011562 | Bathroom_1 | Bathroom | Shower / Bathtub combo with diverter valve | 2.5 |  | 2.5 | 2.5 |  | Secondary | A few times per year | N/A | Unknown |  | N/A |  | N/A | OR | Single Family | Shower | 1105 | 2348.97 | Single Family | TRUE | TRUE | TRUE | FALSE | FALSE | 5872.425 | 0 | Single Family_TRUE | Single Family_TRUE | Single Family_TRUE | Single Family_FALSE | Single Family_FALSE | unknown | unknownSingle Family_FALSE | unknownSingle Family_TRUE
Water_00006767 | SITE_00585 | Room_00011563 | Laundry_1 | Laundry | Kitchen Faucet | 1.3267 | 1.3267 |  | 1.5 |  | N/A | N/A | N/A | Bag | 0.796 |  | 1.194 |  | OR | Single Family | Kitchen Faucet | 1105 | 2348.97 | Single Family | FALSE | FALSE |  |  |  | 3116.3002 | 2804.6702 | Single Family_FALSE | Single Family_FALSE | Single Family_ | Single Family_ | Single Family_ | unknown | unknownSingle Family_ | unknownSingle Family_FALSE
Water_00006768 | SITE_00573 | Room_00011387 | Kitchen_1 | Kitchen | Kitchen Faucet | 2.2111 | 2.2111 |  | 2.5 |  | N/A | N/A | N/A | Bag | 0.796 |  | 1.99 |  | OR | Single Family | Kitchen Faucet | 1093 | 1362.08 | Single Family | FALSE | FALSE |  |  |  | 3011.7102 | 2710.5392 | Single Family_FALSE | Single Family_FALSE | Single Family_ | Single Family_ | Single Family_ | unknown | unknownSingle Family_ | unknownSingle Family_FALSE
Water_00006769 | SITE_00573 | Room_00011393 | Bathroom_2 | Bathroom | Shower | 2.5 |  | 2.5 | 2.5 |  | All used about the same | A few times per week | N/A | Unknown |  | N/A |  | N/A | OR | Single Family | Shower | 1093 | 1362.08 | Single Family | TRUE | FALSE | TRUE | FALSE | FALSE | 3405.2 | 0 | Single Family_TRUE | Single Family_FALSE | Single Family_TRUE | Single Family_FALSE | Single Family_FALSE | unknown | unknownSingle Family_FALSE | unknownSingle Family_TRUE
Water_00006770 | SITE_00573 | Room_00011393 | Bathroom_2 | Bathroom | Bathroom Faucet | 2 |  | 2 | 2 |  | N/A | N/A | N/A | Unknown |  | N/A |  | N/A | OR | Single Family | Bathroom Faucet | 1093 | 1362.08 | Single Family | FALSE | FALSE |  |  |  | 2724.16 | 0 | Single Family_FALSE | Single Family_FALSE | Single Family_ | Single Family_ | Single Family_ | unknown | unknownSingle Family_ | unknownSingle Family_FALSE
Water_00006771 | SITE_00573 | Room_00011393 | Bathroom_2 | Bathroom | Bathroom Faucet | 2 |  | 2 | 2 |  | N/A | N/A | N/A | Unknown |  | N/A |  | N/A | OR | Single Family | Bathroom Faucet | 1093 | 1362.08 | Single Family | FALSE | FALSE |  |  |  | 2724.16 | 0 | Single Family_FALSE | Single Family_FALSE | Single Family_ | Single Family_ | Single Family_ | unknown | unknownSingle Family_ | unknownSingle Family_FALSE
Water_00006772 | SITE_00573 | Room_00011390 | Bathroom_1 | Bathroom | Bathroom Faucet | 2 |  | 2 | 2 |  | N/A | N/A | N/A | Unknown |  | N/A |  | N/A | OR | Single Family | Bathroom Faucet | 1093 | 1362.08 | Single Family | FALSE | FALSE |  |  |  | 2724.16 | 0 | Single Family_FALSE | Single Family_FALSE | Single Family_ | Single Family_ | Single Family_ | unknown | unknownSingle Family_ | unknownSingle Family_FALSE
Water_00006773 | SITE_00573 | Room_00011398 | Bathroom_3 | Bathroom | Shower | 2.5 |  | 2.5 | 2.5 |  | All used about the same | A few times per week | N/A | Unknown |  | N/A |  | N/A | OR | Single Family | Shower | 1093 | 1362.08 | Single Family | TRUE | FALSE | TRUE | FALSE | FALSE | 3405.2 | 0 | Single Family_TRUE | Single Family_FALSE | Single Family_TRUE | Single Family_FALSE | Single Family_FALSE | unknown | unknownSingle Family_FALSE | unknownSingle Family_TRUE
Water_00006774 | SITE_00573 | Room_00011398 | Bathroom_3 | Bathroom | Bathroom Faucet | 2 |  | 2 | 2 |  | N/A | N/A | N/A | Unknown |  | N/A |  | N/A | OR | Single Family | Bathroom Faucet | 1093 | 1362.08 | Single Family | FALSE | FALSE |  |  |  | 2724.16 | 0 | Single Family_FALSE | Single Family_FALSE | Single Family_ | Single Family_ | Single Family_ | unknown | unknownSingle Family_ | unknownSingle Family_FALSE
Water_00006775 | SITE_00573 | Room_00011398 | Bathroom_3 | Bathroom | Bathroom Faucet | 2 |  | 2 | 2 |  | N/A | N/A | N/A | Unknown |  | N/A |  | N/A | OR | Single Family | Bathroom Faucet | 1093 | 1362.08 | Single Family | FALSE | FALSE |  |  |  | 2724.16 | 0 | Single Family_FALSE | Single Family_FALSE | Single Family_ | Single Family_ | Single Family_ | unknown | unknownSingle Family_ | unknownSingle Family_FALSE
Water_00006776 | SITE_00592 | Room_00011634 | Kitchen_3 | Kitchen | Kitchen Faucet | 2 | 1.7689 | 2 | 2 |  | N/A | N/A | N/A | Bag | 0.796 |  | 1.592 |  | OR | Single Family | Kitchen Faucet | 1111 | 1362.08 | Single Family | FALSE | FALSE |  |  |  | 2724.16 | 2168.4314 | Single Family_FALSE | Single Family_FALSE | Single Family_ | Single Family_ | Single Family_ | unknown | unknownSingle Family_ | unknownSingle Family_FALSE
Water_00006777 | SITE_00592 | Room_00011636 | Bathroom_1 | Bathroom | Bathroom Faucet | unknown |  |  | 2 |  | N/A | N/A | N/A | Unknown |  | N/A |  | N/A | OR | Single Family | Bathroom Faucet | 1111 | 1362.08 | Single Family | FALSE | FALSE |  |  |  | 0 | 0 | Single Family_FALSE | Single Family_FALSE | Single Family_ | Single Family_ | Single Family_ | unknown | unknownSingle Family_ | unknownSingle Family_FALSE
Water_00006778 | SITE_00592 | Room_00011638 | Bathroom_2 | Bathroom | Shower | 2.5 |  | 2.5 |  | Unknown | Primary | Daily / Almost Daily | N/A | Unknown |  | N/A |  | N/A | OR | Single Family | Shower | 1111 | 1362.08 | Single Family | TRUE | FALSE | TRUE | FALSE | FALSE | 3405.2 | 0 | Single Family_TRUE | Single Family_FALSE | Single Family_TRUE | Single Family_FALSE | Single Family_FALSE | unknown | unknownSingle Family_FALSE | unknownSingle Family_TRUE
Water_00006779 | SITE_00592 | Room_00011638 | Bathroom_2 | Bathroom | Bathroom Faucet | unknown |  |  | 1.5 |  | N/A | N/A | N/A | Unknown |  | N/A |  | N/A | OR | Single Family | Bathroom Faucet | 1111 | 1362.08 | Single Family | FALSE | FALSE |  |  |  | 0 | 0 | Single Family_FALSE | Single Family_FALSE | Single Family_ | Single Family_ | Single Family_ | unknown | unknownSingle Family_ | unknownSingle Family_FALSE
Water_00006780 | SITE_00561 | Room_00011178 | Bathroom_1 | Bathroom | Bathroom Faucet | 1.5 |  | 1.5 | 1.5 |  | N/A | N/A | N/A | Unknown |  | N/A |  | N/A | OR | Single Family | Bathroom Faucet | 1081 | 2348.97 | Single Family | FALSE | FALSE |  |  |  | 3523.455 | 0 | Single Family_FALSE | Single Family_FALSE | Single Family_ | Single Family_ | Single Family_ | unknown | unknownSingle Family_ | unknownSingle Family_FALSE
Water_00006781 | SITE_00561 | Room_00011178 | Bathroom_1 | Bathroom | Bathroom Faucet | 1.5 |  | 1.5 | 1.5 |  | N/A | N/A | N/A | Unknown |  | N/A |  | N/A | OR | Single Family | Bathroom Faucet | 1081 | 2348.97 | Single Family | FALSE | FALSE |  |  |  | 3523.455 | 0 | Single Family_FALSE | Single Family_FALSE | Single Family_ | Single Family_ | Single Family_ | unknown | unknownSingle Family_ | unknownSingle Family_FALSE
Water_00006782 | SITE_00561 | Room_00011178 | Bathroom_1 | Bathroom | Shower / Bathtub combo with diverter valve | unknown |  |  |  | Unknown | Secondary | A few times per year | N/A | Unknown |  | N/A |  | N/A | OR | Single Family | Shower | 1081 | 2348.97 | Single Family | TRUE | TRUE | FALSE | FALSE | FALSE | 0 | 0 | Single Family_TRUE | Single Family_TRUE | Single Family_FALSE | Single Family_FALSE | Single Family_FALSE | unknown | unknownSingle Family_FALSE | unknownSingle Family_TRUE
Water_00006783 | SITE_00561 | Room_00011181 | Kitchen_1 | Kitchen | Bathroom Faucet | unknown |  |  | 1.5 |  | N/A | N/A | N/A | Unknown |  | N/A |  | N/A | OR | Single Family | Bathroom Faucet | 1081 | 2348.97 | Single Family | FALSE | FALSE |  |  |  | 0 | 0 | Single Family_FALSE | Single Family_FALSE | Single Family_ | Single Family_ | Single Family_ | unknown | unknownSingle Family_ | unknownSingle Family_FALSE
Water_00006784 | SITE_00561 | Room_00011186 | Bathroom_2 | Bathroom | Shower | unknown |  |  |  | Unknown | Primary | Daily / Almost Daily | Large rain head. | Unknown |  | N/A |  | N/A | OR | Single Family | Shower | 1081 | 2348.97 | Single Family | TRUE | FALSE | FALSE | FALSE | FALSE | 0 | 0 | Single Family_TRUE | Single Family_FALSE | Single Family_FALSE | Single Family_FALSE | Single Family_FALSE | unknown | unknownSingle Family_FALSE | unknownSingle Family_TRUE
Water_00006785 | SITE_00561 | Room_00011186 | Bathroom_2 | Bathroom | Bathroom Faucet | unknown |  |  | 2 |  | N/A | N/A | N/A | Unknown |  | N/A |  | N/A | OR | Single Family | Bathroom Faucet | 1081 | 2348.97 | Single Family | FALSE | FALSE |  |  |  | 0 | 0 | Single Family_FALSE | Single Family_FALSE | Single Family_ | Single Family_ | Single Family_ | unknown | unknownSingle Family_ | unknownSingle Family_FALSE
Water_00006786 | SITE_00561 | Room_00011186 | Bathroom_2 | Bathroom | Bathroom Faucet | unknown |  |  | 2 |  | N/A | N/A | N/A | Unknown |  | N/A |  | N/A | OR | Single Family | Bathroom Faucet | 1081 | 2348.97 | Single Family | FALSE | FALSE |  |  |  | 0 | 0 | Single Family_FALSE | Single Family_FALSE | Single Family_ | Single Family_ | Single Family_ | unknown | unknownSingle Family_ | unknownSingle Family_FALSE
Water_00006787 | SITE_00604 | Room_00011790 | Bathroom_1 | Bathroom | Bathroom Faucet | unknown |  |  |  | Unknown | N/A | N/A | Couldn't measure | Bag | 0.796 |  |  | Unknown | OR | Single Family | Bathroom Faucet | 1123 | 1362.08 | Single Family | FALSE | FALSE |  |  |  | 0 | 0 | Single Family_FALSE | Single Family_FALSE | Single Family_ | Single Family_ | Single Family_ | unknown | unknownSingle Family_ | unknownSingle Family_FALSE
Water_00006788 | SITE_00604 | Room_00011790 | Bathroom_1 | Bathroom | Shower | 2.5 |  | 2.5 |  | Unknown | Primary | Daily / Almost Daily | Couldn't measure | Bag | 0.8492 |  |  | Unknown | OR | Single Family | Shower | 1123 | 1362.08 | Single Family | TRUE | FALSE | TRUE | FALSE | FALSE | 3405.2 | 0 | Single Family_TRUE | Single Family_FALSE | Single Family_TRUE | Single Family_FALSE | Single Family_FALSE | unknown | unknownSingle Family_FALSE | unknownSingle Family_TRUE
Water_00006789 | SITE_00604 | Room_00011790 | Bathroom_1 | Bathroom | Bathtub | unknown |  |  |  | N/A | N/A | N/A | Not used | Unknown |  | N/A |  | N/A | OR | Single Family | Bathtub | 1123 | 1362.08 | Single Family | FALSE | FALSE |  |  |  | 0 | 0 | Single Family_FALSE | Single Family_FALSE | Single Family_ | Single Family_ | Single Family_ | unknown | unknownSingle Family_ | unknownSingle Family_FALSE
Water_00006790 | SITE_00604 | Room_00011790 | Bathroom_1 | Bathroom | Bathroom Faucet | unknown |  |  |  | Unknown | N/A | N/A | Couldn't measure | Bag | 0.796 |  |  | Unknown | OR | Single Family | Bathroom Faucet | 1123 | 1362.08 | Single Family | FALSE | FALSE |  |  |  | 0 | 0 | Single Family_FALSE | Single Family_FALSE | Single Family_ | Single Family_ | Single Family_ | unknown | unknownSingle Family_ | unknownSingle Family_FALSE
Water_00006791 | SITE_00604 | Room_00011796 | Kitchen_1 | Kitchen | Kitchen Faucet | unknown |  |  |  | Unknown | N/A | N/A | Couldn't measure | Bag | 0.796 |  |  | Unknown | OR | Single Family | Kitchen Faucet | 1123 | 1362.08 | Single Family | FALSE | FALSE |  |  |  | 0 | 0 | Single Family_FALSE | Single Family_FALSE | Single Family_ | Single Family_ | Single Family_ | unknown | unknownSingle Family_ | unknownSingle Family_FALSE
Water_00006792 | SITE_00604 | Room_00011798 | Bathroom_2 | Bathroom | Bathroom Faucet | unknown |  |  |  | Unknown | N/A | N/A | N/A | Bag | 0.796 |  |  | Unknown | OR | Single Family | Bathroom Faucet | 1123 | 1362.08 | Single Family | FALSE | FALSE |  |  |  | 0 | 0 | Single Family_FALSE | Single Family_FALSE | Single Family_ | Single Family_ | Single Family_ | unknown | unknownSingle Family_ | unknownSingle Family_FALSE
Water_00006793 | SITE_00615 | Room_00011935 | Kitchen_1 | Kitchen | Kitchen Faucet | 1.7689 | 1.7689 |  | 2 |  | N/A | N/A | N/A | Bag | 0.796 |  | 1.592 |  | OR | Single Family | Kitchen Faucet | 1134 | 1362.08 | Single Family | FALSE | FALSE |  |  |  | 2409.3682 | 2168.4314 | Single Family_FALSE | Single Family_FALSE | Single Family_ | Single Family_ | Single Family_ | unknown | unknownSingle Family_ | unknownSingle Family_FALSE
Water_00006794 | SITE_00615 | Room_00011938 | Bathroom_1 | Bathroom | Bathroom Faucet | 1.5 | 1.3267 | 1.5 | 1.5 |  | N/A | N/A | N/A | Bag | 0.796 |  | 1.194 |  | OR | Single Family | Bathroom Faucet | 1134 | 1362.08 | Single Family | FALSE | FALSE |  |  |  | 2043.12 | 1626.3235 | Single Family_FALSE | Single Family_FALSE | Single Family_ | Single Family_ | Single Family_ | unknown | unknownSingle Family_ | unknownSingle Family_FALSE
Water_00006795 | SITE_00615 | Room_00011938 | Bathroom_1 | Bathroom | Bathroom Faucet | 1.5 | 1.3267 | 1.5 | 1.5 |  | N/A | N/A | N/A | Bag | 0.796 |  | 1.194 |  | OR | Single Family | Bathroom Faucet | 1134 | 1362.08 | Single Family | FALSE | FALSE |  |  |  | 2043.12 | 1626.3235 | Single Family_FALSE | Single Family_FALSE | Single Family_ | Single Family_ | Single Family_ | unknown | unknownSingle Family_ | unknownSingle Family_FALSE
Water_00006796 | SITE_00615 | Room_00011938 | Bathroom_1 | Bathroom | Shower / Bathtub combo with diverter valve | 1.8867 | 1.8867 |  | 2 |  | All used about the same | A few times per week | Shower head much larger than flow measurer - probably not an accurate reading | Bag | 0.8492 |  | 1.698 |  | OR | Single Family | Shower | 1134 | 1362.08 | Single Family | TRUE | TRUE | TRUE | TRUE | TRUE | 2569.7909 | 2312.8118 | Single Family_TRUE | Single Family_TRUE | Single Family_TRUE | Single Family_TRUE | Single Family_TRUE | 2.0gpm | 2.0gpmSingle Family_TRUE | 2.0gpmSingle Family_TRUE
Water_00006797 | SITE_00645 | Room_00012316 | Bathroom_1 | Bathroom | Bathroom Faucet | 1.15 | 1.15 |  | 1.3 |  | N/A | N/A | N/A | Bag | 0.796 |  | 1.035 |  | OR | Single Family | Bathroom Faucet | 1164 | 2348.97 | Single Family | FALSE | FALSE |  |  |  | 2701.3155 | 2431.1839 | Single Family_FALSE | Single Family_FALSE | Single Family_ | Single Family_ | Single Family_ | unknown | unknownSingle Family_ | unknownSingle Family_FALSE
Water_00006798 | SITE_00645 | Room_00012316 | Bathroom_1 | Bathroom | Shower / Bathtub combo with diverter valve | 2.3589 | 2.3589 |  | 2.5 |  | Secondary | A few times per year | N/A | Bag | 0.8492 |  | 2.123 |  | OR | Single Family | Shower | 1164 | 2348.97 | Single Family | TRUE | TRUE | TRUE | TRUE | TRUE | 5540.9592 | 4986.8633 | Single Family_TRUE | Single Family_TRUE | Single Family_TRUE | Single Family_TRUE | Single Family_TRUE | 2.5gpm | 2.5gpmSingle Family_TRUE | 2.5gpmSingle Family_TRUE
Water_00006799 | SITE_00645 | Room_00012319 | Bathroom_2 | Bathroom | Bathroom Faucet | 1.3267 | 1.3267 |  | 1.5 |  | N/A | N/A | N/A | Bag | 0.796 |  | 1.194 |  | OR | Single Family | Bathroom Faucet | 1164 | 2348.97 | Single Family | FALSE | FALSE |  |  |  | 3116.3002 | 2804.6702 | Single Family_FALSE | Single Family_FALSE | Single Family_ | Single Family_ | Single Family_ | unknown | unknownSingle Family_ | unknownSingle Family_FALSE
Water_00006800 | SITE_00645 | Room_00012319 | Bathroom_2 | Bathroom | Bathroom Faucet | 1.3267 | 1.3267 |  | 1.5 |  | N/A | N/A | N/A | Bag | 0.796 |  | 1.194 |  | OR | Single Family | Bathroom Faucet | 1164 | 2348.97 | Single Family | FALSE | FALSE |  |  |  | 3116.3002 | 2804.6702 | Single Family_FALSE | Single Family_FALSE | Single Family_ | Single Family_ | Single Family_ | unknown | unknownSingle Family_ | unknownSingle Family_FALSE
Water_00006801 | SITE_00645 | Room_00012319 | Bathroom_2 | Bathroom | Shower | 1.8867 | 1.8867 |  | 2 |  | Primary | Daily / Almost Daily | N/A | Bag | 0.8492 |  | 1.698 |  | OR | Single Family | Shower | 1164 | 2348.97 | Single Family | TRUE | FALSE | TRUE | TRUE | TRUE | 4431.7234 | 3988.5511 | Single Family_TRUE | Single Family_FALSE | Single Family_TRUE | Single Family_TRUE | Single Family_TRUE | 2.0gpm | 2.0gpmSingle Family_TRUE | 2.0gpmSingle Family_TRUE
Water_00006802 | SITE_00645 | Room_00012322 | Kitchen_1 | Kitchen | Kitchen Faucet | 1.4156 | 1.4156 |  | 1.6 |  | N/A | N/A | N/A | Bag | 0.796 |  | 1.274 |  | OR | Single Family | Kitchen Faucet | 1164 | 2348.97 | Single Family | FALSE | FALSE |  |  |  | 3325.0975 | 2992.5878 | Single Family_FALSE | Single Family_FALSE | Single Family_ | Single Family_ | Single Family_ | unknown | unknownSingle Family_ | unknownSingle Family_FALSE
Water_00006803 | SITE_00613 | Room_00011904 | Kitchen_1 | Kitchen | Kitchen Faucet | 1.0611 | 1.0611 |  | 1.2 |  | N/A | N/A | N/A | Bag | 0.796 |  | 0.955 |  | OR | Single Family | Kitchen Faucet | 1132 | 1362.08 | Single Family | FALSE | FALSE |  |  |  | 1445.3182 | 1300.7864 | Single Family_FALSE | Single Family_FALSE | Single Family_ | Single Family_ | Single Family_ | unknown | unknownSingle Family_ | unknownSingle Family_FALSE
Water_00006804 | SITE_00613 | Room_00011906 | Bathroom_1 | Bathroom | Shower | 2.0756 | 2.0756 |  | 2.2 |  | Secondary | A few times per month | N/A | Bag | 0.8492 |  | 1.868 |  | OR | Single Family | Shower | 1132 | 1362.08 | Single Family | TRUE | FALSE | TRUE | TRUE | TRUE | 2827.0727 | 2544.3654 | Single Family_TRUE | Single Family_FALSE | Single Family_TRUE | Single Family_TRUE | Single Family_TRUE | 2.5gpm | 2.5gpmSingle Family_TRUE | 2.5gpmSingle Family_TRUE
Water_00006805 | SITE_00613 | Room_00011906 | Bathroom_1 | Bathroom | Bathroom Faucet | 2.2111 | 2.2111 |  | 2.5 |  | N/A | N/A | N/A | Bag | 0.796 |  | 1.99 |  | OR | Single Family | Bathroom Faucet | 1132 | 1362.08 | Single Family | FALSE | FALSE |  |  |  | 3011.7102 | 2710.5392 | Single Family_FALSE | Single Family_FALSE | Single Family_ | Single Family_ | Single Family_ | unknown | unknownSingle Family_ | unknownSingle Family_FALSE
Water_00006806 | SITE_00613 | Room_00011912 | Bathroom_2 | Bathroom | Bathroom Faucet | 1.5 | 0.97333 | 1.5 | 1.1 |  | N/A | N/A | N/A | Bag | 0.796 |  | 0.876 |  | OR | Single Family | Bathroom Faucet | 1132 | 1362.08 | Single Family | FALSE | FALSE |  |  |  | 2043.12 | 1193.1821 | Single Family_FALSE | Single Family_FALSE | Single Family_ | Single Family_ | Single Family_ | unknown | unknownSingle Family_ | unknownSingle Family_FALSE
Water_00006807 | SITE_00613 | Room_00011912 | Bathroom_2 | Bathroom | Shower | 2.17 | 2.17 |  | 2.3 |  | Primary | Daily / Almost Daily | N/A | Bag | 0.8492 |  | 1.953 |  | OR | Single Family | Shower | 1132 | 1362.08 | Single Family | TRUE | FALSE | TRUE | TRUE | TRUE | 2955.7136 | 2660.1422 | Single Family_TRUE | Single Family_FALSE | Single Family_TRUE | Single Family_TRUE | Single Family_TRUE | 2.5gpm | 2.5gpmSingle Family_TRUE | 2.5gpmSingle Family_TRUE
Water_00006808 | SITE_00589 | Room_00011601 | Kitchen_1 | Kitchen | Kitchen Faucet | 2 | 1.9456 | 2 | 2.2 |  | N/A | N/A | N/A | Bag | 0.796 |  | 1.751 |  | OR | Single Family | Kitchen Faucet | 1108 | 2348.97 | Single Family | FALSE | FALSE |  |  |  | 4697.94 | 4113.0465 | Single Family_FALSE | Single Family_FALSE | Single Family_ | Single Family_ | Single Family_ | unknown | unknownSingle Family_ | unknownSingle Family_FALSE
Water_00006809 | SITE_00589 | Room_00011604 | Bathroom_1 | Bathroom | Bathroom Faucet | 2 | 1.7689 | 2 | 2 |  | N/A | N/A | N/A | Bag | 0.796 |  | 1.592 |  | OR | Single Family | Bathroom Faucet | 1108 | 2348.97 | Single Family | FALSE | FALSE |  |  |  | 4697.94 | 3739.5602 | Single Family_FALSE | Single Family_FALSE | Single Family_ | Single Family_ | Single Family_ | unknown | unknownSingle Family_ | unknownSingle Family_FALSE
Water_00006810 | SITE_00589 | Room_00011604 | Bathroom_1 | Bathroom | Shower | unknown |  |  |  | Unknown | Secondary | Daily / Almost Daily | N/A | Bag | 0.8492 |  |  | Unknown | OR | Single Family | Shower | 1108 | 2348.97 | Single Family | TRUE | FALSE | FALSE | FALSE | FALSE | 0 | 0 | Single Family_TRUE | Single Family_FALSE | Single Family_FALSE | Single Family_FALSE | Single Family_FALSE | unknown | unknownSingle Family_FALSE | unknownSingle Family_TRUE
Water_00006811 | SITE_00589 | Room_00011609 | Bathroom_2 | Bathroom | Bathroom Faucet | 2 | 1.7689 | 2 | 2 |  | N/A | N/A | N/A | Bag | 0.796 |  | 1.592 |  | OR | Single Family | Bathroom Faucet | 1108 | 2348.97 | Single Family | FALSE | FALSE |  |  |  | 4697.94 | 3739.5602 | Single Family_FALSE | Single Family_FALSE | Single Family_ | Single Family_ | Single Family_ | unknown | unknownSingle Family_ | unknownSingle Family_FALSE
Water_00006812 | SITE_00589 | Room_00011609 | Bathroom_2 | Bathroom | Shower / Bathtub combo with diverter valve | 2 | 1.8867 | 2 | 2 |  | Never / rarely used | A few times per year | N/A | Bag | 0.8492 |  | 1.698 |  | OR | Single Family | Shower | 1108 | 2348.97 | Single Family | TRUE | TRUE | TRUE | TRUE | TRUE | 4697.94 | 3988.5511 | Single Family_TRUE | Single Family_TRUE | Single Family_TRUE | Single Family_TRUE | Single Family_TRUE | 2.0gpm | 2.0gpmSingle Family_TRUE | 2.0gpmSingle Family_TRUE
Water_00006813 | SITE_00577 | Room_00011451 | Bathroom_1 | Bathroom | Bathroom Faucet | 1.5 | 1.4156 | 1.5 | 1.6 |  | N/A | N/A | N/A | Bag | 0.796 |  | 1.274 |  | OR | Single Family | Bathroom Faucet | 1097 | 1362.08 | Single Family | FALSE | FALSE |  |  |  | 2043.12 | 1735.2899 | Single Family_FALSE | Single Family_FALSE | Single Family_ | Single Family_ | Single Family_ | unknown | unknownSingle Family_ | unknownSingle Family_FALSE
Water_00006814 | SITE_00577 | Room_00011451 | Bathroom_1 | Bathroom | Shower | 3.0189 | 3.0189 |  | 3.2 |  | Never / rarely used | A few times per year | N/A | Bag | 0.8492 |  | 2.717 |  | OR | Single Family | Shower | 1097 | 1362.08 | Single Family | TRUE | FALSE | TRUE | TRUE | TRUE | 4111.9682 | 3700.7714 | Single Family_TRUE | Single Family_FALSE | Single Family_TRUE | Single Family_TRUE | Single Family_TRUE | gt2.5gpm | gt2.5gpmSingle Family_TRUE | gt2.5gpmSingle Family_TRUE
Water_00006815 | SITE_00577 | Room_00011458 | Kitchen_1 | Kitchen | Kitchen Faucet | 1.5033 | 1.5033 |  | 1.7 |  | N/A | N/A | N/A | Bag | 0.796 |  | 1.353 |  | OR | Single Family | Kitchen Faucet | 1097 | 1362.08 | Single Family | FALSE | FALSE |  |  |  | 2047.6603 | 1842.8942 | Single Family_FALSE | Single Family_FALSE | Single Family_ | Single Family_ | Single Family_ | unknown | unknownSingle Family_ | unknownSingle Family_FALSE
Water_00006816 | SITE_00577 | Room_00011463 | Bathroom_2 | Bathroom | Bathroom Faucet | 0.88444 | 0.88444 |  | 1 |  | N/A | N/A | N/A | Bag | 0.796 |  | 0.796 |  | OR | Single Family | Bathroom Faucet | 1097 | 1362.08 | Single Family | FALSE | FALSE |  |  |  | 1204.6841 | 1084.2157 | Single Family_FALSE | Single Family_FALSE | Single Family_ | Single Family_ | Single Family_ | unknown | unknownSingle Family_ | unknownSingle Family_FALSE
Water_00006817 | SITE_00577 | Room_00011463 | Bathroom_2 | Bathroom | Bathroom Faucet | 1.68 | 1.68 |  | 1.9 |  | N/A | N/A | N/A | Bag | 0.796 |  | 1.512 |  | OR | Single Family | Bathroom Faucet | 1097 | 1362.08 | Single Family | FALSE | FALSE |  |  |  | 2288.2944 | 2059.465 | Single Family_FALSE | Single Family_FALSE | Single Family_ | Single Family_ | Single Family_ | unknown | unknownSingle Family_ | unknownSingle Family_FALSE
Water_00006818 | SITE_00577 | Room_00011463 | Bathroom_2 | Bathroom | Shower | 2 | 1.8867 | 2 | 2 |  | Primary | Daily / Almost Daily | N/A | Bag | 0.8492 |  | 1.698 |  | OR | Single Family | Shower | 1097 | 1362.08 | Single Family | TRUE | FALSE | TRUE | TRUE | TRUE | 2724.16 | 2312.8118 | Single Family_TRUE | Single Family_FALSE | Single Family_TRUE | Single Family_TRUE | Single Family_TRUE | 2.0gpm | 2.0gpmSingle Family_TRUE | 2.0gpmSingle Family_TRUE
Water_00006819 | SITE_00577 | Room_00011464 | Bathroom_3 | Bathroom | Bathroom Faucet | 1.7689 | 1.7689 |  | 2 |  | N/A | N/A | N/A | Bag | 0.796 |  | 1.592 |  | OR | Single Family | Bathroom Faucet | 1097 | 1362.08 | Single Family | FALSE | FALSE |  |  |  | 2409.3682 | 2168.4314 | Single Family_FALSE | Single Family_FALSE | Single Family_ | Single Family_ | Single Family_ | unknown | unknownSingle Family_ | unknownSingle Family_FALSE
Water_00006820 | SITE_00577 | Room_00011464 | Bathroom_3 | Bathroom | Shower | 2.4533 | 2.4533 |  | 2.6 |  | Secondary | A few times per week | N/A | Bag | 0.8492 |  | 2.208 |  | OR | Single Family | Shower | 1097 | 1362.08 | Single Family | TRUE | FALSE | TRUE | TRUE | TRUE | 3341.6363 | 3007.4726 | Single Family_TRUE | Single Family_FALSE | Single Family_TRUE | Single Family_TRUE | Single Family_TRUE | 2.5gpm | 2.5gpmSingle Family_TRUE | 2.5gpmSingle Family_TRUE
Water_00006821 | SITE_00626 | Room_00012086 | Kitchen_1 | Kitchen | Kitchen Faucet | 2 | 2.7422 | 2 | 3.1 |  | N/A | N/A | N/A | Bag | 0.796 |  | 2.468 |  | OR | Single Family | Kitchen Faucet | 1145 | 1362.08 | Single Family | FALSE | FALSE |  |  |  | 2724.16 | 3361.6134 | Single Family_FALSE | Single Family_FALSE | Single Family_ | Single Family_ | Single Family_ | unknown | unknownSingle Family_ | unknownSingle Family_FALSE
Water_00006822 | SITE_00616 | Room_00011947 | Kitchen_1 | Kitchen | Kitchen Faucet | 1.8578 | 1.8578 |  | 2.1 |  | N/A | N/A | N/A | Bag | 0.796 |  | 1.672 |  | OR | Single Family | Kitchen Faucet | 1135 | 1362.08 | Single Family | FALSE | FALSE |  |  |  | 2530.442 | 2277.3978 | Single Family_FALSE | Single Family_FALSE | Single Family_ | Single Family_ | Single Family_ | unknown | unknownSingle Family_ | unknownSingle Family_FALSE
Water_00006823 | SITE_00616 | Room_00011948 | Bathroom_1 | Bathroom | Bathroom Faucet | 1.2 | 1.0611 | 1.2 | 1.2 |  | N/A | N/A | N/A | Bag | 0.796 |  | 0.955 |  | OR | Single Family | Bathroom Faucet | 1135 | 1362.08 | Single Family | FALSE | FALSE |  |  |  | 1634.496 | 1300.7864 | Single Family_FALSE | Single Family_FALSE | Single Family_ | Single Family_ | Single Family_ | unknown | unknownSingle Family_ | unknownSingle Family_FALSE
Water_00006824 | SITE_00616 | Room_00011954 | Bathroom_2 | Bathroom | Bathroom Faucet | 1.2 | 1.15 | 1.2 | 1.3 |  | N/A | N/A | N/A | Bag | 0.796 |  | 1.035 |  | OR | Single Family | Bathroom Faucet | 1135 | 1362.08 | Single Family | FALSE | FALSE |  |  |  | 1634.496 | 1409.7528 | Single Family_FALSE | Single Family_FALSE | Single Family_ | Single Family_ | Single Family_ | unknown | unknownSingle Family_ | unknownSingle Family_FALSE
Water_00006825 | SITE_00616 | Room_00011954 | Bathroom_2 | Bathroom | Shower / Bathtub combo with diverter valve | 2.5 |  | 2.5 | 2.4 |  | All used about the same | Daily / Almost Daily | N/A | Unknown |  | N/A |  | N/A | OR | Single Family | Shower | 1135 | 1362.08 | Single Family | TRUE | TRUE | TRUE | FALSE | FALSE | 3405.2 | 0 | Single Family_TRUE | Single Family_TRUE | Single Family_TRUE | Single Family_FALSE | Single Family_FALSE | unknown | unknownSingle Family_FALSE | unknownSingle Family_TRUE
Water_00006826 | SITE_00616 | Room_00011958 | Bathroom_3 | Bathroom | Bathroom Faucet | 1.2 | 0.97333 | 1.2 | 1.1 |  | N/A | N/A | N/A | Bag | 0.796 |  | 0.876 |  | OR | Single Family | Bathroom Faucet | 1135 | 1362.08 | Single Family | FALSE | FALSE |  |  |  | 1634.496 | 1193.1821 | Single Family_FALSE | Single Family_FALSE | Single Family_ | Single Family_ | Single Family_ | unknown | unknownSingle Family_ | unknownSingle Family_FALSE
Water_00006827 | SITE_00616 | Room_00011958 | Bathroom_3 | Bathroom | Shower / Bathtub combo with diverter valve | 2 |  | 2 | 2 |  | All used about the same | Daily / Almost Daily | N/A | Unknown |  | N/A |  | N/A | OR | Single Family | Shower | 1135 | 1362.08 | Single Family | TRUE | TRUE | TRUE | FALSE | FALSE | 2724.16 | 0 | Single Family_TRUE | Single Family_TRUE | Single Family_TRUE | Single Family_FALSE | Single Family_FALSE | unknown | unknownSingle Family_FALSE | unknownSingle Family_TRUE
Water_00006828 | SITE_00616 | Room_00011959 | Bathroom_4 | Bathroom | Bathroom Faucet | 2 | 2.2111 | 2 | 2.5 |  | N/A | N/A | N/A | Bag | 0.796 |  | 1.99 |  | OR | Single Family | Bathroom Faucet | 1135 | 1362.08 | Single Family | FALSE | FALSE |  |  |  | 2724.16 | 2710.5392 | Single Family_FALSE | Single Family_FALSE | Single Family_ | Single Family_ | Single Family_ | unknown | unknownSingle Family_ | unknownSingle Family_FALSE
Water_00006829 | SITE_00616 | Room_00011959 | Bathroom_4 | Bathroom | Shower | unknown |  |  | 2.2 |  | All used about the same | Daily / Almost Daily | N/A | Unknown |  | N/A |  | N/A | OR | Single Family | Shower | 1135 | 1362.08 | Single Family | TRUE | FALSE | FALSE | FALSE | FALSE | 0 | 0 | Single Family_TRUE | Single Family_FALSE | Single Family_FALSE | Single Family_FALSE | Single Family_FALSE | unknown | unknownSingle Family_FALSE | unknownSingle Family_TRUE
Water_00006830 | SITE_00632 | Room_00012147 | Kitchen_1 | Kitchen | Kitchen Faucet | 1.9456 | 1.9456 |  | 2.2 |  | N/A | N/A | N/A | Bag | 0.796 |  | 1.751 |  | OR | Single Family | Kitchen Faucet | 1151 | 1362.08 | Single Family | FALSE | FALSE |  |  |  | 2650.0023 | 2385.0021 | Single Family_FALSE | Single Family_FALSE | Single Family_ | Single Family_ | Single Family_ | unknown | unknownSingle Family_ | unknownSingle Family_FALSE
Water_00006831 | SITE_00588 | Room_00011584 | Bathroom_1 | Bathroom | Bathroom Faucet | 2.2 | 2.1222 | 2.2 | 2.4 |  | N/A | N/A | N/A | Bag | 0.796 |  | 1.91 |  | OR | Manufactured | Bathroom Faucet | 1107 | 1323.42 | Manufactured | FALSE | FALSE |  |  |  | 2911.524 | 2527.7322 | Manufactured_FALSE | Manufactured_FALSE | Manufactured_ | Manufactured_ | Manufactured_ | unknown | unknownManufactured_ | unknownManufactured_FALSE
Water_00006832 | SITE_00588 | Room_00011584 | Bathroom_1 | Bathroom | Shower / Bathtub combo with diverter valve | unknown |  |  | 2.3 |  | Secondary | A few times per month | N/A | Unknown |  | N/A |  | N/A | OR | Manufactured | Shower | 1107 | 1323.42 | Manufactured | TRUE | TRUE | FALSE | FALSE | FALSE | 0 | 0 | Manufactured_TRUE | Manufactured_TRUE | Manufactured_FALSE | Manufactured_FALSE | Manufactured_FALSE | unknown | unknownManufactured_FALSE | unknownManufactured_TRUE
Water_00006833 | SITE_00588 | Room_00011590 | Kitchen_1 | Kitchen | Kitchen Faucet | 2.2 | 1.9456 | 2.2 | 2.2 |  | N/A | N/A | N/A | Bag | 0.796 |  | 1.751 |  | OR | Manufactured | Kitchen Faucet | 1107 | 1323.42 | Manufactured | FALSE | FALSE |  |  |  | 2911.524 | 2317.3084 | Manufactured_FALSE | Manufactured_FALSE | Manufactured_ | Manufactured_ | Manufactured_ | unknown | unknownManufactured_ | unknownManufactured_FALSE
Water_00006834 | SITE_00588 | Room_00011594 | Bathroom_2 | Bathroom | Bathroom Faucet | 2.2 | 2.0344 | 2.2 | 2.3 |  | N/A | N/A | N/A | Bag | 0.796 |  | 1.831 |  | OR | Manufactured | Bathroom Faucet | 1107 | 1323.42 | Manufactured | FALSE | FALSE |  |  |  | 2911.524 | 2423.182 | Manufactured_FALSE | Manufactured_FALSE | Manufactured_ | Manufactured_ | Manufactured_ | unknown | unknownManufactured_ | unknownManufactured_FALSE
Water_00006835 | SITE_00588 | Room_00011594 | Bathroom_2 | Bathroom | Bathroom Faucet | 2.2 | 1.7689 | 2.2 | 2 |  | N/A | N/A | N/A | Bag | 0.796 |  | 1.592 |  | OR | Manufactured | Bathroom Faucet | 1107 | 1323.42 | Manufactured | FALSE | FALSE |  |  |  | 2911.524 | 2106.8846 | Manufactured_FALSE | Manufactured_FALSE | Manufactured_ | Manufactured_ | Manufactured_ | unknown | unknownManufactured_ | unknownManufactured_FALSE
Water_00006836 | SITE_00588 | Room_00011594 | Bathroom_2 | Bathroom | Bathtub | unknown |  |  |  | N/A | N/A | N/A | N/A | Unknown |  | N/A |  | N/A | OR | Manufactured | Bathtub | 1107 | 1323.42 | Manufactured | FALSE | FALSE |  |  |  | 0 | 0 | Manufactured_FALSE | Manufactured_FALSE | Manufactured_ | Manufactured_ | Manufactured_ | unknown | unknownManufactured_ | unknownManufactured_FALSE
Water_00006837 | SITE_00588 | Room_00011594 | Bathroom_2 | Bathroom | Shower | unknown |  |  | 2.5 |  | Primary | Daily / Almost Daily | N/A | Unknown |  | N/A |  | N/A | OR | Manufactured | Shower | 1107 | 1323.42 | Manufactured | TRUE | FALSE | FALSE | FALSE | FALSE | 0 | 0 | Manufactured_TRUE | Manufactured_FALSE | Manufactured_FALSE | Manufactured_FALSE | Manufactured_FALSE | unknown | unknownManufactured_FALSE | unknownManufactured_TRUE
Water_00006838 | SITE_00584 | Room_00011542 | Bathroom_1 | Bathroom | Bathroom Faucet | 1.5 | 1.4156 | 1.5 | 1.6 |  | N/A | N/A | N/A | Bag | 0.796 |  | 1.274 |  | OR | Single Family | Bathroom Faucet | 1104 | 8874.09 | Single Family | FALSE | FALSE |  |  |  | 13311.135 | 11305.5907 | Single Family_FALSE | Single Family_FALSE | Single Family_ | Single Family_ | Single Family_ | unknown | unknownSingle Family_ | unknownSingle Family_FALSE
Water_00006839 | SITE_00584 | Room_00011542 | Bathroom_1 | Bathroom | Shower / Bathtub combo with diverter valve | 1.75 |  | 1.75 | 2 |  | All used about the same | Daily / Almost Daily | N/A | Unknown |  | N/A |  | N/A | OR | Single Family | Shower | 1104 | 8874.09 | Single Family | TRUE | TRUE | TRUE | FALSE | FALSE | 15529.6575 | 0 | Single Family_TRUE | Single Family_TRUE | Single Family_TRUE | Single Family_FALSE | Single Family_FALSE | unknown | unknownSingle Family_FALSE | unknownSingle Family_TRUE
Water_00006840 | SITE_00584 | Room_00011544 | Kitchen_1 | Kitchen | Kitchen Faucet | 1.75 | 1.5922 | 1.75 | 1.8 |  | N/A | N/A | N/A | Bag | 0.796 |  | 1.433 |  | OR | Single Family | Kitchen Faucet | 1104 | 8874.09 | Single Family | FALSE | FALSE |  |  |  | 15529.6575 | 12716.571 | Single Family_FALSE | Single Family_FALSE | Single Family_ | Single Family_ | Single Family_ | unknown | unknownSingle Family_ | unknownSingle Family_FALSE
Water_00006841 | SITE_00584 | Room_00011551 | Bathroom_2 | Bathroom | Bathroom Faucet | 1.5 | 1.3267 | 1.5 | 1.5 |  | N/A | N/A | N/A | Bag | 0.796 |  | 1.194 |  | OR | Single Family | Bathroom Faucet | 1104 | 8874.09 | Single Family | FALSE | FALSE |  |  |  | 13311.135 | 10595.6635 | Single Family_FALSE | Single Family_FALSE | Single Family_ | Single Family_ | Single Family_ | unknown | unknownSingle Family_ | unknownSingle Family_FALSE
Water_00006842 | SITE_00584 | Room_00011551 | Bathroom_2 | Bathroom | Shower / Bathtub combo with diverter valve | 1.75 |  | 1.75 | 1.9 |  | All used about the same | Daily / Almost Daily | N/A | Unknown |  | N/A |  | N/A | OR | Single Family | Shower | 1104 | 8874.09 | Single Family | TRUE | TRUE | TRUE | FALSE | FALSE | 15529.6575 | 0 | Single Family_TRUE | Single Family_TRUE | Single Family_TRUE | Single Family_FALSE | Single Family_FALSE | unknown | unknownSingle Family_FALSE | unknownSingle Family_TRUE
Water_00006843 | SITE_00583 | Room_00011530 | Kitchen_1 | Kitchen | Kitchen Faucet | 2 | 1.68 | 2 | 1.9 |  | N/A | N/A | N/A | Bag | 0.796 |  | 1.512 |  | OR | Single Family | Kitchen Faucet | 1103 | 1362.08 | Single Family | FALSE | FALSE |  |  |  | 2724.16 | 2059.465 | Single Family_FALSE | Single Family_FALSE | Single Family_ | Single Family_ | Single Family_ | unknown | unknownSingle Family_ | unknownSingle Family_FALSE
Water_00006844 | SITE_00583 | Room_00011537 | Bathroom_1 | Bathroom | Bathroom Faucet | 2 | 1.8578 | 2 | 2.1 |  | N/A | N/A | N/A | Bag | 0.796 |  | 1.672 |  | OR | Single Family | Bathroom Faucet | 1103 | 1362.08 | Single Family | FALSE | FALSE |  |  |  | 2724.16 | 2277.3978 | Single Family_FALSE | Single Family_FALSE | Single Family_ | Single Family_ | Single Family_ | unknown | unknownSingle Family_ | unknownSingle Family_FALSE
Water_00006845 | SITE_00583 | Room_00011537 | Bathroom_1 | Bathroom | Shower / Bathtub combo with diverter valve | 2.5 |  | 2.5 | 2.8 |  | Primary | Daily / Almost Daily | N/A | Unknown |  | N/A |  | N/A | OR | Single Family | Shower | 1103 | 1362.08 | Single Family | TRUE | TRUE | TRUE | FALSE | FALSE | 3405.2 | 0 | Single Family_TRUE | Single Family_TRUE | Single Family_TRUE | Single Family_FALSE | Single Family_FALSE | unknown | unknownSingle Family_FALSE | unknownSingle Family_TRUE
Water_00006846 | SITE_00626 | Room_00012093 | Bathroom_6 | Bathroom | Bathroom Faucet | 2 | 3.0956 | 2 | 3.5 |  | N/A | N/A | N/A | Bag | 0.796 |  | 2.786 |  | OR | Single Family | Bathroom Faucet | 1145 | 1362.08 | Single Family | FALSE | FALSE |  |  |  | 2724.16 | 3794.7549 | Single Family_FALSE | Single Family_FALSE | Single Family_ | Single Family_ | Single Family_ | unknown | unknownSingle Family_ | unknownSingle Family_FALSE
Water_00006847 | SITE_00626 | Room_00012093 | Bathroom_6 | Bathroom | Shower / Bathtub combo with diverter valve | 2.6422 | 2.6422 |  | 2.8 |  | Primary | A few times per week | N/A | Bag | 0.8492 |  | 2.378 |  | OR | Single Family | Shower | 1145 | 1362.08 | Single Family | TRUE | TRUE | TRUE | TRUE | TRUE | 3598.918 | 3239.0262 | Single Family_TRUE | Single Family_TRUE | Single Family_TRUE | Single Family_TRUE | Single Family_TRUE | gt2.5gpm | gt2.5gpmSingle Family_TRUE | gt2.5gpmSingle Family_TRUE
Water_00006848 | SITE_00632 | Room_00012158 | Bathroom_6 | Bathroom | Bathroom Faucet | 1.3267 | 1.3267 |  | 1.5 |  | N/A | N/A | Theres a totally rad led light that activates when you turn the water on. | Bag | 0.796 |  | 1.194 |  | OR | Single Family | Bathroom Faucet | 1151 | 1362.08 | Single Family | FALSE | FALSE |  |  |  | 1807.0261 | 1626.3235 | Single Family_FALSE | Single Family_FALSE | Single Family_ | Single Family_ | Single Family_ | unknown | unknownSingle Family_ | unknownSingle Family_FALSE
Water_00006849 | SITE_00632 | Room_00012158 | Bathroom_6 | Bathroom | Shower / Bathtub combo with diverter valve | 1.5 | 1.4156 | 1.5 | 1.5 |  | All used about the same | A few times per week | N/A | Bag | 0.8492 |  | 1.274 |  | OR | Single Family | Shower | 1151 | 1362.08 | Single Family | TRUE | TRUE | TRUE | TRUE | TRUE | 2043.12 | 1735.2899 | Single Family_TRUE | Single Family_TRUE | Single Family_TRUE | Single Family_TRUE | Single Family_TRUE | 1.5gpm | 1.5gpmSingle Family_TRUE | 1.5gpmSingle Family_TRUE
Water_00006850 | SITE_00632 | Room_00012159 | Bathroom_7 | Bathroom | Bathroom Faucet | 1.3267 | 1.3267 |  | 1.5 |  | N/A | N/A | N/A | Bag | 0.796 |  | 1.194 |  | OR | Single Family | Bathroom Faucet | 1151 | 1362.08 | Single Family | FALSE | FALSE |  |  |  | 1807.0261 | 1626.3235 | Single Family_FALSE | Single Family_FALSE | Single Family_ | Single Family_ | Single Family_ | unknown | unknownSingle Family_ | unknownSingle Family_FALSE
Water_00006851 | SITE_00632 | Room_00012159 | Bathroom_7 | Bathroom | Bathroom Faucet | 1.3267 | 1.3267 |  | 1.5 |  | N/A | N/A | N/A | Bag | 0.796 |  | 1.194 |  | OR | Single Family | Bathroom Faucet | 1151 | 1362.08 | Single Family | FALSE | FALSE |  |  |  | 1807.0261 | 1626.3235 | Single Family_FALSE | Single Family_FALSE | Single Family_ | Single Family_ | Single Family_ | unknown | unknownSingle Family_ | unknownSingle Family_FALSE
Water_00006852 | SITE_00632 | Room_00012159 | Bathroom_7 | Bathroom | Shower | 1.5 | 1.4156 | 1.5 | 1.5 |  | All used about the same | Daily / Almost Daily | N/A | Bag | 0.8492 |  | 1.274 |  | OR | Single Family | Shower | 1151 | 1362.08 | Single Family | TRUE | FALSE | TRUE | TRUE | TRUE | 2043.12 | 1735.2899 | Single Family_TRUE | Single Family_FALSE | Single Family_TRUE | Single Family_TRUE | Single Family_TRUE | 1.5gpm | 1.5gpmSingle Family_TRUE | 1.5gpmSingle Family_TRUE
Water_00006853 | SITE_00597 | Room_00011696 | Kitchen_1 | Kitchen | Bathroom Faucet | 2.2111 | 2.2111 |  | 2.5 |  | N/A | N/A | N/A | Bag | 0.796 |  | 1.99 |  | OR | Single Family | Bathroom Faucet | 1116 | 1362.08 | Single Family | FALSE | FALSE |  |  |  | 3011.7102 | 2710.5392 | Single Family_FALSE | Single Family_FALSE | Single Family_ | Single Family_ | Single Family_ | unknown | unknownSingle Family_ | unknownSingle Family_FALSE
Water_00006854 | SITE_00597 | Room_00011698 | Bathroom_1 | Bathroom | Bathroom Faucet | 1.9456 | 1.9456 |  | 2.2 |  | N/A | N/A | N/A | Bag | 0.796 |  | 1.751 |  | OR | Single Family | Bathroom Faucet | 1116 | 1362.08 | Single Family | FALSE | FALSE |  |  |  | 2650.0023 | 2385.0021 | Single Family_FALSE | Single Family_FALSE | Single Family_ | Single Family_ | Single Family_ | unknown | unknownSingle Family_ | unknownSingle Family_FALSE
Water_00006855 | SITE_00597 | Room_00011698 | Bathroom_1 | Bathroom | Shower / Bathtub combo with diverter valve | 2.5 | 2.8311 | 2.5 | 3 |  | Secondary | A few times per week | Used more for baths | Bag | 0.8492 |  | 2.548 |  | OR | Single Family | Shower | 1116 | 1362.08 | Single Family | TRUE | TRUE | TRUE | TRUE | TRUE | 3405.2 | 3470.5798 | Single Family_TRUE | Single Family_TRUE | Single Family_TRUE | Single Family_TRUE | Single Family_TRUE | 2.5gpm | 2.5gpmSingle Family_TRUE | 2.5gpmSingle Family_TRUE
Water_00006856 | SITE_00597 | Room_00011704 | Bathroom_3 | Bathroom | Bathroom Faucet | 2.2111 | 2.2111 |  | 2.5 |  | N/A | N/A | N/A | Bag | 0.796 |  | 1.99 |  | OR | Single Family | Bathroom Faucet | 1116 | 1362.08 | Single Family | FALSE | FALSE |  |  |  | 3011.7102 | 2710.5392 | Single Family_FALSE | Single Family_FALSE | Single Family_ | Single Family_ | Single Family_ | unknown | unknownSingle Family_ | unknownSingle Family_FALSE
Water_00006857 | SITE_00597 | Room_00011704 | Bathroom_3 | Bathroom | Shower | 2.5 | 2.3589 | 2.5 | 2.5 |  | Primary | Daily / Almost Daily | N/A | Bag | 0.8492 |  | 2.123 |  | OR | Single Family | Shower | 1116 | 1362.08 | Single Family | TRUE | FALSE | TRUE | TRUE | TRUE | 3405.2 | 2891.6958 | Single Family_TRUE | Single Family_FALSE | Single Family_TRUE | Single Family_TRUE | Single Family_TRUE | 2.5gpm | 2.5gpmSingle Family_TRUE | 2.5gpmSingle Family_TRUE
Water_00006858 | SITE_00618 | Room_00011980 | Bathroom_1 | Bathroom | Bathroom Faucet | 1.5 |  | 1.5 |  | Unknown | N/A | N/A | N/A | Bag | 0.796 |  |  | Unknown | OR | Manufactured | Bathroom Faucet | 1137 | 1323.42 | Manufactured | FALSE | FALSE |  |  |  | 1985.13 | 0 | Manufactured_FALSE | Manufactured_FALSE | Manufactured_ | Manufactured_ | Manufactured_ | unknown | unknownManufactured_ | unknownManufactured_FALSE
Water_00006859 | SITE_00618 | Room_00011980 | Bathroom_1 | Bathroom | Shower / Bathtub combo with diverter valve | 2.5 |  | 2.5 |  | Unknown | Secondary | A few times per month | N/A | Bag | 0.8492 |  |  | Unknown | OR | Manufactured | Shower | 1137 | 1323.42 | Manufactured | TRUE | TRUE | TRUE | FALSE | FALSE | 3308.55 | 0 | Manufactured_TRUE | Manufactured_TRUE | Manufactured_TRUE | Manufactured_FALSE | Manufactured_FALSE | unknown | unknownManufactured_FALSE | unknownManufactured_TRUE
Water_00006860 | SITE_00618 | Room_00011984 | Kitchen_1 | Kitchen | Kitchen Faucet | 2 | 1.7689 | 2 | 2 |  | N/A | N/A | N/A | Bag | 0.796 |  | 1.592 |  | OR | Manufactured | Kitchen Faucet | 1137 | 1323.42 | Manufactured | FALSE | FALSE |  |  |  | 2646.84 | 2106.8846 | Manufactured_FALSE | Manufactured_FALSE | Manufactured_ | Manufactured_ | Manufactured_ | unknown | unknownManufactured_ | unknownManufactured_FALSE
Water_00006861 | SITE_01235 | Room_00017549 | Bathroom_1 | Bathroom | Bathroom Faucet | 0.88444 | 0.88444 |  | 1 |  | N/A | N/A | N/A | Bag | 0.796 |  | 0.796 |  | OR | Multifamily Residence | Bathroom Faucet | 1750 | 1307 | Multifamily Residence | FALSE | FALSE |  |  |  | 1155.9689 | 1040.372 | Multifamily Residence_FALSE | Multifamily Residence_FALSE | Multifamily Residence_ | Multifamily Residence_ | Multifamily Residence_ | unknown | unknownMultifamily Residence_ | unknownMultifamily Residence_FALSE
Water_00006862 | SITE_01235 | Room_00017549 | Bathroom_1 | Bathroom | Shower / Bathtub combo with diverter valve | 2 | 2.3589 | 2 | 2.5 |  | Primary | Daily / Almost Daily | N/A | Bag | 0.8492 |  | 2.123 |  | OR | Multifamily Residence | Shower | 1750 | 1307 | Multifamily Residence | TRUE | TRUE | TRUE | TRUE | TRUE | 2614 | 2774.761 | Multifamily Residence_TRUE | Multifamily Residence_TRUE | Multifamily Residence_TRUE | Multifamily Residence_TRUE | Multifamily Residence_TRUE | 2.0gpm | 2.0gpmMultifamily Residence_TRUE | 2.0gpmMultifamily Residence_TRUE
Water_00006863 | SITE_01235 | Room_00017553 | Kitchen_1 | Kitchen | Kitchen Faucet | 1.5 | 2.2111 | 1.5 | 2.5 |  | N/A | N/A | N/A | Bag | 0.796 |  | 1.99 |  | OR | Multifamily Residence | Kitchen Faucet | 1750 | 1307 | Multifamily Residence | FALSE | FALSE |  |  |  | 1960.5 | 2600.93 | Multifamily Residence_FALSE | Multifamily Residence_FALSE | Multifamily Residence_ | Multifamily Residence_ | Multifamily Residence_ | unknown | unknownMultifamily Residence_ | unknownMultifamily Residence_FALSE
Water_00006864 | SITE_00581 | Room_00011506 | Bathroom_1 | Bathroom | Bathroom Faucet | 1.7689 | 1.7689 |  | 2 |  | N/A | N/A | N/A | Bag | 0.796 |  | 1.592 |  | OR | Single Family | Bathroom Faucet | 1101 | 1362.08 | Single Family | FALSE | FALSE |  |  |  | 2409.3682 | 2168.4314 | Single Family_FALSE | Single Family_FALSE | Single Family_ | Single Family_ | Single Family_ | unknown | unknownSingle Family_ | unknownSingle Family_FALSE
Water_00006865 | SITE_00581 | Room_00011506 | Bathroom_1 | Bathroom | Shower / Bathtub combo with diverter valve | 1.5 | 1.2267 | 1.5 | 1.3 |  | Primary | Daily / Almost Daily | N/A | Bag | 0.8492 |  | 1.104 |  | OR | Single Family | Shower | 1101 | 1362.08 | Single Family | TRUE | TRUE | TRUE | TRUE | TRUE | 2043.12 | 1503.7363 | Single Family_TRUE | Single Family_TRUE | Single Family_TRUE | Single Family_TRUE | Single Family_TRUE | 1.5gpm | 1.5gpmSingle Family_TRUE | 1.5gpmSingle Family_TRUE
Water_00006866 | SITE_00581 | Room_00011509 | Kitchen_1 | Kitchen | Kitchen Faucet | 1.7689 | 1.7689 |  | 2 |  | N/A | N/A | N/A | Bag | 0.796 |  | 1.592 |  | OR | Single Family | Kitchen Faucet | 1101 | 1362.08 | Single Family | FALSE | FALSE |  |  |  | 2409.3682 | 2168.4314 | Single Family_FALSE | Single Family_FALSE | Single Family_ | Single Family_ | Single Family_ | unknown | unknownSingle Family_ | unknownSingle Family_FALSE
Water_00006867 | SITE_00581 | Room_00011511 | Bathroom_2 | Bathroom | Bathroom Faucet | 1 | 1.15 | 1 | 1.3 |  | N/A | N/A | N/A | Bag | 0.796 |  | 1.035 |  | OR | Single Family | Bathroom Faucet | 1101 | 1362.08 | Single Family | FALSE | FALSE |  |  |  | 1362.08 | 1409.7528 | Single Family_FALSE | Single Family_FALSE | Single Family_ | Single Family_ | Single Family_ | unknown | unknownSingle Family_ | unknownSingle Family_FALSE
Water_00006868 | SITE_01296 | Room_00018064 | Bathroom_1 | Bathroom | Bathroom Faucet | 2.2111 | 2.2111 |  | 2.5 |  | N/A | N/A | N/A | Bag | 0.796 |  | 1.99 |  | OR | Single Family | Bathroom Faucet | 1811 | 1362.08 | Single Family | FALSE | FALSE |  |  |  | 3011.7102 | 2710.5392 | Single Family_FALSE | Single Family_FALSE | Single Family_ | Single Family_ | Single Family_ | unknown | unknownSingle Family_ | unknownSingle Family_FALSE
Water_00006869 | SITE_01296 | Room_00018064 | Bathroom_1 | Bathroom | Shower | 2.6422 | 2.6422 |  | 2.8 |  | Primary | Daily / Almost Daily | N/A | Bag | 0.8492 |  | 2.378 |  | OR | Single Family | Shower | 1811 | 1362.08 | Single Family | TRUE | FALSE | TRUE | TRUE | TRUE | 3598.918 | 3239.0262 | Single Family_TRUE | Single Family_FALSE | Single Family_TRUE | Single Family_TRUE | Single Family_TRUE | gt2.5gpm | gt2.5gpmSingle Family_TRUE | gt2.5gpmSingle Family_TRUE
Water_00006870 | SITE_01296 | Room_00018065 | Bathroom_2 | Bathroom | Shower / Bathtub combo with diverter valve | 2.3589 | 2.3589 |  | 2.5 |  | Secondary | A few times per week | N/A | Bag | 0.8492 |  | 2.123 |  | OR | Single Family | Shower | 1811 | 1362.08 | Single Family | TRUE | TRUE | TRUE | TRUE | TRUE | 3212.9954 | 2891.6958 | Single Family_TRUE | Single Family_TRUE | Single Family_TRUE | Single Family_TRUE | Single Family_TRUE | 2.5gpm | 2.5gpmSingle Family_TRUE | 2.5gpmSingle Family_TRUE
Water_00006871 | SITE_01296 | Room_00018065 | Bathroom_2 | Bathroom | Bathroom Faucet | 2.6533 | 2.6533 |  | 3 |  | N/A | N/A | N/A | Bag | 0.796 |  | 2.388 |  | OR | Single Family | Bathroom Faucet | 1811 | 1362.08 | Single Family | FALSE | FALSE |  |  |  | 3614.0523 | 3252.647 | Single Family_FALSE | Single Family_FALSE | Single Family_ | Single Family_ | Single Family_ | unknown | unknownSingle Family_ | unknownSingle Family_FALSE
Water_00006872 | SITE_01296 | Room_00018068 | Kitchen_1 | Kitchen | Kitchen Faucet | 1.5 | 1.5922 | 1.5 | 1.8 |  | N/A | N/A | N/A | Bag | 0.796 |  | 1.433 |  | OR | Single Family | Kitchen Faucet | 1811 | 1362.08 | Single Family | FALSE | FALSE |  |  |  | 2043.12 | 1951.8606 | Single Family_FALSE | Single Family_FALSE | Single Family_ | Single Family_ | Single Family_ | unknown | unknownSingle Family_ | unknownSingle Family_FALSE
Water_00006873 | SITE_00618 | Room_00011991 | Bathroom_6 | Bathroom | Bathroom Faucet | 1.7689 | 1.7689 |  | 2 |  | N/A | N/A | N/A | Bag | 0.796 |  | 1.592 |  | OR | Manufactured | Bathroom Faucet | 1137 | 1323.42 | Manufactured | FALSE | FALSE |  |  |  | 2340.9829 | 2106.8846 | Manufactured_FALSE | Manufactured_FALSE | Manufactured_ | Manufactured_ | Manufactured_ | unknown | unknownManufactured_ | unknownManufactured_FALSE
Water_00006874 | SITE_00618 | Room_00011991 | Bathroom_6 | Bathroom | Shower | 2 | 2.1233 | 2 | 2.25 |  | Primary | A few times per week | N/A | Bag | 0.8492 |  | 1.911 |  | OR | Manufactured | Shower | 1137 | 1323.42 | Manufactured | TRUE | FALSE | TRUE | TRUE | TRUE | 2646.84 | 2529.0556 | Manufactured_TRUE | Manufactured_FALSE | Manufactured_TRUE | Manufactured_TRUE | Manufactured_TRUE | 2.0gpm | 2.0gpmManufactured_TRUE | 2.0gpmManufactured_TRUE
Water_00006875 | SITE_01233 | Room_00017535 | Bathroom_6 | Bathroom | Bathroom Faucet | 1 | 1.15 | 1 | 1.3 |  | N/A | N/A | N/A | Bag | 0.796 |  | 1.035 |  | OR | Multifamily Residence | Bathroom Faucet | 1748 | 1307 | Multifamily Residence | FALSE | FALSE |  |  |  | 1307 | 1352.745 | Multifamily Residence_FALSE | Multifamily Residence_FALSE | Multifamily Residence_ | Multifamily Residence_ | Multifamily Residence_ | unknown | unknownMultifamily Residence_ | unknownMultifamily Residence_FALSE
Water_00006876 | SITE_01233 | Room_00017535 | Bathroom_6 | Bathroom | Shower / Bathtub combo with diverter valve | 2.8311 | 2.8311 |  | 3 |  | Primary | A few times per week | N/A | Bag | 0.8492 |  | 2.548 |  | OR | Multifamily Residence | Shower | 1748 | 1307 | Multifamily Residence | TRUE | TRUE | TRUE | TRUE | TRUE | 3700.2622 | 3330.236 | Multifamily Residence_TRUE | Multifamily Residence_TRUE | Multifamily Residence_TRUE | Multifamily Residence_TRUE | Multifamily Residence_TRUE | gt2.5gpm | gt2.5gpmMultifamily Residence_TRUE | gt2.5gpmMultifamily Residence_TRUE
Water_00006877 | SITE_01233 | Room_00017537 | Kitchen_2 | Kitchen | Kitchen Faucet | 1.7689 | 1.7689 |  | 2 |  | N/A | N/A | N/A | Bag | 0.796 |  | 1.592 |  | OR | Multifamily Residence | Kitchen Faucet | 1748 | 1307 | Multifamily Residence | FALSE | FALSE |  |  |  | 2311.9378 | 2080.744 | Multifamily Residence_FALSE | Multifamily Residence_FALSE | Multifamily Residence_ | Multifamily Residence_ | Multifamily Residence_ | unknown | unknownMultifamily Residence_ | unknownMultifamily Residence_FALSE
Water_00006878 | SITE_01219 | Room_00017397 | Kitchen_1 | Kitchen | Kitchen Faucet | 2.2 | 1.9456 | 2.2 | 2.2 |  | N/A | N/A | N/A | Bag | 0.796 |  | 1.751 |  | OR | Manufactured | Kitchen Faucet | 1734 | 1135.4 | Manufactured | FALSE | FALSE |  |  |  | 2497.88 | 1988.0854 | Manufactured_FALSE | Manufactured_FALSE | Manufactured_ | Manufactured_ | Manufactured_ | unknown | unknownManufactured_ | unknownManufactured_FALSE
Water_00006879 | SITE_01219 | Room_00017404 | Bathroom_1 | Bathroom | Bathroom Faucet | 1.9456 | 1.9456 |  | 2.2 |  | N/A | N/A | N/A | Bag | 0.796 |  | 1.751 |  | OR | Manufactured | Bathroom Faucet | 1734 | 1135.4 | Manufactured | FALSE | FALSE |  |  |  | 2208.9838 | 1988.0854 | Manufactured_FALSE | Manufactured_FALSE | Manufactured_ | Manufactured_ | Manufactured_ | unknown | unknownManufactured_ | unknownManufactured_FALSE
Water_00006880 | SITE_01219 | Room_00017404 | Bathroom_1 | Bathroom | Shower / Bathtub combo with diverter valve | 1.6989 | 1.6989 |  | 1.8 |  | All used about the same | Daily / Almost Daily | N/A | Bag | 0.8492 |  | 1.529 |  | OR | Manufactured | Shower | 1734 | 1135.4 | Manufactured | TRUE | TRUE | TRUE | TRUE | TRUE | 1928.9184 | 1736.0266 | Manufactured_TRUE | Manufactured_TRUE | Manufactured_TRUE | Manufactured_TRUE | Manufactured_TRUE | 1.8gpm | 1.8gpmManufactured_TRUE | 1.8gpmManufactured_TRUE
Water_00006881 | SITE_01219 | Room_00017405 | Bathroom_2 | Bathroom | Bathroom Faucet | 2.2 | 1.5922 | 2.2 | 1.8 |  | N/A | N/A | N/A | Bag | 0.796 |  | 1.433 |  | OR | Manufactured | Bathroom Faucet | 1734 | 1135.4 | Manufactured | FALSE | FALSE |  |  |  | 2497.88 | 1627.0282 | Manufactured_FALSE | Manufactured_FALSE | Manufactured_ | Manufactured_ | Manufactured_ | unknown | unknownManufactured_ | unknownManufactured_FALSE
Water_00006882 | SITE_01219 | Room_00017405 | Bathroom_2 | Bathroom | Bathroom Faucet | 2.2 | 1.9456 | 2.2 | 2.2 |  | N/A | N/A | N/A | Bag | 0.796 |  | 1.751 |  | OR | Manufactured | Bathroom Faucet | 1734 | 1135.4 | Manufactured | FALSE | FALSE |  |  |  | 2497.88 | 1988.0854 | Manufactured_FALSE | Manufactured_FALSE | Manufactured_ | Manufactured_ | Manufactured_ | unknown | unknownManufactured_ | unknownManufactured_FALSE
Water_00006883 | SITE_01219 | Room_00017405 | Bathroom_2 | Bathroom | Shower | 2.2 | 1.4156 | 2.2 | 1.5 |  | All used about the same | Daily / Almost Daily | N/A | Bag | 0.8492 |  | 1.274 |  | OR | Manufactured | Shower | 1734 | 1135.4 | Manufactured | TRUE | FALSE | TRUE | TRUE | TRUE | 2497.88 | 1446.4996 | Manufactured_TRUE | Manufactured_FALSE | Manufactured_TRUE | Manufactured_TRUE | Manufactured_TRUE | 2.5gpm | 2.5gpmManufactured_TRUE | 2.5gpmManufactured_TRUE
Water_00006884 | SITE_01219 | Room_00017405 | Bathroom_2 | Bathroom | Bathtub | unknown |  |  |  | N/A | N/A | N/A | N/A | Unknown |  | N/A |  | N/A | OR | Manufactured | Bathtub | 1734 | 1135.4 | Manufactured | FALSE | FALSE |  |  |  | 0 | 0 | Manufactured_FALSE | Manufactured_FALSE | Manufactured_ | Manufactured_ | Manufactured_ | unknown | unknownManufactured_ | unknownManufactured_FALSE
Water_00006885 | SITE_01218 | Room_00017382 | Kitchen_1 | Kitchen | Kitchen Faucet | 2.2 | 1.7689 | 2.2 | 2 |  | N/A | N/A | N/A | Bag | 0.796 |  | 1.592 |  | OR | Manufactured | Kitchen Faucet | 1733 | 1135.4 | Manufactured | FALSE | FALSE |  |  |  | 2497.88 | 1807.5568 | Manufactured_FALSE | Manufactured_FALSE | Manufactured_ | Manufactured_ | Manufactured_ | unknown | unknownManufactured_ | unknownManufactured_FALSE
Water_00006886 | SITE_01218 | Room_00017387 | Bathroom_1 | Bathroom | Bathroom Faucet | 2 | 2.4767 | 2 | 2.8 |  | N/A | N/A | N/A | Bag | 0.796 |  | 2.229 |  | OR | Manufactured | Bathroom Faucet | 1733 | 1135.4 | Manufactured | FALSE | FALSE |  |  |  | 2270.8 | 2530.8066 | Manufactured_FALSE | Manufactured_FALSE | Manufactured_ | Manufactured_ | Manufactured_ | unknown | unknownManufactured_ | unknownManufactured_FALSE
Water_00006887 | SITE_01218 | Room_00017387 | Bathroom_1 | Bathroom | Bathroom Faucet | 2 | 2.4767 | 2 | 2.8 |  | N/A | N/A | N/A | Bag | 0.796 |  | 2.229 |  | OR | Manufactured | Bathroom Faucet | 1733 | 1135.4 | Manufactured | FALSE | FALSE |  |  |  | 2270.8 | 2530.8066 | Manufactured_FALSE | Manufactured_FALSE | Manufactured_ | Manufactured_ | Manufactured_ | unknown | unknownManufactured_ | unknownManufactured_FALSE
Water_00006888 | SITE_01218 | Room_00017387 | Bathroom_1 | Bathroom | Shower | 2.5 | 2.3589 | 2.5 | 2.5 |  | Primary | Daily / Almost Daily | N/A | Bag | 0.8492 |  | 2.123 |  | OR | Manufactured | Shower | 1733 | 1135.4 | Manufactured | TRUE | FALSE | TRUE | TRUE | TRUE | 2838.5 | 2410.4542 | Manufactured_TRUE | Manufactured_FALSE | Manufactured_TRUE | Manufactured_TRUE | Manufactured_TRUE | 2.5gpm | 2.5gpmManufactured_TRUE | 2.5gpmManufactured_TRUE
Water_00006889 | SITE_01218 | Room_00017387 | Bathroom_1 | Bathroom | Bathroom Faucet | unknown |  |  |  | Unknown | N/A | N/A | N/A | Bag | 0.796 |  |  | Unknown | OR | Manufactured | Bathroom Faucet | 1733 | 1135.4 | Manufactured | FALSE | FALSE |  |  |  | 0 | 0 | Manufactured_FALSE | Manufactured_FALSE | Manufactured_ | Manufactured_ | Manufactured_ | unknown | unknownManufactured_ | unknownManufactured_FALSE
Water_00006890 | SITE_01218 | Room_00017391 | Bathroom_2 | Bathroom | Bathroom Faucet | 1.3267 | 1.3267 |  | 1.5 |  | N/A | N/A | N/A | Bag | 0.796 |  | 1.194 |  | OR | Manufactured | Bathroom Faucet | 1733 | 1135.4 | Manufactured | FALSE | FALSE |  |  |  | 1506.2973 | 1355.6676 | Manufactured_FALSE | Manufactured_FALSE | Manufactured_ | Manufactured_ | Manufactured_ | unknown | unknownManufactured_ | unknownManufactured_FALSE
Water_00006891 | SITE_01218 | Room_00017391 | Bathroom_2 | Bathroom | Shower / Bathtub combo with diverter valve | 2.5 | 2.0756 | 2.5 | 2.2 |  | Never / rarely used | A few times per month | N/A | Bag | 0.8492 |  | 1.868 |  | OR | Manufactured | Shower | 1733 | 1135.4 | Manufactured | TRUE | TRUE | TRUE | TRUE | TRUE | 2838.5 | 2120.9272 | Manufactured_TRUE | Manufactured_TRUE | Manufactured_TRUE | Manufactured_TRUE | Manufactured_TRUE | 2.5gpm | 2.5gpmManufactured_TRUE | 2.5gpmManufactured_TRUE
Water_00006892 | SITE_01220 | Room_00017409 | Kitchen_1 | Kitchen | Kitchen Faucet | 1.3267 | 1.3267 |  | 1.5 |  | N/A | N/A | N/A | Bag | 0.796 |  | 1.194 |  | OR | Manufactured | Kitchen Faucet | 1735 | 1135.4 | Manufactured | FALSE | FALSE |  |  |  | 1506.2973 | 1355.6676 | Manufactured_FALSE | Manufactured_FALSE | Manufactured_ | Manufactured_ | Manufactured_ | unknown | unknownManufactured_ | unknownManufactured_FALSE
Water_00006893 | SITE_01220 | Room_00017415 | Bathroom_6 | Bathroom | Shower / Bathtub combo with diverter valve | 2.5 |  | 2.5 |  | Unknown | Primary | Daily / Almost Daily | N/A | Bag | 0.8492 |  |  | Unknown | OR | Manufactured | Shower | 1735 | 1135.4 | Manufactured | TRUE | TRUE | TRUE | FALSE | FALSE | 2838.5 | 0 | Manufactured_TRUE | Manufactured_TRUE | Manufactured_TRUE | Manufactured_FALSE | Manufactured_FALSE | unknown | unknownManufactured_FALSE | unknownManufactured_TRUE
Water_00006894 | SITE_01220 | Room_00017415 | Bathroom_6 | Bathroom | Bathroom Faucet | 2 | 1.15 | 2 | 1.3 |  | N/A | N/A | N/A | Bag | 0.796 |  | 1.035 |  | OR | Manufactured | Bathroom Faucet | 1735 | 1135.4 | Manufactured | FALSE | FALSE |  |  |  | 2270.8 | 1175.139 | Manufactured_FALSE | Manufactured_FALSE | Manufactured_ | Manufactured_ | Manufactured_ | unknown | unknownManufactured_ | unknownManufactured_FALSE
Water_00006895 | SITE_01221 | Room_00017420 | Bathroom_1 | Bathroom | Bathroom Faucet | 2 | 3.5378 | 2 | 4 |  | N/A | N/A | N/A | Bag | 0.796 |  | 3.184 |  | OR | Manufactured | Bathroom Faucet | 1736 | 1135.4 | Manufactured | FALSE | FALSE |  |  |  | 2270.8 | 3615.1136 | Manufactured_FALSE | Manufactured_FALSE | Manufactured_ | Manufactured_ | Manufactured_ | unknown | unknownManufactured_ | unknownManufactured_FALSE
Water_00006896 | SITE_01221 | Room_00017420 | Bathroom_1 | Bathroom | Shower / Bathtub combo with diverter valve | 1.8 | 2.8311 | 1.8 | 3 |  | Primary | Daily / Almost Daily | N/A | Bag | 0.8492 |  | 2.548 |  | OR | Manufactured | Shower | 1736 | 1135.4 | Manufactured | TRUE | TRUE | TRUE | TRUE | TRUE | 2043.72 | 2892.9992 | Manufactured_TRUE | Manufactured_TRUE | Manufactured_TRUE | Manufactured_TRUE | Manufactured_TRUE | 1.8gpm | 1.8gpmManufactured_TRUE | 1.8gpmManufactured_TRUE
Water_00006897 | SITE_01221 | Room_00017422 | Kitchen_1 | Kitchen | Kitchen Faucet | 3.98 | 3.98 |  | 4.5 |  | N/A | N/A | N/A | Bag | 0.796 |  | 3.582 |  | OR | Manufactured | Kitchen Faucet | 1736 | 1135.4 | Manufactured | FALSE | FALSE |  |  |  | 4518.892 | 4067.0028 | Manufactured_FALSE | Manufactured_FALSE | Manufactured_ | Manufactured_ | Manufactured_ | unknown | unknownManufactured_ | unknownManufactured_FALSE
Water_00006898 | SITE_01221 | Room_00017425 | Bathroom_2 | Bathroom | Bathroom Faucet | 2 | 1.9456 | 2 | 2.2 |  | N/A | N/A | N/A | Bag | 0.796 |  | 1.751 |  | OR | Manufactured | Bathroom Faucet | 1736 | 1135.4 | Manufactured | FALSE | FALSE |  |  |  | 2270.8 | 1988.0854 | Manufactured_FALSE | Manufactured_FALSE | Manufactured_ | Manufactured_ | Manufactured_ | unknown | unknownManufactured_ | unknownManufactured_FALSE
Water_00006899 | SITE_01221 | Room_00017425 | Bathroom_2 | Bathroom | Shower / Bathtub combo with diverter valve | 2.5 | 2.8311 | 2.5 | 3 |  | Secondary | A few times per year | N/A | Bag | 0.8492 |  | 2.548 |  | OR | Manufactured | Shower | 1736 | 1135.4 | Manufactured | TRUE | TRUE | TRUE | TRUE | TRUE | 2838.5 | 2892.9992 | Manufactured_TRUE | Manufactured_TRUE | Manufactured_TRUE | Manufactured_TRUE | Manufactured_TRUE | 2.5gpm | 2.5gpmManufactured_TRUE | 2.5gpmManufactured_TRUE
Water_00006900 | SITE_00562 | Room_00011192 | Bathroom_1 | Bathroom | Bathroom Faucet | 1.5 |  | 1.5 |  | Unknown | N/A | N/A | Tap is turned off underneath due to leak - cant test | Bag | 0.796 |  |  | Unknown | OR | Single Family | Bathroom Faucet | 1082 | 1362.08 | Single Family | FALSE | FALSE |  |  |  | 2043.12 | 0 | Single Family_FALSE | Single Family_FALSE | Single Family_ | Single Family_ | Single Family_ | unknown | unknownSingle Family_ | unknownSingle Family_FALSE
Water_00006901 | SITE_00562 | Room_00011192 | Bathroom_1 | Bathroom | Shower / Bathtub combo with diverter valve | 1.5 | 1.8867 | 1.5 | 2 |  | All used about the same | A few times per week | N/A | Bag | 0.8492 |  | 1.698 |  | OR | Single Family | Shower | 1082 | 1362.08 | Single Family | TRUE | TRUE | TRUE | TRUE | TRUE | 2043.12 | 2312.8118 | Single Family_TRUE | Single Family_TRUE | Single Family_TRUE | Single Family_TRUE | Single Family_TRUE | 1.5gpm | 1.5gpmSingle Family_TRUE | 1.5gpmSingle Family_TRUE
Water_00006902 | SITE_00562 | Room_00011195 | Bathroom_2 | Bathroom | Bathroom Faucet | 1 | 1.0611 | 1 | 1.2 |  | N/A | N/A | N/A | Bag | 0.796 |  | 0.955 |  | OR | Single Family | Bathroom Faucet | 1082 | 1362.08 | Single Family | FALSE | FALSE |  |  |  | 1362.08 | 1300.7864 | Single Family_FALSE | Single Family_FALSE | Single Family_ | Single Family_ | Single Family_ | unknown | unknownSingle Family_ | unknownSingle Family_FALSE
Water_00006903 | SITE_00562 | Room_00011195 | Bathroom_2 | Bathroom | Shower / Bathtub combo with diverter valve | 1.5 | 1.8867 | 1.5 | 2 |  | All used about the same | Daily / Almost Daily | N/A | Bag | 0.8492 |  | 1.698 |  | OR | Single Family | Shower | 1082 | 1362.08 | Single Family | TRUE | TRUE | TRUE | TRUE | TRUE | 2043.12 | 2312.8118 | Single Family_TRUE | Single Family_TRUE | Single Family_TRUE | Single Family_TRUE | Single Family_TRUE | 1.5gpm | 1.5gpmSingle Family_TRUE | 1.5gpmSingle Family_TRUE
Water_00006904 | SITE_00562 | Room_00011197 | Living Room_1 | Living Room | Kitchen Faucet | 1.5 | 1.0611 | 1.5 | 1.2 |  | N/A | N/A | N/A | Bag | 0.796 |  | 0.955 |  | OR | Single Family | Kitchen Faucet | 1082 | 1362.08 | Single Family | FALSE | FALSE |  |  |  | 2043.12 | 1300.7864 | Single Family_FALSE | Single Family_FALSE | Single Family_ | Single Family_ | Single Family_ | unknown | unknownSingle Family_ | unknownSingle Family_FALSE
Water_00006905 | SITE_00562 | Room_00011201 | Bathroom_3 | Bathroom | Bathroom Faucet | 1 | 0.88444 | 1 | 1 |  | N/A | N/A | N/A | Bag | 0.796 |  | 0.796 |  | OR | Single Family | Bathroom Faucet | 1082 | 1362.08 | Single Family | FALSE | FALSE |  |  |  | 1362.08 | 1084.2157 | Single Family_FALSE | Single Family_FALSE | Single Family_ | Single Family_ | Single Family_ | unknown | unknownSingle Family_ | unknownSingle Family_FALSE
Water_00006906 | SITE_00562 | Room_00011201 | Bathroom_3 | Bathroom | Shower / Bathtub combo with diverter valve | 1.5 | 1.4156 | 1.5 | 1.5 |  | Secondary | A few times per year | N/A | Bag | 0.8492 |  | 1.274 |  | OR | Single Family | Shower | 1082 | 1362.08 | Single Family | TRUE | TRUE | TRUE | TRUE | TRUE | 2043.12 | 1735.2899 | Single Family_TRUE | Single Family_TRUE | Single Family_TRUE | Single Family_TRUE | Single Family_TRUE | 1.5gpm | 1.5gpmSingle Family_TRUE | 1.5gpmSingle Family_TRUE
Water_00006907 | SITE_00596 | Room_00011681 | Kitchen_1 | Kitchen | Kitchen Faucet | 3.0956 | 3.0956 |  | 3.5 |  | N/A | N/A | N/A | Bag | 0.796 |  | 2.786 |  | OR | Single Family | Kitchen Faucet | 1115 | 1362.08 | Single Family | FALSE | FALSE |  |  |  | 4216.3943 | 3794.7549 | Single Family_FALSE | Single Family_FALSE | Single Family_ | Single Family_ | Single Family_ | unknown | unknownSingle Family_ | unknownSingle Family_FALSE
Water_00006908 | SITE_00596 | Room_00011684 | Bathroom_1 | Bathroom | Bathroom Faucet | 1.5 | 1.0611 | 1.5 | 1.2 |  | N/A | N/A | N/A | Bag | 0.796 |  | 0.955 |  | OR | Single Family | Bathroom Faucet | 1115 | 1362.08 | Single Family | FALSE | FALSE |  |  |  | 2043.12 | 1300.7864 | Single Family_FALSE | Single Family_FALSE | Single Family_ | Single Family_ | Single Family_ | unknown | unknownSingle Family_ | unknownSingle Family_FALSE
Water_00006909 | SITE_00596 | Room_00011684 | Bathroom_1 | Bathroom | Shower / Bathtub combo with diverter valve | 2.5 | 1.6044 | 2.5 | 1.7 |  | Primary | A few times per week | N/A | Bag | 0.8492 |  | 1.444 |  | OR | Single Family | Shower | 1115 | 1362.08 | Single Family | TRUE | TRUE | TRUE | TRUE | TRUE | 3405.2 | 1966.8435 | Single Family_TRUE | Single Family_TRUE | Single Family_TRUE | Single Family_TRUE | Single Family_TRUE | 2.5gpm | 2.5gpmSingle Family_TRUE | 2.5gpmSingle Family_TRUE
Water_00006910 | SITE_00631 | Room_00012137 | Kitchen_1 | Kitchen | Kitchen Faucet | 3.0956 | 3.0956 |  | 3.5 |  | N/A | N/A | N/A | Bag | 0.796 |  | 2.786 |  | OR | Single Family | Kitchen Faucet | 1150 | 1362.08 | Single Family | FALSE | FALSE |  |  |  | 4216.3943 | 3794.7549 | Single Family_FALSE | Single Family_FALSE | Single Family_ | Single Family_ | Single Family_ | unknown | unknownSingle Family_ | unknownSingle Family_FALSE
Water_00006911 | SITE_00631 | Room_00012138 | Bathroom_1 | Bathroom | Bathroom Faucet | 2.2111 | 2.2111 |  | 2.5 |  | N/A | N/A | N/A | Bag | 0.796 |  | 1.99 |  | OR | Single Family | Bathroom Faucet | 1150 | 1362.08 | Single Family | FALSE | FALSE |  |  |  | 3011.7102 | 2710.5392 | Single Family_FALSE | Single Family_FALSE | Single Family_ | Single Family_ | Single Family_ | unknown | unknownSingle Family_ | unknownSingle Family_FALSE
Water_00006912 | SITE_00631 | Room_00012138 | Bathroom_1 | Bathroom | Shower / Bathtub combo with diverter valve | 2.5 |  | 2.5 |  | Unknown | Primary | Daily / Almost Daily | Did not test, items in tub | Bag | 0.8492 |  |  | Unknown | OR | Single Family | Shower | 1150 | 1362.08 | Single Family | TRUE | TRUE | TRUE | FALSE | FALSE | 3405.2 | 0 | Single Family_TRUE | Single Family_TRUE | Single Family_TRUE | Single Family_FALSE | Single Family_FALSE | unknown | unknownSingle Family_FALSE | unknownSingle Family_TRUE
Water_00006913 | SITE_00631 | Room_00012141 | Bathroom_2 | Bathroom | Bathroom Faucet | 2 | 2.2111 | 2 | 2.5 |  | N/A | N/A | N/A | Bag | 0.796 |  | 1.99 |  | OR | Single Family | Bathroom Faucet | 1150 | 1362.08 | Single Family | FALSE | FALSE |  |  |  | 2724.16 | 2710.5392 | Single Family_FALSE | Single Family_FALSE | Single Family_ | Single Family_ | Single Family_ | unknown | unknownSingle Family_ | unknownSingle Family_FALSE
Water_00006914 | SITE_00631 | Room_00012141 | Bathroom_2 | Bathroom | Shower / Bathtub combo with diverter valve | unknown |  |  |  | Unknown | Secondary | A few times per year | Kids tub. No shower curtain | Bag | 0.8492 |  |  | Unknown | OR | Single Family | Shower | 1150 | 1362.08 | Single Family | TRUE | TRUE | FALSE | FALSE | FALSE | 0 | 0 | Single Family_TRUE | Single Family_TRUE | Single Family_FALSE | Single Family_FALSE | Single Family_FALSE | unknown | unknownSingle Family_FALSE | unknownSingle Family_TRUE
Water_00006915 | SITE_01230 | Room_00017512 | Kitchen_1 | Kitchen | Kitchen Faucet | 2.2 | 1.4156 | 2.2 | 1.6 |  | N/A | N/A | N/A | Bag | 0.796 |  | 1.274 |  | OR | Multifamily Residence | Kitchen Faucet | 1745 | 819.89 | Multifamily Residence | FALSE | FALSE |  |  |  | 1803.758 | 1044.5399 | Multifamily Residence_FALSE | Multifamily Residence_FALSE | Multifamily Residence_ | Multifamily Residence_ | Multifamily Residence_ | unknown | unknownMultifamily Residence_ | unknownMultifamily Residence_FALSE
Water_00006916 | SITE_01230 | Room_00017515 | Bathroom_1 | Bathroom | Bathroom Faucet | 1.99 | 1.99 |  | 2.25 |  | N/A | N/A | N/A | Bag | 0.796 |  | 1.791 |  | OR | Multifamily Residence | Bathroom Faucet | 1745 | 819.89 | Multifamily Residence | FALSE | FALSE |  |  |  | 1631.5811 | 1468.423 | Multifamily Residence_FALSE | Multifamily Residence_FALSE | Multifamily Residence_ | Multifamily Residence_ | Multifamily Residence_ | unknown | unknownMultifamily Residence_ | unknownMultifamily Residence_FALSE
Water_00006917 | SITE_01230 | Room_00017515 | Bathroom_1 | Bathroom | Shower / Bathtub combo with diverter valve | unknown |  |  |  | Unknown | Primary | Daily / Almost Daily | N/A | Bag | 0.8492 |  |  | Unknown | OR | Multifamily Residence | Shower | 1745 | 819.89 | Multifamily Residence | TRUE | TRUE | FALSE | FALSE | FALSE | 0 | 0 | Multifamily Residence_TRUE | Multifamily Residence_TRUE | Multifamily Residence_FALSE | Multifamily Residence_FALSE | Multifamily Residence_FALSE | unknown | unknownMultifamily Residence_FALSE | unknownMultifamily Residence_TRUE
Water_00006918 | SITE_00612 | Room_00011891 | Bathroom_6 | Bathroom | Bathroom Faucet | 1.8578 | 1.8578 |  | 2.1 |  | N/A | N/A | N/A | Bag | 0.796 |  | 1.672 |  | OR | Single Family | Bathroom Faucet | 1131 | 1362.08 | Single Family | FALSE | FALSE |  |  |  | 2530.442 | 2277.3978 | Single Family_FALSE | Single Family_FALSE | Single Family_ | Single Family_ | Single Family_ | unknown | unknownSingle Family_ | unknownSingle Family_FALSE
Water_00006919 | SITE_00612 | Room_00011891 | Bathroom_6 | Bathroom | Bathroom Faucet | 1.8578 | 1.8578 |  | 2.1 |  | N/A | N/A | N/A | Bag | 0.796 |  | 1.672 |  | OR | Single Family | Bathroom Faucet | 1131 | 1362.08 | Single Family | FALSE | FALSE |  |  |  | 2530.442 | 2277.3978 | Single Family_FALSE | Single Family_FALSE | Single Family_ | Single Family_ | Single Family_ | unknown | unknownSingle Family_ | unknownSingle Family_FALSE
Water_00006920 | SITE_00612 | Room_00011891 | Bathroom_6 | Bathroom | Shower | 2.5 | 1.51 | 2.5 | 1.6 |  | All used about the same | Daily / Almost Daily | N/A | Bag | 0.8492 |  | 1.359 |  | OR | Single Family | Shower | 1131 | 1362.08 | Single Family | TRUE | FALSE | TRUE | TRUE | TRUE | 3405.2 | 1851.0667 | Single Family_TRUE | Single Family_FALSE | Single Family_TRUE | Single Family_TRUE | Single Family_TRUE | 2.5gpm | 2.5gpmSingle Family_TRUE | 2.5gpmSingle Family_TRUE
Water_00006921 | SITE_01232 | Room_00017522 | Bathroom_1 | Bathroom | Bathroom Faucet | 1 | 1.0611 | 1 | 1.2 |  | N/A | N/A | N/A | Bag | 0.796 |  | 0.955 |  | OR | Multifamily Residence | Bathroom Faucet | 1747 | 1307 | Multifamily Residence | FALSE | FALSE |  |  |  | 1307 | 1248.185 | Multifamily Residence_FALSE | Multifamily Residence_FALSE | Multifamily Residence_ | Multifamily Residence_ | Multifamily Residence_ | unknown | unknownMultifamily Residence_ | unknownMultifamily Residence_FALSE
Water_00006922 | SITE_01232 | Room_00017522 | Bathroom_1 | Bathroom | Shower / Bathtub combo with diverter valve | 2.5 | 2.8311 | 2.5 | 3 |  | Primary | Daily / Almost Daily | N/A | Bag | 0.8492 |  | 2.548 |  | OR | Multifamily Residence | Shower | 1747 | 1307 | Multifamily Residence | TRUE | TRUE | TRUE | TRUE | TRUE | 3267.5 | 3330.236 | Multifamily Residence_TRUE | Multifamily Residence_TRUE | Multifamily Residence_TRUE | Multifamily Residence_TRUE | Multifamily Residence_TRUE | 2.5gpm | 2.5gpmMultifamily Residence_TRUE | 2.5gpmMultifamily Residence_TRUE
Water_00006923 | SITE_01232 | Room_00017525 | Kitchen_1 | Kitchen | Kitchen Faucet | 1.68 | 1.68 |  | 1.9 |  | N/A | N/A | N/A | Bag | 0.796 |  | 1.512 |  | OR | Multifamily Residence | Kitchen Faucet | 1747 | 1307 | Multifamily Residence | FALSE | FALSE |  |  |  | 2195.76 | 1976.184 | Multifamily Residence_FALSE | Multifamily Residence_FALSE | Multifamily Residence_ | Multifamily Residence_ | Multifamily Residence_ | unknown | unknownMultifamily Residence_ | unknownMultifamily Residence_FALSE
Water_00006924 | SITE_01231 | Room_00017518 | Kitchen_1 | Kitchen | Kitchen Faucet | 1.5 | 1.3267 | 1.5 | 1.5 |  | N/A | N/A | N/A | Bag | 0.796 |  | 1.194 |  | OR | Multifamily Residence | Kitchen Faucet | 1746 | 819.89 | Multifamily Residence | FALSE | FALSE |  |  |  | 1229.835 | 978.9487 | Multifamily Residence_FALSE | Multifamily Residence_FALSE | Multifamily Residence_ | Multifamily Residence_ | Multifamily Residence_ | unknown | unknownMultifamily Residence_ | unknownMultifamily Residence_FALSE
Water_00006925 | SITE_00619 | Room_00011996 | Kitchen_1 | Kitchen | Kitchen Faucet | 2.2 | 1.7689 | 2.2 | 2 |  | N/A | N/A | N/A | Bag | 0.796 |  | 1.592 |  | OR | Single Family | Kitchen Faucet | 1138 | 2348.97 | Single Family | FALSE | FALSE |  |  |  | 5167.734 | 3739.5602 | Single Family_FALSE | Single Family_FALSE | Single Family_ | Single Family_ | Single Family_ | unknown | unknownSingle Family_ | unknownSingle Family_FALSE
Water_00006926 | SITE_00619 | Room_00011999 | Bedroom_1 | Bedroom | Bathroom Faucet | 1.5 | 1.15 | 1.5 | 1.3 |  | N/A | N/A | N/A | Bag | 0.796 |  | 1.035 |  | OR | Single Family | Bathroom Faucet | 1138 | 2348.97 | Single Family | FALSE | FALSE |  |  |  | 3523.455 | 2431.1839 | Single Family_FALSE | Single Family_FALSE | Single Family_ | Single Family_ | Single Family_ | unknown | unknownSingle Family_ | unknownSingle Family_FALSE
Water_00006927 | SITE_00619 | Room_00011999 | Bedroom_1 | Bedroom | Bathroom Faucet | 1.5 | 3.3611 | 1.5 | 3.8 |  | N/A | N/A | N/A | Bag | 0.796 |  | 3.025 |  | OR | Single Family | Bathroom Faucet | 1138 | 2348.97 | Single Family | FALSE | FALSE |  |  |  | 3523.455 | 7105.6342 | Single Family_FALSE | Single Family_FALSE | Single Family_ | Single Family_ | Single Family_ | unknown | unknownSingle Family_ | unknownSingle Family_FALSE
Water_00006928 | SITE_00619 | Room_00011999 | Bedroom_1 | Bedroom | Shower | 2.5 | 1.4156 | 2.5 | 1.5 |  | Primary | Daily / Almost Daily | N/A | Bag | 0.8492 |  | 1.274 |  | OR | Single Family | Shower | 1138 | 2348.97 | Single Family | TRUE | FALSE | TRUE | TRUE | TRUE | 5872.425 | 2992.5878 | Single Family_TRUE | Single Family_FALSE | Single Family_TRUE | Single Family_TRUE | Single Family_TRUE | 2.5gpm | 2.5gpmSingle Family_TRUE | 2.5gpmSingle Family_TRUE
Water_00006929 | SITE_00619 | Room_00012002 | Bathroom_1 | Bathroom | Bathroom Faucet | 1.4156 | 1.4156 |  | 1.6 |  | N/A | N/A | N/A | Bag | 0.796 |  | 1.274 |  | OR | Single Family | Bathroom Faucet | 1138 | 2348.97 | Single Family | FALSE | FALSE |  |  |  | 3325.0975 | 2992.5878 | Single Family_FALSE | Single Family_FALSE | Single Family_ | Single Family_ | Single Family_ | unknown | unknownSingle Family_ | unknownSingle Family_FALSE
Water_00006930 | SITE_00619 | Room_00012002 | Bathroom_1 | Bathroom | Shower / Bathtub combo with diverter valve | 1.4156 | 1.4156 |  | 1.5 |  | Secondary | A few times per year | N/A | Bag | 0.8492 |  | 1.274 |  | OR | Single Family | Shower | 1138 | 2348.97 | Single Family | TRUE | TRUE | TRUE | TRUE | TRUE | 3325.0975 | 2992.5878 | Single Family_TRUE | Single Family_TRUE | Single Family_TRUE | Single Family_TRUE | Single Family_TRUE | <1.5gpm | <1.5gpmSingle Family_TRUE | <1.5gpmSingle Family_TRUE
Water_00006931 | SITE_00612 | Room_00011897 | Laundry_1 | Laundry | Bathroom Faucet | 1.3267 | 1.3267 |  | 1.5 |  | N/A | N/A | N/A | Bag | 0.796 |  | 1.194 |  | OR | Single Family | Bathroom Faucet | 1131 | 1362.08 | Single Family | FALSE | FALSE |  |  |  | 1807.0261 | 1626.3235 | Single Family_FALSE | Single Family_FALSE | Single Family_ | Single Family_ | Single Family_ | unknown | unknownSingle Family_ | unknownSingle Family_FALSE
Water_00006932 | SITE_00612 | Room_00011899 | Kitchen_1 | Kitchen | Kitchen Faucet | 2 | 1.4156 | 2 | 1.6 |  | N/A | N/A | N/A | Bag | 0.796 |  | 1.274 |  | OR | Single Family | Kitchen Faucet | 1131 | 1362.08 | Single Family | FALSE | FALSE |  |  |  | 2724.16 | 1735.2899 | Single Family_FALSE | Single Family_FALSE | Single Family_ | Single Family_ | Single Family_ | unknown | unknownSingle Family_ | unknownSingle Family_FALSE
Water_00006933 | SITE_00612 | Room_00011901 | Bathroom_1 | Bathroom | Bathroom Faucet | 2 | 1.9456 | 2 | 2.2 |  | N/A | N/A | N/A | Bag | 0.796 |  | 1.751 |  | OR | Single Family | Bathroom Faucet | 1131 | 1362.08 | Single Family | FALSE | FALSE |  |  |  | 2724.16 | 2385.0021 | Single Family_FALSE | Single Family_FALSE | Single Family_ | Single Family_ | Single Family_ | unknown | unknownSingle Family_ | unknownSingle Family_FALSE
Water_00006934 | SITE_00612 | Room_00011901 | Bathroom_1 | Bathroom | Shower / Bathtub combo with diverter valve | 1.2267 | 1.2267 |  | 1.3 |  | Secondary | A few times per week | N/A | Bag | 0.8492 |  | 1.104 |  | OR | Single Family | Shower | 1131 | 1362.08 | Single Family | TRUE | TRUE | TRUE | TRUE | TRUE | 1670.8181 | 1503.7363 | Single Family_TRUE | Single Family_TRUE | Single Family_TRUE | Single Family_TRUE | Single Family_TRUE | <1.5gpm | <1.5gpmSingle Family_TRUE | <1.5gpmSingle Family_TRUE
Water_00006935 | SITE_00627 | Room_00012096 | Kitchen_1 | Kitchen | Kitchen Faucet | 1.5 | 1.5033 | 1.5 | 1.7 |  | N/A | N/A | N/A | Bag | 0.796 |  | 1.353 |  | OR | Single Family | Kitchen Faucet | 1146 | 1362.08 | Single Family | FALSE | FALSE |  |  |  | 2043.12 | 1842.8942 | Single Family_FALSE | Single Family_FALSE | Single Family_ | Single Family_ | Single Family_ | unknown | unknownSingle Family_ | unknownSingle Family_FALSE
Water_00006936 | SITE_00627 | Room_00012101 | Bathroom_1 | Bathroom | Bathroom Faucet | 2.2 | 3.0956 | 2.2 | 3.5 |  | N/A | N/A | N/A | Bag | 0.796 |  | 2.786 |  | OR | Single Family | Bathroom Faucet | 1146 | 1362.08 | Single Family | FALSE | FALSE |  |  |  | 2996.576 | 3794.7549 | Single Family_FALSE | Single Family_FALSE | Single Family_ | Single Family_ | Single Family_ | unknown | unknownSingle Family_ | unknownSingle Family_FALSE
Water_00006937 | SITE_00627 | Room_00012101 | Bathroom_1 | Bathroom | Shower / Bathtub combo with diverter valve | 1.75 | 1.8867 | 1.75 | 2 |  | Primary | Daily / Almost Daily | N/A | Bag | 0.8492 |  | 1.698 |  | OR | Single Family | Shower | 1146 | 1362.08 | Single Family | TRUE | TRUE | TRUE | TRUE | TRUE | 2383.64 | 2312.8118 | Single Family_TRUE | Single Family_TRUE | Single Family_TRUE | Single Family_TRUE | Single Family_TRUE | 1.8gpm | 1.8gpmSingle Family_TRUE | 1.8gpmSingle Family_TRUE
Water_00006938 | SITE_00788 | Room_00014275 | Kitchen_1 | Kitchen | Kitchen Faucet | 2 |  | 2 |  | Unknown | N/A | N/A | N/A | Bag | 0.796 |  |  | Unknown | WA | Single Family | Kitchen Faucet | 1307 | 3805.5 | Single Family | FALSE | FALSE |  |  |  | 7611 | 0 | Single Family_FALSE | Single Family_FALSE | Single Family_ | Single Family_ | Single Family_ | unknown | unknownSingle Family_ | unknownSingle Family_FALSE
Water_00006939 | SITE_00788 | Room_00014281 | Bathroom_1 | Bathroom | Bathroom Faucet | unknown |  |  | 2 |  | N/A | N/A | N/A | Unknown |  | N/A |  | N/A | WA | Single Family | Bathroom Faucet | 1307 | 3805.5 | Single Family | FALSE | FALSE |  |  |  | 0 | 0 | Single Family_FALSE | Single Family_FALSE | Single Family_ | Single Family_ | Single Family_ | unknown | unknownSingle Family_ | unknownSingle Family_FALSE
Water_00006940 | SITE_00788 | Room_00014281 | Bathroom_1 | Bathroom | Shower | unknown |  |  |  | Unknown | Secondary | A few times per year | Used for storage. | Unknown |  | N/A |  | N/A | WA | Single Family | Shower | 1307 | 3805.5 | Single Family | TRUE | FALSE | FALSE | FALSE | FALSE | 0 | 0 | Single Family_TRUE | Single Family_FALSE | Single Family_FALSE | Single Family_FALSE | Single Family_FALSE | unknown | unknownSingle Family_FALSE | unknownSingle Family_TRUE
Water_00006941 | SITE_00788 | Room_00014282 | Bathroom_2 | Bathroom | Shower | unknown |  |  | 2.5 |  | Primary | Daily / Almost Daily | N/A | Unknown |  | N/A |  | N/A | WA | Single Family | Shower | 1307 | 3805.5 | Single Family | TRUE | FALSE | FALSE | FALSE | FALSE | 0 | 0 | Single Family_TRUE | Single Family_FALSE | Single Family_FALSE | Single Family_FALSE | Single Family_FALSE | unknown | unknownSingle Family_FALSE | unknownSingle Family_TRUE
Water_00006942 | SITE_00788 | Room_00014282 | Bathroom_2 | Bathroom | Bathroom Faucet | unknown |  |  | 3 |  | N/A | N/A | N/A | Unknown |  | N/A |  | N/A | WA | Single Family | Bathroom Faucet | 1307 | 3805.5 | Single Family | FALSE | FALSE |  |  |  | 0 | 0 | Single Family_FALSE | Single Family_FALSE | Single Family_ | Single Family_ | Single Family_ | unknown | unknownSingle Family_ | unknownSingle Family_FALSE
Water_00006943 | SITE_00767 | Room_00013974 | Bathroom_6 | Bathroom | Shower / Bathtub combo with diverter valve | unknown |  |  | 3 |  | Primary | A few times per week | N/A | Unknown |  | N/A |  | N/A | WA | Single Family | Shower | 1286 | 3805.5 | Single Family | TRUE | TRUE | FALSE | FALSE | FALSE | 0 | 0 | Single Family_TRUE | Single Family_TRUE | Single Family_FALSE | Single Family_FALSE | Single Family_FALSE | unknown | unknownSingle Family_FALSE | unknownSingle Family_TRUE
Water_00006944 | SITE_00767 | Room_00013974 | Bathroom_6 | Bathroom | Bathroom Faucet | unknown |  |  |  | Unknown | N/A | N/A | Faucet disconnected | Unknown |  | N/A |  | N/A | WA | Single Family | Bathroom Faucet | 1286 | 3805.5 | Single Family | FALSE | FALSE |  |  |  | 0 | 0 | Single Family_FALSE | Single Family_FALSE | Single Family_ | Single Family_ | Single Family_ | unknown | unknownSingle Family_ | unknownSingle Family_FALSE
Water_00006945 | SITE_00763 | Room_00013906 | Bathroom_1 | Bathroom | Bathroom Faucet | unknown |  |  | 3 |  | N/A | N/A | N/A | Unknown |  | N/A |  | N/A | WA | Single Family | Bathroom Faucet | 1282 | 3805.5 | Single Family | FALSE | FALSE |  |  |  | 0 | 0 | Single Family_FALSE | Single Family_FALSE | Single Family_ | Single Family_ | Single Family_ | unknown | unknownSingle Family_ | unknownSingle Family_FALSE
Water_00006946 | SITE_00763 | Room_00013906 | Bathroom_1 | Bathroom | Shower | 1.5 |  | 1.5 | 2.5 |  | Secondary | A few times per year | N/A | Unknown |  | N/A |  | N/A | WA | Single Family | Shower | 1282 | 3805.5 | Single Family | TRUE | FALSE | TRUE | FALSE | FALSE | 5708.25 | 0 | Single Family_TRUE | Single Family_FALSE | Single Family_TRUE | Single Family_FALSE | Single Family_FALSE | unknown | unknownSingle Family_FALSE | unknownSingle Family_TRUE
Water_00006947 | SITE_00763 | Room_00013913 | Kitchen_1 | Kitchen | Kitchen Faucet | 1.7689 | 1.7689 |  | 2 |  | N/A | N/A | N/A | Bag | 0.796 |  | 1.592 |  | WA | Single Family | Kitchen Faucet | 1282 | 3805.5 | Single Family | FALSE | FALSE |  |  |  | 6731.5067 | 6058.356 | Single Family_FALSE | Single Family_FALSE | Single Family_ | Single Family_ | Single Family_ | unknown | unknownSingle Family_ | unknownSingle Family_FALSE
Water_00006948 | SITE_00763 | Room_00013916 | Bathroom_2 | Bathroom | Bathroom Faucet | unknown |  |  | 4 |  | N/A | N/A | N/A | Unknown |  | N/A |  | N/A | WA | Single Family | Bathroom Faucet | 1282 | 3805.5 | Single Family | FALSE | FALSE |  |  |  | 0 | 0 | Single Family_FALSE | Single Family_FALSE | Single Family_ | Single Family_ | Single Family_ | unknown | unknownSingle Family_ | unknownSingle Family_FALSE
Water_00006949 | SITE_00763 | Room_00013916 | Bathroom_2 | Bathroom | Bathroom Faucet | unknown |  |  | 4 |  | N/A | N/A | N/A | Unknown |  | N/A |  | N/A | WA | Single Family | Bathroom Faucet | 1282 | 3805.5 | Single Family | FALSE | FALSE |  |  |  | 0 | 0 | Single Family_FALSE | Single Family_FALSE | Single Family_ | Single Family_ | Single Family_ | unknown | unknownSingle Family_ | unknownSingle Family_FALSE
Water_00006950 | SITE_00763 | Room_00013916 | Bathroom_2 | Bathroom | Shower | 1.5 |  | 1.5 | 1.5 |  | Primary | Unknown | N/A | Unknown |  | N/A |  | N/A | WA | Single Family | Shower | 1282 | 3805.5 | Single Family | TRUE | FALSE | TRUE | FALSE | FALSE | 5708.25 | 0 | Single Family_TRUE | Single Family_FALSE | Single Family_TRUE | Single Family_FALSE | Single Family_FALSE | unknown | unknownSingle Family_FALSE | unknownSingle Family_TRUE
Water_00006951 | SITE_00763 | Room_00013918 | Bathroom_3 | Bathroom | Bathroom Faucet | unknown |  |  | 2.5 |  | N/A | N/A | N/A | Unknown |  | N/A |  | N/A | WA | Single Family | Bathroom Faucet | 1282 | 3805.5 | Single Family | FALSE | FALSE |  |  |  | 0 | 0 | Single Family_FALSE | Single Family_FALSE | Single Family_ | Single Family_ | Single Family_ | unknown | unknownSingle Family_ | unknownSingle Family_FALSE
Water_00006952 | SITE_00763 | Room_00013918 | Bathroom_3 | Bathroom | Bathroom Faucet | unknown |  |  | 2 |  | N/A | N/A | N/A | Unknown |  | N/A |  | N/A | WA | Single Family | Bathroom Faucet | 1282 | 3805.5 | Single Family | FALSE | FALSE |  |  |  | 0 | 0 | Single Family_FALSE | Single Family_FALSE | Single Family_ | Single Family_ | Single Family_ | unknown | unknownSingle Family_ | unknownSingle Family_FALSE
Water_00006953 | SITE_00768 | Room_00013988 | Kitchen_1 | Kitchen | Kitchen Faucet | 2.2111 | 2.2111 |  | 2.5 |  | N/A | N/A | N/A | Bag | 0.796 |  | 1.99 |  | WA | Single Family | Kitchen Faucet | 1287 | 3805.5 | Single Family | FALSE | FALSE |  |  |  | 8414.3833 | 7572.945 | Single Family_FALSE | Single Family_FALSE | Single Family_ | Single Family_ | Single Family_ | unknown | unknownSingle Family_ | unknownSingle Family_FALSE
Water_00006954 | SITE_00768 | Room_00013990 | Bathroom_1 | Bathroom | Bathroom Faucet | unknown |  |  | 2 |  | N/A | N/A | N/A | Unknown |  | N/A |  | N/A | WA | Single Family | Bathroom Faucet | 1287 | 3805.5 | Single Family | FALSE | FALSE |  |  |  | 0 | 0 | Single Family_FALSE | Single Family_FALSE | Single Family_ | Single Family_ | Single Family_ | unknown | unknownSingle Family_ | unknownSingle Family_FALSE
Water_00006955 | SITE_00768 | Room_00013996 | Bathroom_2 | Bathroom | Shower | unknown |  |  | 3 |  | Secondary | A few times per year | N/A | Unknown |  | N/A |  | N/A | WA | Single Family | Shower | 1287 | 3805.5 | Single Family | TRUE | FALSE | FALSE | FALSE | FALSE | 0 | 0 | Single Family_TRUE | Single Family_FALSE | Single Family_FALSE | Single Family_FALSE | Single Family_FALSE | unknown | unknownSingle Family_FALSE | unknownSingle Family_TRUE
Water_00006956 | SITE_00768 | Room_00014000 | Bedroom_2 | Bedroom | Bathroom Faucet | 1.5 |  | 1.5 | 1.5 |  | N/A | N/A | N/A | Unknown |  | N/A |  | N/A | WA | Single Family | Bathroom Faucet | 1287 | 3805.5 | Single Family | FALSE | FALSE |  |  |  | 5708.25 | 0 | Single Family_FALSE | Single Family_FALSE | Single Family_ | Single Family_ | Single Family_ | unknown | unknownSingle Family_ | unknownSingle Family_FALSE
Water_00006957 | SITE_00768 | Room_00014001 | Bathroom_3 | Bathroom | Shower | 2.5 |  | 2.5 | 3 |  | Primary | Daily / Almost Daily | N/A | Unknown |  | N/A |  | N/A | WA | Single Family | Shower | 1287 | 3805.5 | Single Family | TRUE | FALSE | TRUE | FALSE | FALSE | 9513.75 | 0 | Single Family_TRUE | Single Family_FALSE | Single Family_TRUE | Single Family_FALSE | Single Family_FALSE | unknown | unknownSingle Family_FALSE | unknownSingle Family_TRUE
Water_00006958 | SITE_00768 | Room_00014005 | Bathroom_4 | Bathroom | Shower | unknown |  |  |  | Unknown | Secondary | A few times per week | Head too big. | Unknown |  | N/A |  | N/A | WA | Single Family | Shower | 1287 | 3805.5 | Single Family | TRUE | FALSE | FALSE | FALSE | FALSE | 0 | 0 | Single Family_TRUE | Single Family_FALSE | Single Family_FALSE | Single Family_FALSE | Single Family_FALSE | unknown | unknownSingle Family_FALSE | unknownSingle Family_TRUE
Water_00006959 | SITE_00768 | Room_00014005 | Bathroom_4 | Bathroom | Bathroom Faucet | unknown |  |  | 2 |  | N/A | N/A | N/A | Unknown |  | N/A |  | N/A | WA | Single Family | Bathroom Faucet | 1287 | 3805.5 | Single Family | FALSE | FALSE |  |  |  | 0 | 0 | Single Family_FALSE | Single Family_FALSE | Single Family_ | Single Family_ | Single Family_ | unknown | unknownSingle Family_ | unknownSingle Family_FALSE
Water_00006960 | SITE_00768 | Room_00014005 | Bathroom_4 | Bathroom | Bathroom Faucet | unknown |  |  | 2 |  | N/A | N/A | N/A | Unknown |  | N/A |  | N/A | WA | Single Family | Bathroom Faucet | 1287 | 3805.5 | Single Family | FALSE | FALSE |  |  |  | 0 | 0 | Single Family_FALSE | Single Family_FALSE | Single Family_ | Single Family_ | Single Family_ | unknown | unknownSingle Family_ | unknownSingle Family_FALSE
Water_00006961 | SITE_00751 | Room_00013683 | Bathroom_6 | Bathroom | Shower / Bathtub combo with diverter valve | unknown |  |  | 2.5 |  | Primary | Daily / Almost Daily | N/A | Unknown |  | N/A |  | N/A | WA | Single Family | Shower | 1270 | 3805.5 | Single Family | TRUE | TRUE | FALSE | FALSE | FALSE | 0 | 0 | Single Family_TRUE | Single Family_TRUE | Single Family_FALSE | Single Family_FALSE | Single Family_FALSE | unknown | unknownSingle Family_FALSE | unknownSingle Family_TRUE
Water_00006962 | SITE_00751 | Room_00013683 | Bathroom_6 | Bathroom | Bathroom Faucet | unknown |  |  | 2 |  | N/A | N/A | N/A | Unknown |  | N/A |  | N/A | WA | Single Family | Bathroom Faucet | 1270 | 3805.5 | Single Family | FALSE | FALSE |  |  |  | 0 | 0 | Single Family_FALSE | Single Family_FALSE | Single Family_ | Single Family_ | Single Family_ | unknown | unknownSingle Family_ | unknownSingle Family_FALSE
Water_00006963 | SITE_00751 | Room_00013683 | Bathroom_6 | Bathroom | Bathroom Faucet | unknown |  |  | 0.5 |  | N/A | N/A | N/A | Unknown |  | N/A |  | N/A | WA | Single Family | Bathroom Faucet | 1270 | 3805.5 | Single Family | FALSE | FALSE |  |  |  | 0 | 0 | Single Family_FALSE | Single Family_FALSE | Single Family_ | Single Family_ | Single Family_ | unknown | unknownSingle Family_ | unknownSingle Family_FALSE
Water_00006964 | SITE_00751 | Room_00013687 | Kitchen_2 | Kitchen | Kitchen Faucet | 1.3267 | 1.3267 |  | 1.5 |  | N/A | N/A | N/A | Bag | 0.796 |  | 1.194 |  | WA | Single Family | Kitchen Faucet | 1270 | 3805.5 | Single Family | FALSE | FALSE |  |  |  | 5048.63 | 4543.767 | Single Family_FALSE | Single Family_FALSE | Single Family_ | Single Family_ | Single Family_ | unknown | unknownSingle Family_ | unknownSingle Family_FALSE
Water_00006965 | SITE_00651 | Room_00012386 | Bathroom_1 | Bathroom | Bathroom Faucet | unknown |  |  | 1.5 |  | N/A | N/A | N/A | Unknown |  | N/A |  | N/A | WA | Manufactured | Bathroom Faucet | 1170 | 1628.92 | Manufactured | FALSE | FALSE |  |  |  | 0 | 0 | Manufactured_FALSE | Manufactured_FALSE | Manufactured_ | Manufactured_ | Manufactured_ | unknown | unknownManufactured_ | unknownManufactured_FALSE
Water_00006966 | SITE_00651 | Room_00012386 | Bathroom_1 | Bathroom | Shower / Bathtub combo with diverter valve | 2.5 |  | 2.5 | 2.5 |  | Primary | Daily / Almost Daily | N/A | Unknown |  | N/A |  | N/A | WA | Manufactured | Shower | 1170 | 1628.92 | Manufactured | TRUE | TRUE | TRUE | FALSE | FALSE | 4072.3 | 0 | Manufactured_TRUE | Manufactured_TRUE | Manufactured_TRUE | Manufactured_FALSE | Manufactured_FALSE | unknown | unknownManufactured_FALSE | unknownManufactured_TRUE
Water_00006967 | SITE_00651 | Room_00012389 | Kitchen_1 | Kitchen | Kitchen Faucet | 1.8 | 1.7689 | 1.8 | 2 |  | N/A | N/A | N/A | Bag | 0.796 |  | 1.592 |  | WA | Manufactured | Kitchen Faucet | 1170 | 1628.92 | Manufactured | FALSE | FALSE |  |  |  | 2932.056 | 2593.2406 | Manufactured_FALSE | Manufactured_FALSE | Manufactured_ | Manufactured_ | Manufactured_ | unknown | unknownManufactured_ | unknownManufactured_FALSE
Water_00006968 | SITE_00764 | Room_00013924 | Bathroom_1 | Bathroom | Bathroom Faucet | 1.5 |  | 1.5 | 2.5 |  | N/A | N/A | N/A | Unknown |  | N/A |  | N/A | WA | Single Family | Bathroom Faucet | 1283 | 3805.5 | Single Family | FALSE | FALSE |  |  |  | 5708.25 | 0 | Single Family_FALSE | Single Family_FALSE | Single Family_ | Single Family_ | Single Family_ | unknown | unknownSingle Family_ | unknownSingle Family_FALSE
Water_00006969 | SITE_00764 | Room_00013924 | Bathroom_1 | Bathroom | Shower | unknown |  |  | 3.5 |  | Primary | Daily / Almost Daily | N/A | Unknown |  | N/A |  | N/A | WA | Single Family | Shower | 1283 | 3805.5 | Single Family | TRUE | FALSE | FALSE | FALSE | FALSE | 0 | 0 | Single Family_TRUE | Single Family_FALSE | Single Family_FALSE | Single Family_FALSE | Single Family_FALSE | unknown | unknownSingle Family_FALSE | unknownSingle Family_TRUE
Water_00006970 | SITE_00764 | Room_00013933 | Bathroom_2 | Bathroom | Bathroom Faucet | unknown |  |  | 1.5 |  | N/A | N/A | N/A | Unknown |  | N/A |  | N/A | WA | Single Family | Bathroom Faucet | 1283 | 3805.5 | Single Family | FALSE | FALSE |  |  |  | 0 | 0 | Single Family_FALSE | Single Family_FALSE | Single Family_ | Single Family_ | Single Family_ | unknown | unknownSingle Family_ | unknownSingle Family_FALSE
Water_00006971 | SITE_00764 | Room_00013933 | Bathroom_2 | Bathroom | Shower / Bathtub combo with diverter valve | 2 |  | 2 | 2 |  | Secondary | A few times per week | N/A | Unknown |  | N/A |  | N/A | WA | Single Family | Shower | 1283 | 3805.5 | Single Family | TRUE | TRUE | TRUE | FALSE | FALSE | 7611 | 0 | Single Family_TRUE | Single Family_TRUE | Single Family_TRUE | Single Family_FALSE | Single Family_FALSE | unknown | unknownSingle Family_FALSE | unknownSingle Family_TRUE
Water_00006972 | SITE_00764 | Room_00013932 | Kitchen_1 | Kitchen | Kitchen Faucet | 2.2111 | 2.2111 |  | 2.5 |  | N/A | N/A | N/A | Bag | 0.796 |  | 1.99 |  | WA | Single Family | Kitchen Faucet | 1283 | 3805.5 | Single Family | FALSE | FALSE |  |  |  | 8414.3833 | 7572.945 | Single Family_FALSE | Single Family_FALSE | Single Family_ | Single Family_ | Single Family_ | unknown | unknownSingle Family_ | unknownSingle Family_FALSE
Water_00006973 | SITE_00650 | Room_00012375 | Bathroom_1 | Bathroom | Shower / Bathtub combo with diverter valve | 2.5 |  | 2.5 | 2.5 |  | All used about the same | Daily / Almost Daily | N/A | Unknown |  | N/A |  | N/A | WA | Manufactured | Shower | 1169 | 1824.63 | Manufactured | TRUE | TRUE | TRUE | FALSE | FALSE | 4561.575 | 0 | Manufactured_TRUE | Manufactured_TRUE | Manufactured_TRUE | Manufactured_FALSE | Manufactured_FALSE | unknown | unknownManufactured_FALSE | unknownManufactured_TRUE
Water_00006974 | SITE_00650 | Room_00012375 | Bathroom_1 | Bathroom | Bathroom Faucet | unknown |  |  | 1.5 |  | N/A | N/A | N/A | Unknown |  | N/A |  | N/A | WA | Manufactured | Bathroom Faucet | 1169 | 1824.63 | Manufactured | FALSE | FALSE |  |  |  | 0 | 0 | Manufactured_FALSE | Manufactured_FALSE | Manufactured_ | Manufactured_ | Manufactured_ | unknown | unknownManufactured_ | unknownManufactured_FALSE
Water_00006975 | SITE_00650 | Room_00012379 | Kitchen_1 | Kitchen | Kitchen Faucet | 1.8 | 2.2111 | 1.8 | 2.5 |  | N/A | N/A | N/A | Bag | 0.796 |  | 1.99 |  | WA | Manufactured | Kitchen Faucet | 1169 | 1824.63 | Manufactured | FALSE | FALSE |  |  |  | 3284.334 | 3631.0137 | Manufactured_FALSE | Manufactured_FALSE | Manufactured_ | Manufactured_ | Manufactured_ | unknown | unknownManufactured_ | unknownManufactured_FALSE
Water_00006976 | SITE_00650 | Room_00012382 | Bathroom_2 | Bathroom | Bathroom Faucet | unknown |  |  | 2 |  | N/A | N/A | N/A | Unknown |  | N/A |  | N/A | WA | Manufactured | Bathroom Faucet | 1169 | 1824.63 | Manufactured | FALSE | FALSE |  |  |  | 0 | 0 | Manufactured_FALSE | Manufactured_FALSE | Manufactured_ | Manufactured_ | Manufactured_ | unknown | unknownManufactured_ | unknownManufactured_FALSE
Water_00006977 | SITE_00650 | Room_00012382 | Bathroom_2 | Bathroom | Shower | 2.5 |  | 2.5 | 2.5 |  | All used about the same | Daily / Almost Daily | N/A | Unknown |  | N/A |  | N/A | WA | Manufactured | Shower | 1169 | 1824.63 | Manufactured | TRUE | FALSE | TRUE | FALSE | FALSE | 4561.575 | 0 | Manufactured_TRUE | Manufactured_FALSE | Manufactured_TRUE | Manufactured_FALSE | Manufactured_FALSE | unknown | unknownManufactured_FALSE | unknownManufactured_TRUE
Water_00006978 | SITE_00691 | Room_00012815 | Kitchen_1 | Kitchen | Kitchen Faucet | 2 | 1.3267 | 2 | 1.5 |  | N/A | N/A | N/A | Bag | 0.796 |  | 1.194 |  | WA | Multifamily Residence | Kitchen Faucet | 1210 | 1819.67 | Multifamily Residence | FALSE | FALSE |  |  |  | 3639.34 | 2172.686 | Multifamily Residence_FALSE | Multifamily Residence_FALSE | Multifamily Residence_ | Multifamily Residence_ | Multifamily Residence_ | unknown | unknownMultifamily Residence_ | unknownMultifamily Residence_FALSE
Water_00006979 | SITE_00691 | Room_00012819 | Bathroom_1 | Bathroom | Bathroom Faucet | 2 |  | 2 | 2.5 |  | N/A | N/A | N/A | Unknown |  | N/A |  | N/A | WA | Multifamily Residence | Bathroom Faucet | 1210 | 1819.67 | Multifamily Residence | FALSE | FALSE |  |  |  | 3639.34 | 0 | Multifamily Residence_FALSE | Multifamily Residence_FALSE | Multifamily Residence_ | Multifamily Residence_ | Multifamily Residence_ | unknown | unknownMultifamily Residence_ | unknownMultifamily Residence_FALSE
Water_00006980 | SITE_00691 | Room_00012819 | Bathroom_1 | Bathroom | Shower / Bathtub combo with diverter valve | unknown |  |  | 3 |  | Primary | Daily / Almost Daily | N/A | Unknown |  | N/A |  | N/A | WA | Multifamily Residence | Shower | 1210 | 1819.67 | Multifamily Residence | TRUE | TRUE | FALSE | FALSE | FALSE | 0 | 0 | Multifamily Residence_TRUE | Multifamily Residence_TRUE | Multifamily Residence_FALSE | Multifamily Residence_FALSE | Multifamily Residence_FALSE | unknown | unknownMultifamily Residence_FALSE | unknownMultifamily Residence_TRUE
Water_00006981 | SITE_00723 | Room_00013279 | Bathroom_1 | Bathroom | Shower / Bathtub combo with diverter valve | 2.5 |  | 2.5 | 3.5 |  | Primary | Daily / Almost Daily | N/A | Unknown |  | N/A |  | N/A | WA | Single Family | Shower | 1242 | 3805.5 | Single Family | TRUE | TRUE | TRUE | FALSE | FALSE | 9513.75 | 0 | Single Family_TRUE | Single Family_TRUE | Single Family_TRUE | Single Family_FALSE | Single Family_FALSE | unknown | unknownSingle Family_FALSE | unknownSingle Family_TRUE
Water_00006982 | SITE_00723 | Room_00013279 | Bathroom_1 | Bathroom | Bathroom Faucet | unknown |  |  | 3 |  | N/A | N/A | N/A | Unknown |  | N/A |  | N/A | WA | Single Family | Bathroom Faucet | 1242 | 3805.5 | Single Family | FALSE | FALSE |  |  |  | 0 | 0 | Single Family_FALSE | Single Family_FALSE | Single Family_ | Single Family_ | Single Family_ | unknown | unknownSingle Family_ | unknownSingle Family_FALSE
Water_00006983 | SITE_00723 | Room_00013280 | Kitchen_1 | Kitchen | Kitchen Faucet | 2.6533 | 2.6533 |  | 3 |  | N/A | N/A | N/A | Bag | 0.796 |  | 2.388 |  | WA | Single Family | Kitchen Faucet | 1242 | 3805.5 | Single Family | FALSE | FALSE |  |  |  | 10097.26 | 9087.534 | Single Family_FALSE | Single Family_FALSE | Single Family_ | Single Family_ | Single Family_ | unknown | unknownSingle Family_ | unknownSingle Family_FALSE
Water_00006984 | SITE_00724 | Room_00013288 | Bathroom_6 | Bathroom | Shower | unknown |  |  | 2.5 |  | Secondary | Daily / Almost Daily | N/A | Unknown |  | N/A |  | N/A | WA | Single Family | Shower | 1243 | 3805.5 | Single Family | TRUE | FALSE | FALSE | FALSE | FALSE | 0 | 0 | Single Family_TRUE | Single Family_FALSE | Single Family_FALSE | Single Family_FALSE | Single Family_FALSE | unknown | unknownSingle Family_FALSE | unknownSingle Family_TRUE
Water_00006985 | SITE_00724 | Room_00013288 | Bathroom_6 | Bathroom | Shower | unknown |  |  | 2.5 |  | Secondary | Daily / Almost Daily | N/A | Unknown |  | N/A |  | N/A | WA | Single Family | Shower | 1243 | 3805.5 | Single Family | TRUE | FALSE | FALSE | FALSE | FALSE | 0 | 0 | Single Family_TRUE | Single Family_FALSE | Single Family_FALSE | Single Family_FALSE | Single Family_FALSE | unknown | unknownSingle Family_FALSE | unknownSingle Family_TRUE
Water_00006986 | SITE_00724 | Room_00013288 | Bathroom_6 | Bathroom | Bathroom Faucet | 2 |  | 2 | 2 |  | N/A | N/A | N/A | Unknown |  | N/A |  | N/A | WA | Single Family | Bathroom Faucet | 1243 | 3805.5 | Single Family | FALSE | FALSE |  |  |  | 7611 | 0 | Single Family_FALSE | Single Family_FALSE | Single Family_ | Single Family_ | Single Family_ | unknown | unknownSingle Family_ | unknownSingle Family_FALSE
Water_00006987 | SITE_00724 | Room_00013288 | Bathroom_6 | Bathroom | Bathroom Faucet | 2 |  | 2 | 2.5 |  | N/A | N/A | N/A | Unknown |  | N/A |  | N/A | WA | Single Family | Bathroom Faucet | 1243 | 3805.5 | Single Family | FALSE | FALSE |  |  |  | 7611 | 0 | Single Family_FALSE | Single Family_FALSE | Single Family_ | Single Family_ | Single Family_ | unknown | unknownSingle Family_ | unknownSingle Family_FALSE
Water_00006988 | SITE_00724 | Room_00013291 | Bathroom_7 | Bathroom | Bathroom Faucet | unknown |  |  | 2 |  | N/A | N/A | N/A | Unknown |  | N/A |  | N/A | WA | Single Family | Bathroom Faucet | 1243 | 3805.5 | Single Family | FALSE | FALSE |  |  |  | 0 | 0 | Single Family_FALSE | Single Family_FALSE | Single Family_ | Single Family_ | Single Family_ | unknown | unknownSingle Family_ | unknownSingle Family_FALSE
Water_00006989 | SITE_00724 | Room_00013291 | Bathroom_7 | Bathroom | Shower / Bathtub combo with diverter valve | unknown |  |  | 3 |  | Unknown | Daily / Almost Daily | N/A | Unknown |  | N/A |  | N/A | WA | Single Family | Shower | 1243 | 3805.5 | Single Family | TRUE | TRUE | FALSE | FALSE | FALSE | 0 | 0 | Single Family_TRUE | Single Family_TRUE | Single Family_FALSE | Single Family_FALSE | Single Family_FALSE | unknown | unknownSingle Family_FALSE | unknownSingle Family_TRUE
Water_00006990 | SITE_00772 | Room_00014054 | Bathroom_1 | Bathroom | Shower / Bathtub combo with diverter valve | 1.5 |  | 1.5 | 1.5 |  | Primary | Daily / Almost Daily | N/A | Unknown |  | N/A |  | N/A | WA | Single Family | Shower | 1291 | 3805.5 | Single Family | TRUE | TRUE | TRUE | FALSE | FALSE | 5708.25 | 0 | Single Family_TRUE | Single Family_TRUE | Single Family_TRUE | Single Family_FALSE | Single Family_FALSE | unknown | unknownSingle Family_FALSE | unknownSingle Family_TRUE
Water_00006991 | SITE_00772 | Room_00014054 | Bathroom_1 | Bathroom | Bathroom Faucet | unknown |  |  | 1 |  | N/A | N/A | N/A | Unknown |  | N/A |  | N/A | WA | Single Family | Bathroom Faucet | 1291 | 3805.5 | Single Family | FALSE | FALSE |  |  |  | 0 | 0 | Single Family_FALSE | Single Family_FALSE | Single Family_ | Single Family_ | Single Family_ | unknown | unknownSingle Family_ | unknownSingle Family_FALSE
Water_00006992 | SITE_00772 | Room_00014055 | Kitchen_3 | Kitchen | Kitchen Faucet | 2.2 | 1.3267 | 2.2 | 1.5 |  | N/A | N/A | N/A | Bag | 0.796 |  | 1.194 |  | WA | Single Family | Kitchen Faucet | 1291 | 3805.5 | Single Family | FALSE | FALSE |  |  |  | 8372.1 | 4543.767 | Single Family_FALSE | Single Family_FALSE | Single Family_ | Single Family_ | Single Family_ | unknown | unknownSingle Family_ | unknownSingle Family_FALSE
Water_00006993 | SITE_00767 | Room_00013977 | Kitchen_1 | Kitchen | Kitchen Faucet | 0.88444 | 0.88444 |  | 1 |  | N/A | N/A | N/A | Bag | 0.796 |  | 0.796 |  | WA | Single Family | Kitchen Faucet | 1286 | 3805.5 | Single Family | FALSE | FALSE |  |  |  | 3365.7533 | 3029.178 | Single Family_FALSE | Single Family_FALSE | Single Family_ | Single Family_ | Single Family_ | unknown | unknownSingle Family_ | unknownSingle Family_FALSE
Water_00006994 | SITE_00684 | Room_00012744 | Kitchen_1 | Kitchen | Kitchen Faucet | 2.2 | 1.3267 | 2.2 | 1.5 |  | N/A | N/A | N/A | Bag | 0.796 |  | 1.194 |  | WA | Multifamily Residence | Kitchen Faucet | 1203 | 1819.67 | Multifamily Residence | FALSE | FALSE |  |  |  | 4003.274 | 2172.686 | Multifamily Residence_FALSE | Multifamily Residence_FALSE | Multifamily Residence_ | Multifamily Residence_ | Multifamily Residence_ | unknown | unknownMultifamily Residence_ | unknownMultifamily Residence_FALSE
Water_00006995 | SITE_00684 | Room_00012746 | Bathroom_1 | Bathroom | Bathroom Faucet | 1.3267 | 1.3267 |  | 1.5 |  | N/A | N/A | N/A | Bag | 0.796 |  | 1.194 |  | WA | Multifamily Residence | Bathroom Faucet | 1203 | 1819.67 | Multifamily Residence | FALSE | FALSE |  |  |  | 2414.0955 | 2172.686 | Multifamily Residence_FALSE | Multifamily Residence_FALSE | Multifamily Residence_ | Multifamily Residence_ | Multifamily Residence_ | unknown | unknownMultifamily Residence_ | unknownMultifamily Residence_FALSE
Water_00006996 | SITE_00684 | Room_00012746 | Bathroom_1 | Bathroom | Shower / Bathtub combo with diverter valve | 2.17 | 2.17 |  | 2.3 |  | Primary | A few times per month | N/A | Bag | 0.8492 |  | 1.953 |  | WA | Multifamily Residence | Shower | 1203 | 1819.67 | Multifamily Residence | TRUE | TRUE | TRUE | TRUE | TRUE | 3948.6839 | 3553.8155 | Multifamily Residence_TRUE | Multifamily Residence_TRUE | Multifamily Residence_TRUE | Multifamily Residence_TRUE | Multifamily Residence_TRUE | 2.5gpm | 2.5gpmMultifamily Residence_TRUE | 2.5gpmMultifamily Residence_TRUE
Water_00006997 | SITE_00751 | Room_00013693 | Bathroom_1 | Bathroom | Bathroom Faucet | 3.0067 | 3.0067 |  | 3.4 |  | N/A | N/A | N/A | Bag | 0.796 |  | 2.706 |  | WA | Single Family | Bathroom Faucet | 1270 | 3805.5 | Single Family | FALSE | FALSE |  |  |  | 11441.87 | 10297.683 | Single Family_FALSE | Single Family_FALSE | Single Family_ | Single Family_ | Single Family_ | unknown | unknownSingle Family_ | unknownSingle Family_FALSE
Water_00006998 | SITE_00751 | Room_00013694 | Bathroom_2 | Bathroom | Bathroom Faucet | 3.0956 | 3.0956 |  | 3.5 |  | N/A | N/A | N/A | Bag | 0.796 |  | 2.786 |  | WA | Single Family | Bathroom Faucet | 1270 | 3805.5 | Single Family | FALSE | FALSE |  |  |  | 11780.1367 | 10602.123 | Single Family_FALSE | Single Family_FALSE | Single Family_ | Single Family_ | Single Family_ | unknown | unknownSingle Family_ | unknownSingle Family_FALSE
Water_00006999 | SITE_00751 | Room_00013694 | Bathroom_2 | Bathroom | Shower | unknown |  |  |  | Unknown | Secondary | A few times per year | Head too big | Bag | 0.8492 |  |  | Unknown | WA | Single Family | Shower | 1270 | 3805.5 | Single Family | TRUE | FALSE | FALSE | FALSE | FALSE | 0 | 0 | Single Family_TRUE | Single Family_FALSE | Single Family_FALSE | Single Family_FALSE | Single Family_FALSE | unknown | unknownSingle Family_FALSE | unknownSingle Family_TRUE
Water_00007000 | SITE_00747 | Room_00013632 | Bathroom_1 | Bathroom | Bathroom Faucet | 1.3267 | 1.3267 |  | 1.5 |  | N/A | N/A | N/A | Bag | 0.796 |  | 1.194 |  | WA | Single Family | Bathroom Faucet | 1266 | 3805.5 | Single Family | FALSE | FALSE |  |  |  | 5048.63 | 4543.767 | Single Family_FALSE | Single Family_FALSE | Single Family_ | Single Family_ | Single Family_ | unknown | unknownSingle Family_ | unknownSingle Family_FALSE
Water_00007001 | SITE_00747 | Room_00013632 | Bathroom_1 | Bathroom | Shower | unknown |  |  |  | Unknown | Primary | Daily / Almost Daily | Shower head too large | Bag | 0.8492 |  |  | Unknown | WA | Single Family | Shower | 1266 | 3805.5 | Single Family | TRUE | FALSE | FALSE | FALSE | FALSE | 0 | 0 | Single Family_TRUE | Single Family_FALSE | Single Family_FALSE | Single Family_FALSE | Single Family_FALSE | unknown | unknownSingle Family_FALSE | unknownSingle Family_TRUE
Water_00007002 | SITE_00747 | Room_00013637 | Kitchen_1 | Kitchen | Kitchen Faucet | 1.5 | 1.9456 | 1.5 | 2.2 |  | N/A | N/A | N/A | Bag | 0.796 |  | 1.751 |  | WA | Single Family | Kitchen Faucet | 1266 | 3805.5 | Single Family | FALSE | FALSE |  |  |  | 5708.25 | 6663.4305 | Single Family_FALSE | Single Family_FALSE | Single Family_ | Single Family_ | Single Family_ | unknown | unknownSingle Family_ | unknownSingle Family_FALSE
Water_00007003 | SITE_00747 | Room_00013638 | Bathroom_2 | Bathroom | Bathroom Faucet | 1.9456 | 1.9456 |  | 2.2 |  | N/A | N/A | N/A | Bag | 0.796 |  | 1.751 |  | WA | Single Family | Bathroom Faucet | 1266 | 3805.5 | Single Family | FALSE | FALSE |  |  |  | 7403.8117 | 6663.4305 | Single Family_FALSE | Single Family_FALSE | Single Family_ | Single Family_ | Single Family_ | unknown | unknownSingle Family_ | unknownSingle Family_FALSE
Water_00007004 | SITE_00747 | Room_00013638 | Bathroom_2 | Bathroom | Shower | 2.5 |  | 2.5 |  | Unknown | Secondary | A few times per year | Dual shower head | Bag | 0.8492 |  |  | Unknown | WA | Single Family | Shower | 1266 | 3805.5 | Single Family | TRUE | FALSE | TRUE | FALSE | FALSE | 9513.75 | 0 | Single Family_TRUE | Single Family_FALSE | Single Family_TRUE | Single Family_FALSE | Single Family_FALSE | unknown | unknownSingle Family_FALSE | unknownSingle Family_TRUE
Water_00007005 | SITE_00755 | Room_00013763 | Bathroom_1 | Bathroom | Bathroom Faucet | 4.4222 | 4.4222 |  | 5 |  | N/A | N/A | N/A | Bag | 0.796 |  | 3.98 |  | WA | Single Family | Bathroom Faucet | 1274 | 3805.5 | Single Family | FALSE | FALSE |  |  |  | 16828.7667 | 15145.89 | Single Family_FALSE | Single Family_FALSE | Single Family_ | Single Family_ | Single Family_ | unknown | unknownSingle Family_ | unknownSingle Family_FALSE
Water_00007006 | SITE_00755 | Room_00013763 | Bathroom_1 | Bathroom | Shower | 2.8311 | 2.8311 |  | 3 |  | Secondary | Daily / Almost Daily | N/A | Bag | 0.8492 |  | 2.548 |  | WA | Single Family | Shower | 1274 | 3805.5 | Single Family | TRUE | FALSE | TRUE | TRUE | TRUE | 10773.7933 | 9696.414 | Single Family_TRUE | Single Family_FALSE | Single Family_TRUE | Single Family_TRUE | Single Family_TRUE | gt2.5gpm | gt2.5gpmSingle Family_TRUE | gt2.5gpmSingle Family_TRUE
Water_00007007 | SITE_00755 | Room_00013770 | Bathroom_2 | Bathroom | Bathroom Faucet | 1.0611 | 1.0611 |  | 1.2 |  | N/A | N/A | N/A | Bag | 0.796 |  | 0.955 |  | WA | Single Family | Bathroom Faucet | 1274 | 3805.5 | Single Family | FALSE | FALSE |  |  |  | 4038.0583 | 3634.2525 | Single Family_FALSE | Single Family_FALSE | Single Family_ | Single Family_ | Single Family_ | unknown | unknownSingle Family_ | unknownSingle Family_FALSE
Water_00007008 | SITE_00724 | Room_00013310 | Kitchen_3 | Kitchen | Kitchen Faucet | 2.2111 | 2.2111 |  | 2.5 |  | N/A | N/A | N/A | Bag | 0.796 |  | 1.99 |  | WA | Single Family | Kitchen Faucet | 1243 | 3805.5 | Single Family | FALSE | FALSE |  |  |  | 8414.3833 | 7572.945 | Single Family_FALSE | Single Family_FALSE | Single Family_ | Single Family_ | Single Family_ | unknown | unknownSingle Family_ | unknownSingle Family_FALSE
Water_00007009 | SITE_00724 | Room_00013312 | Bathroom_2 | Bathroom | Bathroom Faucet | 1.5033 | 1.5033 |  | 1.7 |  | N/A | N/A | N/A | Bag | 0.796 |  | 1.353 |  | WA | Single Family | Bathroom Faucet | 1243 | 3805.5 | Single Family | FALSE | FALSE |  |  |  | 5720.935 | 5148.8415 | Single Family_FALSE | Single Family_FALSE | Single Family_ | Single Family_ | Single Family_ | unknown | unknownSingle Family_ | unknownSingle Family_FALSE
Water_00007010 | SITE_00724 | Room_00013312 | Bathroom_2 | Bathroom | Shower / Bathtub combo with diverter valve | unknown |  |  |  | Unknown | Secondary | Unknown | Shower not functioning | Bag | 0.8492 |  |  | Unknown | WA | Single Family | Shower | 1243 | 3805.5 | Single Family | TRUE | TRUE | FALSE | FALSE | FALSE | 0 | 0 | Single Family_TRUE | Single Family_TRUE | Single Family_FALSE | Single Family_FALSE | Single Family_FALSE | unknown | unknownSingle Family_FALSE | unknownSingle Family_TRUE
Water_00007011 | SITE_00724 | Room_00013297 | Kitchen_1 | Kitchen | Kitchen Faucet | 2.2 | 1.5033 | 2.2 | 1.7 |  | N/A | N/A | N/A | Bag | 0.796 |  | 1.353 |  | WA | Single Family | Kitchen Faucet | 1243 | 3805.5 | Single Family | FALSE | FALSE |  |  |  | 8372.1 | 5148.8415 | Single Family_FALSE | Single Family_FALSE | Single Family_ | Single Family_ | Single Family_ | unknown | unknownSingle Family_ | unknownSingle Family_FALSE
Water_00007012 | SITE_00724 | Room_00013297 | Kitchen_1 | Kitchen | Kitchen Faucet | 2.2 | 1.3267 | 2.2 | 1.5 |  | N/A | N/A | N/A | Bag | 0.796 |  | 1.194 |  | WA | Single Family | Kitchen Faucet | 1243 | 3805.5 | Single Family | FALSE | FALSE |  |  |  | 8372.1 | 4543.767 | Single Family_FALSE | Single Family_FALSE | Single Family_ | Single Family_ | Single Family_ | unknown | unknownSingle Family_ | unknownSingle Family_FALSE
Water_00007013 | SITE_00724 | Room_00013303 | Bathroom_1 | Bathroom | Bathroom Faucet | 1.3267 | 1.3267 |  | 1.5 |  | N/A | N/A | N/A | Bag | 0.796 |  | 1.194 |  | WA | Single Family | Bathroom Faucet | 1243 | 3805.5 | Single Family | FALSE | FALSE |  |  |  | 5048.63 | 4543.767 | Single Family_FALSE | Single Family_FALSE | Single Family_ | Single Family_ | Single Family_ | unknown | unknownSingle Family_ | unknownSingle Family_FALSE
Water_00007014 | SITE_00724 | Room_00013303 | Bathroom_1 | Bathroom | Shower | 2.8311 | 2.8311 |  | 3 |  | Secondary | A few times per month | N/A | Bag | 0.8492 |  | 2.548 |  | WA | Single Family | Shower | 1243 | 3805.5 | Single Family | TRUE | FALSE | TRUE | TRUE | TRUE | 10773.7933 | 9696.414 | Single Family_TRUE | Single Family_FALSE | Single Family_TRUE | Single Family_TRUE | Single Family_TRUE | gt2.5gpm | gt2.5gpmSingle Family_TRUE | gt2.5gpmSingle Family_TRUE
Water_00007015 | SITE_00659 | Room_00012474 | Kitchen_1 | Kitchen | Kitchen Faucet | 1.5 | 1.3267 | 1.5 | 1.5 |  | N/A | N/A | N/A | Bag | 0.796 |  | 1.194 |  | WA | Single Family | Kitchen Faucet | 1178 | 3931.6 | Single Family | FALSE | FALSE |  |  |  | 5897.4 | 4694.3304 | Single Family_FALSE | Single Family_FALSE | Single Family_ | Single Family_ | Single Family_ | unknown | unknownSingle Family_ | unknownSingle Family_FALSE
Water_00007016 | SITE_00659 | Room_00012479 | Bathroom_2 | Bathroom | Bathroom Faucet | 1.5 |  | 1.5 |  | Unknown | N/A | N/A | N/A | Bag | 0.796 |  |  | Unknown | WA | Single Family | Bathroom Faucet | 1178 | 3931.6 | Single Family | FALSE | FALSE |  |  |  | 5897.4 | 0 | Single Family_FALSE | Single Family_FALSE | Single Family_ | Single Family_ | Single Family_ | unknown | unknownSingle Family_ | unknownSingle Family_FALSE
Water_00007017 | SITE_00659 | Room_00012479 | Bathroom_2 | Bathroom | Shower / Bathtub combo with diverter valve | unknown |  |  |  | Unknown | Secondary | A few times per year | N/A | Bag | 0.8492 |  |  | Unknown | WA | Single Family | Shower | 1178 | 3931.6 | Single Family | TRUE | TRUE | FALSE | FALSE | FALSE | 0 | 0 | Single Family_TRUE | Single Family_TRUE | Single Family_FALSE | Single Family_FALSE | Single Family_FALSE | unknown | unknownSingle Family_FALSE | unknownSingle Family_TRUE
Water_00007018 | SITE_00659 | Room_00012478 | Bathroom_1 | Bathroom | Bathroom Faucet | 1.2378 | 1.2378 |  | 1.4 |  | N/A | N/A | N/A | Bag | 0.796 |  | 1.114 |  | WA | Single Family | Bathroom Faucet | 1178 | 3931.6 | Single Family | FALSE | FALSE |  |  |  | 4866.4471 | 4379.8024 | Single Family_FALSE | Single Family_FALSE | Single Family_ | Single Family_ | Single Family_ | unknown | unknownSingle Family_ | unknownSingle Family_FALSE
Water_00007019 | SITE_00659 | Room_00012478 | Bathroom_1 | Bathroom | Bathroom Faucet | 1.2378 | 1.2378 |  | 1.4 |  | N/A | N/A | N/A | Bag | 0.796 |  | 1.114 |  | WA | Single Family | Bathroom Faucet | 1178 | 3931.6 | Single Family | FALSE | FALSE |  |  |  | 4866.4471 | 4379.8024 | Single Family_FALSE | Single Family_FALSE | Single Family_ | Single Family_ | Single Family_ | unknown | unknownSingle Family_ | unknownSingle Family_FALSE
Water_00007020 | SITE_00659 | Room_00012478 | Bathroom_1 | Bathroom | Shower | unknown |  |  |  | Unknown | Primary | Daily / Almost Daily | Couldn't measure | Bag | 0.8492 |  |  | Unknown | WA | Single Family | Shower | 1178 | 3931.6 | Single Family | TRUE | FALSE | FALSE | FALSE | FALSE | 0 | 0 | Single Family_TRUE | Single Family_FALSE | Single Family_FALSE | Single Family_FALSE | Single Family_FALSE | unknown | unknownSingle Family_FALSE | unknownSingle Family_TRUE
Water_00007021 | SITE_00659 | Room_00012478 | Bathroom_1 | Bathroom | Bathtub | unknown |  |  |  | N/A | N/A | N/A | N/A | Unknown |  | N/A |  | N/A | WA | Single Family | Bathtub | 1178 | 3931.6 | Single Family | FALSE | FALSE |  |  |  | 0 | 0 | Single Family_FALSE | Single Family_FALSE | Single Family_ | Single Family_ | Single Family_ | unknown | unknownSingle Family_ | unknownSingle Family_FALSE
Water_00007022 | SITE_00769 | Room_00014008 | Kitchen_1 | Kitchen | Kitchen Faucet | 1.5 | 1.5478 | 1.5 | 1.75 |  | N/A | N/A | N/A | Bag | 0.796 |  | 1.393 |  | WA | Manufactured | Kitchen Faucet | 1288 | 1824.63 | Manufactured | FALSE | FALSE |  |  |  | 2736.945 | 2541.7096 | Manufactured_FALSE | Manufactured_FALSE | Manufactured_ | Manufactured_ | Manufactured_ | unknown | unknownManufactured_ | unknownManufactured_FALSE
Water_00007023 | SITE_00769 | Room_00014012 | Bathroom_1 | Bathroom | Bathroom Faucet | 1.5 | 1.0611 | 1.5 | 1.2 |  | N/A | N/A | N/A | Bag | 0.796 |  | 0.955 |  | WA | Manufactured | Bathroom Faucet | 1288 | 1824.63 | Manufactured | FALSE | FALSE |  |  |  | 2736.945 | 1742.5217 | Manufactured_FALSE | Manufactured_FALSE | Manufactured_ | Manufactured_ | Manufactured_ | unknown | unknownManufactured_ | unknownManufactured_FALSE
Water_00007024 | SITE_00769 | Room_00014012 | Bathroom_1 | Bathroom | Shower / Bathtub combo with diverter valve | unknown |  |  |  | Unknown | Secondary | A few times per year | Couldn't measure | Bag | 0.8492 |  |  | Unknown | WA | Manufactured | Shower | 1288 | 1824.63 | Manufactured | TRUE | TRUE | FALSE | FALSE | FALSE | 0 | 0 | Manufactured_TRUE | Manufactured_TRUE | Manufactured_FALSE | Manufactured_FALSE | Manufactured_FALSE | unknown | unknownManufactured_FALSE | unknownManufactured_TRUE
Water_00007025 | SITE_00769 | Room_00014016 | Bathroom_2 | Bathroom | Bathroom Faucet | 2.2 | 1.0611 | 2.2 | 1.2 |  | N/A | N/A | N/A | Bag | 0.796 |  | 0.955 |  | WA | Manufactured | Bathroom Faucet | 1288 | 1824.63 | Manufactured | FALSE | FALSE |  |  |  | 4014.186 | 1742.5217 | Manufactured_FALSE | Manufactured_FALSE | Manufactured_ | Manufactured_ | Manufactured_ | unknown | unknownManufactured_ | unknownManufactured_FALSE
Water_00007026 | SITE_00769 | Room_00014016 | Bathroom_2 | Bathroom | Shower / Bathtub combo with diverter valve | 1.8 |  | 1.8 |  | Unknown | Primary | Daily / Almost Daily | Couldn't measure | Bag | 0.8492 |  |  | Unknown | WA | Manufactured | Shower | 1288 | 1824.63 | Manufactured | TRUE | TRUE | TRUE | FALSE | FALSE | 3284.334 | 0 | Manufactured_TRUE | Manufactured_TRUE | Manufactured_TRUE | Manufactured_FALSE | Manufactured_FALSE | unknown | unknownManufactured_FALSE | unknownManufactured_TRUE
Water_00007027 | SITE_00752 | Room_00013707 | Bathroom_1 | Bathroom | Bathroom Faucet | 2.2111 | 2.2111 |  | 2.5 |  | N/A | N/A | N/A | Bag | 0.796 |  | 1.99 |  | WA | Single Family | Bathroom Faucet | 1271 | 3931.6 | Single Family | FALSE | FALSE |  |  |  | 8693.2044 | 7823.884 | Single Family_FALSE | Single Family_FALSE | Single Family_ | Single Family_ | Single Family_ | unknown | unknownSingle Family_ | unknownSingle Family_FALSE
Water_00007028 | SITE_00752 | Room_00013707 | Bathroom_1 | Bathroom | Shower | 2.5 |  | 2.5 |  | Unknown | Never / rarely used | A few times per year | Couldn't measure | Bag | 0.8492 |  |  | Unknown | WA | Single Family | Shower | 1271 | 3931.6 | Single Family | TRUE | FALSE | TRUE | FALSE | FALSE | 9829 | 0 | Single Family_TRUE | Single Family_FALSE | Single Family_TRUE | Single Family_FALSE | Single Family_FALSE | unknown | unknownSingle Family_FALSE | unknownSingle Family_TRUE
Water_00007029 | SITE_00752 | Room_00013711 | Kitchen_1 | Kitchen | Kitchen Faucet | unknown |  |  |  | Unknown | N/A | N/A | Too wide to measure in bottle | Bag | 0.796 |  |  | Unknown | WA | Single Family | Kitchen Faucet | 1271 | 3931.6 | Single Family | FALSE | FALSE |  |  |  | 0 | 0 | Single Family_FALSE | Single Family_FALSE | Single Family_ | Single Family_ | Single Family_ | unknown | unknownSingle Family_ | unknownSingle Family_FALSE
Water_00007030 | SITE_00752 | Room_00013714 | Bathroom_2 | Bathroom | Bathroom Faucet | 1.0611 | 1.0611 |  | 1.2 |  | N/A | N/A | N/A | Bag | 0.796 |  | 0.955 |  | WA | Single Family | Bathroom Faucet | 1271 | 3931.6 | Single Family | FALSE | FALSE |  |  |  | 4171.8644 | 3754.678 | Single Family_FALSE | Single Family_FALSE | Single Family_ | Single Family_ | Single Family_ | unknown | unknownSingle Family_ | unknownSingle Family_FALSE
Water_00007031 | SITE_00752 | Room_00013714 | Bathroom_2 | Bathroom | Bathroom Faucet | unknown |  |  |  | Unknown | N/A | N/A | N/A | Bag | 0.796 |  |  | Unknown | WA | Single Family | Bathroom Faucet | 1271 | 3931.6 | Single Family | FALSE | FALSE |  |  |  | 0 | 0 | Single Family_FALSE | Single Family_FALSE | Single Family_ | Single Family_ | Single Family_ | unknown | unknownSingle Family_ | unknownSingle Family_FALSE
Water_00007032 | SITE_00752 | Room_00013714 | Bathroom_2 | Bathroom | Shower / Bathtub combo with diverter valve | unknown |  |  |  | Unknown | Secondary | A few times per year | Couldn't measure | Bag | 0.8492 |  |  | Unknown | WA | Single Family | Shower | 1271 | 3931.6 | Single Family | TRUE | TRUE | FALSE | FALSE | FALSE | 0 | 0 | Single Family_TRUE | Single Family_TRUE | Single Family_FALSE | Single Family_FALSE | Single Family_FALSE | unknown | unknownSingle Family_FALSE | unknownSingle Family_TRUE
Water_00007033 | SITE_00752 | Room_00013716 | Bathroom_3 | Bathroom | Bathroom Faucet | 2.6533 | 2.6533 |  | 3 |  | N/A | N/A | N/A | Bag | 0.796 |  | 2.388 |  | WA | Single Family | Bathroom Faucet | 1271 | 3931.6 | Single Family | FALSE | FALSE |  |  |  | 10431.8453 | 9388.6608 | Single Family_FALSE | Single Family_FALSE | Single Family_ | Single Family_ | Single Family_ | unknown | unknownSingle Family_ | unknownSingle Family_FALSE
Water_00007034 | SITE_00752 | Room_00013716 | Bathroom_3 | Bathroom | Shower | 2 |  | 2 |  | Unknown | Primary | Daily / Almost Daily | N/A | Bag | 0.8492 |  |  | Unknown | WA | Single Family | Shower | 1271 | 3931.6 | Single Family | TRUE | FALSE | TRUE | FALSE | FALSE | 7863.2 | 0 | Single Family_TRUE | Single Family_FALSE | Single Family_TRUE | Single Family_FALSE | Single Family_FALSE | unknown | unknownSingle Family_FALSE | unknownSingle Family_TRUE
Water_00007035 | SITE_00675 | Room_00012670 | Bathroom_6 | Bathroom | Bathroom Faucet | unknown |  |  |  | Unknown | N/A | N/A | Couldn't measure | Bag | 0.796 |  |  | Unknown | WA | Single Family | Bathroom Faucet | 1194 | 3805.5 | Single Family | FALSE | FALSE |  |  |  | 0 | 0 | Single Family_FALSE | Single Family_FALSE | Single Family_ | Single Family_ | Single Family_ | unknown | unknownSingle Family_ | unknownSingle Family_FALSE
Water_00007036 | SITE_00675 | Room_00012670 | Bathroom_6 | Bathroom | Shower / Bathtub combo with diverter valve | unknown |  |  |  | Unknown | Primary | Daily / Almost Daily | Couldn't measure | Bag | 0.8492 |  |  | Unknown | WA | Single Family | Shower | 1194 | 3805.5 | Single Family | TRUE | TRUE | FALSE | FALSE | FALSE | 0 | 0 | Single Family_TRUE | Single Family_TRUE | Single Family_FALSE | Single Family_FALSE | Single Family_FALSE | unknown | unknownSingle Family_FALSE | unknownSingle Family_TRUE
Water_00007037 | SITE_00715 | Room_00013169 | Living Room_3 | Living Room | Kitchen Faucet | 2.2111 | 2.2111 |  | 2.5 |  | N/A | N/A | N/A | Bag | 0.796 |  | 1.99 |  | WA | Single Family | Kitchen Faucet | 1234 | 3805.5 | Single Family | FALSE | FALSE |  |  |  | 8414.3833 | 7572.945 | Single Family_FALSE | Single Family_FALSE | Single Family_ | Single Family_ | Single Family_ | unknown | unknownSingle Family_ | unknownSingle Family_FALSE
Water_00007038 | SITE_00758 | Room_00013814 | Kitchen_1 | Kitchen | Kitchen Faucet | 2.6533 | 2.6533 |  | 3 |  | N/A | N/A | N/A | Bag | 0.796 |  | 2.388 |  | WA | Single Family | Kitchen Faucet | 1277 | 3805.5 | Single Family | FALSE | FALSE |  |  |  | 10097.26 | 9087.534 | Single Family_FALSE | Single Family_FALSE | Single Family_ | Single Family_ | Single Family_ | unknown | unknownSingle Family_ | unknownSingle Family_FALSE
Water_00007039 | SITE_00758 | Room_00013815 | Bathroom_1 | Bathroom | Shower / Bathtub combo with diverter valve | 2 |  | 2 | 2 |  | Primary | Daily / Almost Daily | N/A | Unknown |  | N/A |  | N/A | WA | Single Family | Shower | 1277 | 3805.5 | Single Family | TRUE | TRUE | TRUE | FALSE | FALSE | 7611 | 0 | Single Family_TRUE | Single Family_TRUE | Single Family_TRUE | Single Family_FALSE | Single Family_FALSE | unknown | unknownSingle Family_FALSE | unknownSingle Family_TRUE
Water_00007040 | SITE_00758 | Room_00013815 | Bathroom_1 | Bathroom | Bathroom Faucet | unknown |  |  | 5 |  | N/A | N/A | N/A | Unknown |  | N/A |  | N/A | WA | Single Family | Bathroom Faucet | 1277 | 3805.5 | Single Family | FALSE | FALSE |  |  |  | 0 | 0 | Single Family_FALSE | Single Family_FALSE | Single Family_ | Single Family_ | Single Family_ | unknown | unknownSingle Family_ | unknownSingle Family_FALSE
Water_00007041 | SITE_00689 | Room_00012795 | Kitchen_1 | Kitchen | Kitchen Faucet | 2 | 2.2111 | 2 | 2.5 |  | N/A | N/A | N/A | Bag | 0.796 |  | 1.99 |  | WA | Multifamily Residence | Kitchen Faucet | 1208 | 1819.67 | Multifamily Residence | FALSE | FALSE |  |  |  | 3639.34 | 3621.1433 | Multifamily Residence_FALSE | Multifamily Residence_FALSE | Multifamily Residence_ | Multifamily Residence_ | Multifamily Residence_ | unknown | unknownMultifamily Residence_ | unknownMultifamily Residence_FALSE
Water_00007042 | SITE_00689 | Room_00012796 | Bathroom_1 | Bathroom | Bathroom Faucet | unknown |  |  | 2.5 |  | N/A | N/A | N/A | Unknown |  | N/A |  | N/A | WA | Multifamily Residence | Bathroom Faucet | 1208 | 1819.67 | Multifamily Residence | FALSE | FALSE |  |  |  | 0 | 0 | Multifamily Residence_FALSE | Multifamily Residence_FALSE | Multifamily Residence_ | Multifamily Residence_ | Multifamily Residence_ | unknown | unknownMultifamily Residence_ | unknownMultifamily Residence_FALSE
Water_00007043 | SITE_00689 | Room_00012796 | Bathroom_1 | Bathroom | Shower / Bathtub combo with diverter valve | unknown |  |  | 3.5 |  | Primary | Daily / Almost Daily | N/A | Unknown |  | N/A |  | N/A | WA | Multifamily Residence | Shower | 1208 | 1819.67 | Multifamily Residence | TRUE | TRUE | FALSE | FALSE | FALSE | 0 | 0 | Multifamily Residence_TRUE | Multifamily Residence_TRUE | Multifamily Residence_FALSE | Multifamily Residence_FALSE | Multifamily Residence_FALSE | unknown | unknownMultifamily Residence_FALSE | unknownMultifamily Residence_TRUE
Water_00007044 | SITE_00491 | Room_00010221 | Bathroom_1 | Bathroom | Bathroom Faucet | unknown |  |  | 2.5 |  | N/A | N/A | N/A | Unknown |  | N/A |  | N/A | WA | Single Family | Bathroom Faucet | 1011 | 3931.6 | Single Family | FALSE | FALSE |  |  |  | 0 | 0 | Single Family_FALSE | Single Family_FALSE | Single Family_ | Single Family_ | Single Family_ | unknown | unknownSingle Family_ | unknownSingle Family_FALSE
Water_00007045 | SITE_00491 | Room_00010221 | Bathroom_1 | Bathroom | Shower | 2 |  | 2 |  | Unknown | Secondary | A few times per year | Rain head too big. | Unknown |  | N/A |  | N/A | WA | Single Family | Shower | 1011 | 3931.6 | Single Family | TRUE | FALSE | TRUE | FALSE | FALSE | 7863.2 | 0 | Single Family_TRUE | Single Family_FALSE | Single Family_TRUE | Single Family_FALSE | Single Family_FALSE | unknown | unknownSingle Family_FALSE | unknownSingle Family_TRUE
Water_00007046 | SITE_00491 | Room_00010227 | Kitchen_1 | Kitchen | Kitchen Faucet | 2.2111 | 2.2111 |  | 2.5 |  | N/A | N/A | N/A | Bag | 0.796 |  | 1.99 |  | WA | Single Family | Kitchen Faucet | 1011 | 3931.6 | Single Family | FALSE | FALSE |  |  |  | 8693.2044 | 7823.884 | Single Family_FALSE | Single Family_FALSE | Single Family_ | Single Family_ | Single Family_ | unknown | unknownSingle Family_ | unknownSingle Family_FALSE
Water_00007047 | SITE_00491 | Room_00010231 | Bathroom_2 | Bathroom | Bathroom Faucet | 2.2 |  | 2.2 | 2.5 |  | N/A | N/A | N/A | Unknown |  | N/A |  | N/A | WA | Single Family | Bathroom Faucet | 1011 | 3931.6 | Single Family | FALSE | FALSE |  |  |  | 8649.52 | 0 | Single Family_FALSE | Single Family_FALSE | Single Family_ | Single Family_ | Single Family_ | unknown | unknownSingle Family_ | unknownSingle Family_FALSE
Water_00007048 | SITE_00491 | Room_00010231 | Bathroom_2 | Bathroom | Shower / Bathtub combo with diverter valve | 2.5 |  | 2.5 | 2.5 |  | Primary | Daily / Almost Daily | N/A | Unknown |  | N/A |  | N/A | WA | Single Family | Shower | 1011 | 3931.6 | Single Family | TRUE | TRUE | TRUE | FALSE | FALSE | 9829 | 0 | Single Family_TRUE | Single Family_TRUE | Single Family_TRUE | Single Family_FALSE | Single Family_FALSE | unknown | unknownSingle Family_FALSE | unknownSingle Family_TRUE
Water_00007049 | SITE_00491 | Room_00010232 | Bathroom_3 | Bathroom | Shower / Bathtub combo with separate valve | unknown |  |  |  | Unknown | Secondary | A few times per month | Rain head too big. | Unknown |  | N/A |  | N/A | WA | Single Family | Shower | 1011 | 3931.6 | Single Family | TRUE | TRUE | FALSE | FALSE | FALSE | 0 | 0 | Single Family_TRUE | Single Family_TRUE | Single Family_FALSE | Single Family_FALSE | Single Family_FALSE | unknown | unknownSingle Family_FALSE | unknownSingle Family_TRUE
Water_00007050 | SITE_00491 | Room_00010232 | Bathroom_3 | Bathroom | Bathroom Faucet | 2.2 |  | 2.2 | 3 |  | N/A | N/A | N/A | Unknown |  | N/A |  | N/A | WA | Single Family | Bathroom Faucet | 1011 | 3931.6 | Single Family | FALSE | FALSE |  |  |  | 8649.52 | 0 | Single Family_FALSE | Single Family_FALSE | Single Family_ | Single Family_ | Single Family_ | unknown | unknownSingle Family_ | unknownSingle Family_FALSE
Water_00007051 | SITE_00709 | Room_00013063 | Kitchen_1 | Kitchen | Kitchen Faucet | 3.0956 | 3.0956 |  | 3.5 |  | N/A | N/A | N/A | Bag | 0.796 |  | 2.786 |  | WA | Single Family | Kitchen Faucet | 1228 | 3931.6 | Single Family | FALSE | FALSE |  |  |  | 12170.4862 | 10953.4376 | Single Family_FALSE | Single Family_FALSE | Single Family_ | Single Family_ | Single Family_ | unknown | unknownSingle Family_ | unknownSingle Family_FALSE
Water_00007052 | SITE_00709 | Room_00013067 | Bathroom_1 | Bathroom | Shower / Bathtub combo with diverter valve | 1.8 |  | 1.8 | 2.5 |  | Primary | A few times per week | N/A | Unknown |  | N/A |  | N/A | WA | Single Family | Shower | 1228 | 3931.6 | Single Family | TRUE | TRUE | TRUE | FALSE | FALSE | 7076.88 | 0 | Single Family_TRUE | Single Family_TRUE | Single Family_TRUE | Single Family_FALSE | Single Family_FALSE | unknown | unknownSingle Family_FALSE | unknownSingle Family_TRUE
Water_00007053 | SITE_00709 | Room_00013067 | Bathroom_1 | Bathroom | Bathroom Faucet | unknown |  |  | 2.5 |  | N/A | N/A | N/A | Unknown |  | N/A |  | N/A | WA | Single Family | Bathroom Faucet | 1228 | 3931.6 | Single Family | FALSE | FALSE |  |  |  | 0 | 0 | Single Family_FALSE | Single Family_FALSE | Single Family_ | Single Family_ | Single Family_ | unknown | unknownSingle Family_ | unknownSingle Family_FALSE
Water_00007054 | SITE_00709 | Room_00013068 | Bathroom_2 | Bathroom | Bathroom Faucet | 2 |  | 2 | 2.5 |  | N/A | N/A | N/A | Unknown |  | N/A |  | N/A | WA | Single Family | Bathroom Faucet | 1228 | 3931.6 | Single Family | FALSE | FALSE |  |  |  | 7863.2 | 0 | Single Family_FALSE | Single Family_FALSE | Single Family_ | Single Family_ | Single Family_ | unknown | unknownSingle Family_ | unknownSingle Family_FALSE
Water_00007055 | SITE_00717 | Room_00013204 | Kitchen_2 | Kitchen | Kitchen Faucet | 2 | 1.7689 | 2 | 2 |  | N/A | N/A | N/A | Bag | 0.796 |  | 1.592 |  | WA | Manufactured | Kitchen Faucet | 1236 | 1628.92 | Manufactured | FALSE | FALSE |  |  |  | 3257.84 | 2593.2406 | Manufactured_FALSE | Manufactured_FALSE | Manufactured_ | Manufactured_ | Manufactured_ | unknown | unknownManufactured_ | unknownManufactured_FALSE
Water_00007056 | SITE_00717 | Room_00013208 | Bathroom_6 | Bathroom | Bathroom Faucet | 2 |  | 2 | 1 |  | N/A | N/A | N/A | Unknown |  | N/A |  | N/A | WA | Manufactured | Bathroom Faucet | 1236 | 1628.92 | Manufactured | FALSE | FALSE |  |  |  | 3257.84 | 0 | Manufactured_FALSE | Manufactured_FALSE | Manufactured_ | Manufactured_ | Manufactured_ | unknown | unknownManufactured_ | unknownManufactured_FALSE
Water_00007057 | SITE_00717 | Room_00013208 | Bathroom_6 | Bathroom | Shower / Bathtub combo with diverter valve | 2 |  | 2 | 1 |  | Primary | A few times per week | N/A | Unknown |  | N/A |  | N/A | WA | Manufactured | Shower | 1236 | 1628.92 | Manufactured | TRUE | TRUE | TRUE | FALSE | FALSE | 3257.84 | 0 | Manufactured_TRUE | Manufactured_TRUE | Manufactured_TRUE | Manufactured_FALSE | Manufactured_FALSE | unknown | unknownManufactured_FALSE | unknownManufactured_TRUE
Water_00007058 | SITE_00685 | Room_00012748 | Kitchen_2 | Kitchen | Kitchen Faucet | 2.2111 | 2.2111 |  | 2.5 |  | N/A | N/A | N/A | Bag | 0.796 |  | 1.99 |  | WA | Multifamily Residence | Kitchen Faucet | 1204 | 1819.67 | Multifamily Residence | FALSE | FALSE |  |  |  | 4023.4926 | 3621.1433 | Multifamily Residence_FALSE | Multifamily Residence_FALSE | Multifamily Residence_ | Multifamily Residence_ | Multifamily Residence_ | unknown | unknownMultifamily Residence_ | unknownMultifamily Residence_FALSE
Water_00007059 | SITE_00697 | Room_00012899 | Bathroom_1 | Bathroom | Bathroom Faucet | 2 |  | 2 | 2 |  | N/A | N/A | N/A | Unknown |  | N/A |  | N/A | WA | Single Family | Bathroom Faucet | 1216 | 3805.5 | Single Family | FALSE | FALSE |  |  |  | 7611 | 0 | Single Family_FALSE | Single Family_FALSE | Single Family_ | Single Family_ | Single Family_ | unknown | unknownSingle Family_ | unknownSingle Family_FALSE
Water_00007060 | SITE_00697 | Room_00012899 | Bathroom_1 | Bathroom | Shower / Bathtub combo with diverter valve | 2.5 |  | 2.5 | 2.5 |  | Primary | Daily / Almost Daily | N/A | Unknown |  | N/A |  | N/A | WA | Single Family | Shower | 1216 | 3805.5 | Single Family | TRUE | TRUE | TRUE | FALSE | FALSE | 9513.75 | 0 | Single Family_TRUE | Single Family_TRUE | Single Family_TRUE | Single Family_FALSE | Single Family_FALSE | unknown | unknownSingle Family_FALSE | unknownSingle Family_TRUE
Water_00007061 | SITE_00697 | Room_00012901 | Kitchen_1 | Kitchen | Kitchen Faucet | 2 | 2.2111 | 2 | 2.5 |  | N/A | N/A | N/A | Bag | 0.796 |  | 1.99 |  | WA | Single Family | Kitchen Faucet | 1216 | 3805.5 | Single Family | FALSE | FALSE |  |  |  | 7611 | 7572.945 | Single Family_FALSE | Single Family_FALSE | Single Family_ | Single Family_ | Single Family_ | unknown | unknownSingle Family_ | unknownSingle Family_FALSE
Water_00007062 | SITE_00697 | Room_00012907 | Bathroom_2 | Bathroom | Bathroom Faucet | unknown |  |  | 2.5 |  | N/A | N/A | N/A | Unknown |  | N/A |  | N/A | WA | Single Family | Bathroom Faucet | 1216 | 3805.5 | Single Family | FALSE | FALSE |  |  |  | 0 | 0 | Single Family_FALSE | Single Family_FALSE | Single Family_ | Single Family_ | Single Family_ | unknown | unknownSingle Family_ | unknownSingle Family_FALSE
Water_00007063 | SITE_00697 | Room_00012907 | Bathroom_2 | Bathroom | Shower / Bathtub combo with diverter valve | unknown |  |  |  | Unknown | Secondary | Daily / Almost Daily | N/A | Unknown |  | N/A |  | N/A | WA | Single Family | Shower | 1216 | 3805.5 | Single Family | TRUE | TRUE | FALSE | FALSE | FALSE | 0 | 0 | Single Family_TRUE | Single Family_TRUE | Single Family_FALSE | Single Family_FALSE | Single Family_FALSE | unknown | unknownSingle Family_FALSE | unknownSingle Family_TRUE
Water_00007064 | SITE_00675 | Room_00012672 | Kitchen_1 | Kitchen | Kitchen Faucet | 2 |  | 2 |  | Unknown | N/A | N/A | Couldn't measure | Bag | 0.796 |  |  | Unknown | WA | Single Family | Kitchen Faucet | 1194 | 3805.5 | Single Family | FALSE | FALSE |  |  |  | 7611 | 0 | Single Family_FALSE | Single Family_FALSE | Single Family_ | Single Family_ | Single Family_ | unknown | unknownSingle Family_ | unknownSingle Family_FALSE
Water_00007065 | SITE_00427 | Room_00009597 | Bedroom_1 | Bedroom | Bathroom Faucet | 2.2 |  | 2.2 |  | Unknown | N/A | N/A | N/A | Bag | 0.796 |  |  | Unknown | WA | Manufactured | Bathroom Faucet | 947 | 1824.63 | Manufactured | FALSE | FALSE |  |  |  | 4014.186 | 0 | Manufactured_FALSE | Manufactured_FALSE | Manufactured_ | Manufactured_ | Manufactured_ | unknown | unknownManufactured_ | unknownManufactured_FALSE
Water_00007066 | SITE_00427 | Room_00009598 | Kitchen_1 | Kitchen | Kitchen Faucet | unknown |  |  |  | Unknown | N/A | N/A | N/A | Bag | 0.796 |  |  | Unknown | WA | Manufactured | Kitchen Faucet | 947 | 1824.63 | Manufactured | FALSE | FALSE |  |  |  | 0 | 0 | Manufactured_FALSE | Manufactured_FALSE | Manufactured_ | Manufactured_ | Manufactured_ | unknown | unknownManufactured_ | unknownManufactured_FALSE
Water_00007067 | SITE_00719 | Room_00013225 | Bathroom_1 | Bathroom | Bathroom Faucet | unknown |  |  |  | Unknown | N/A | N/A | Couldn't measure | Bag | 0.796 |  |  | Unknown | WA | Single Family | Bathroom Faucet | 1238 | 3931.6 | Single Family | FALSE | FALSE |  |  |  | 0 | 0 | Single Family_FALSE | Single Family_FALSE | Single Family_ | Single Family_ | Single Family_ | unknown | unknownSingle Family_ | unknownSingle Family_FALSE
Water_00007068 | SITE_00719 | Room_00013228 | Kitchen_1 | Kitchen | Kitchen Faucet | unknown |  |  |  | Unknown | N/A | N/A | Couldn't measure | Bag | 0.796 |  |  | Unknown | WA | Single Family | Kitchen Faucet | 1238 | 3931.6 | Single Family | FALSE | FALSE |  |  |  | 0 | 0 | Single Family_FALSE | Single Family_FALSE | Single Family_ | Single Family_ | Single Family_ | unknown | unknownSingle Family_ | unknownSingle Family_FALSE
Water_00007069 | SITE_00719 | Room_00013233 | Bathroom_3 | Bathroom | Bathroom Faucet | unknown |  |  |  | Unknown | N/A | N/A | Couldn't measure | Bag | 0.796 |  |  | Unknown | WA | Single Family | Bathroom Faucet | 1238 | 3931.6 | Single Family | FALSE | FALSE |  |  |  | 0 | 0 | Single Family_FALSE | Single Family_FALSE | Single Family_ | Single Family_ | Single Family_ | unknown | unknownSingle Family_ | unknownSingle Family_FALSE
Water_00007070 | SITE_00719 | Room_00013233 | Bathroom_3 | Bathroom | Bathroom Faucet | unknown |  |  |  | Unknown | N/A | N/A | Couldn't measure | Bag | 0.796 |  |  | Unknown | WA | Single Family | Bathroom Faucet | 1238 | 3931.6 | Single Family | FALSE | FALSE |  |  |  | 0 | 0 | Single Family_FALSE | Single Family_FALSE | Single Family_ | Single Family_ | Single Family_ | unknown | unknownSingle Family_ | unknownSingle Family_FALSE
Water_00007071 | SITE_00719 | Room_00013233 | Bathroom_3 | Bathroom | Bathtub | unknown |  |  |  | N/A | N/A | N/A | Couldn't measure | Unknown |  | N/A |  | N/A | WA | Single Family | Bathtub | 1238 | 3931.6 | Single Family | FALSE | FALSE |  |  |  | 0 | 0 | Single Family_FALSE | Single Family_FALSE | Single Family_ | Single Family_ | Single Family_ | unknown | unknownSingle Family_ | unknownSingle Family_FALSE
Water_00007072 | SITE_00719 | Room_00013233 | Bathroom_3 | Bathroom | Shower | unknown |  |  |  | Unknown | Primary | Daily / Almost Daily | Couldn't measure | Bag | 0.8492 |  |  | Unknown | WA | Single Family | Shower | 1238 | 3931.6 | Single Family | TRUE | FALSE | FALSE | FALSE | FALSE | 0 | 0 | Single Family_TRUE | Single Family_FALSE | Single Family_FALSE | Single Family_FALSE | Single Family_FALSE | unknown | unknownSingle Family_FALSE | unknownSingle Family_TRUE
Water_00007073 | SITE_00719 | Room_00013232 | Bathroom_2 | Bathroom | Bathroom Faucet | unknown |  |  |  | Unknown | N/A | N/A | Couldn't measure | Bag | 0.796 |  |  | Unknown | WA | Single Family | Bathroom Faucet | 1238 | 3931.6 | Single Family | FALSE | FALSE |  |  |  | 0 | 0 | Single Family_FALSE | Single Family_FALSE | Single Family_ | Single Family_ | Single Family_ | unknown | unknownSingle Family_ | unknownSingle Family_FALSE
Water_00007074 | SITE_00719 | Room_00013232 | Bathroom_2 | Bathroom | Shower / Bathtub combo with diverter valve | unknown |  |  |  | Unknown | All used about the same | Daily / Almost Daily | Couldn't measure | Bag | 0.8492 |  |  | Unknown | WA | Single Family | Shower | 1238 | 3931.6 | Single Family | TRUE | TRUE | FALSE | FALSE | FALSE | 0 | 0 | Single Family_TRUE | Single Family_TRUE | Single Family_FALSE | Single Family_FALSE | Single Family_FALSE | unknown | unknownSingle Family_FALSE | unknownSingle Family_TRUE
Water_00007075 | SITE_00756 | Room_00013772 | Laundry_1 | Laundry | Kitchen Faucet | 1.5 | 1.3267 | 1.5 | 1.5 |  | N/A | N/A | N/A | Bag | 0.796 |  | 1.194 |  | WA | Single Family | Kitchen Faucet | 1275 | 3931.6 | Single Family | FALSE | FALSE |  |  |  | 5897.4 | 4694.3304 | Single Family_FALSE | Single Family_FALSE | Single Family_ | Single Family_ | Single Family_ | unknown | unknownSingle Family_ | unknownSingle Family_FALSE
Water_00007076 | SITE_00756 | Room_00013774 | Bathroom_1 | Bathroom | Bathroom Faucet | 2.2 | 1.9456 | 2.2 | 2.2 |  | N/A | N/A | N/A | Bag | 0.796 |  | 1.751 |  | WA | Single Family | Bathroom Faucet | 1275 | 3931.6 | Single Family | FALSE | FALSE |  |  |  | 8649.52 | 6884.2316 | Single Family_FALSE | Single Family_FALSE | Single Family_ | Single Family_ | Single Family_ | unknown | unknownSingle Family_ | unknownSingle Family_FALSE
Water_00007077 | SITE_00756 | Room_00013776 | Bathroom_2 | Bathroom | Bathroom Faucet | 2.2 | 1.9456 | 2.2 | 2.2 |  | N/A | N/A | N/A | Bag | 0.796 |  | 1.751 |  | WA | Single Family | Bathroom Faucet | 1275 | 3931.6 | Single Family | FALSE | FALSE |  |  |  | 8649.52 | 6884.2316 | Single Family_FALSE | Single Family_FALSE | Single Family_ | Single Family_ | Single Family_ | unknown | unknownSingle Family_ | unknownSingle Family_FALSE
Water_00007078 | SITE_00756 | Room_00013776 | Bathroom_2 | Bathroom | Shower / Bathtub combo with diverter valve | 3 | 3.3022 | 3 | 3.5 |  | Never / rarely used | A few times per year | N/A | Bag | 0.8492 |  | 2.972 |  | WA | Single Family | Shower | 1275 | 3931.6 | Single Family | TRUE | TRUE | TRUE | TRUE | TRUE | 11794.8 | 11684.7152 | Single Family_TRUE | Single Family_TRUE | Single Family_TRUE | Single Family_TRUE | Single Family_TRUE | gt2.5gpm | gt2.5gpmSingle Family_TRUE | gt2.5gpmSingle Family_TRUE
Water_00007079 | SITE_00756 | Room_00013778 | Bathroom_3 | Bathroom | Bathroom Faucet | 2.2 | 2.2111 | 2.2 | 2.5 |  | N/A | N/A | N/A | Bag | 0.796 |  | 1.99 |  | WA | Single Family | Bathroom Faucet | 1275 | 3931.6 | Single Family | FALSE | FALSE |  |  |  | 8649.52 | 7823.884 | Single Family_FALSE | Single Family_FALSE | Single Family_ | Single Family_ | Single Family_ | unknown | unknownSingle Family_ | unknownSingle Family_FALSE
Water_00007080 | SITE_00756 | Room_00013778 | Bathroom_3 | Bathroom | Shower / Bathtub combo with diverter valve | 2.5 | 3.3022 | 2.5 | 3.5 |  | Never / rarely used | A few times per year | 10 per year | Bag | 0.8492 |  | 2.972 |  | WA | Single Family | Shower | 1275 | 3931.6 | Single Family | TRUE | TRUE | TRUE | TRUE | TRUE | 9829 | 11684.7152 | Single Family_TRUE | Single Family_TRUE | Single Family_TRUE | Single Family_TRUE | Single Family_TRUE | 2.5gpm | 2.5gpmSingle Family_TRUE | 2.5gpmSingle Family_TRUE
Water_00007081 | SITE_00756 | Room_00013780 | Bathroom_4 | Bathroom | Bathroom Faucet | 2.2 | 2.2111 | 2.2 | 2.5 |  | N/A | N/A | N/A | Bag | 0.796 |  | 1.99 |  | WA | Single Family | Bathroom Faucet | 1275 | 3931.6 | Single Family | FALSE | FALSE |  |  |  | 8649.52 | 7823.884 | Single Family_FALSE | Single Family_FALSE | Single Family_ | Single Family_ | Single Family_ | unknown | unknownSingle Family_ | unknownSingle Family_FALSE
Water_00007082 | SITE_00756 | Room_00013780 | Bathroom_4 | Bathroom | Shower / Bathtub combo with diverter valve | 3 | 3.0667 | 3 | 3.25 |  | Secondary | Daily / Almost Daily | N/A | Bag | 0.8492 |  | 2.76 |  | WA | Single Family | Shower | 1275 | 3931.6 | Single Family | TRUE | TRUE | TRUE | TRUE | TRUE | 11794.8 | 10851.216 | Single Family_TRUE | Single Family_TRUE | Single Family_TRUE | Single Family_TRUE | Single Family_TRUE | gt2.5gpm | gt2.5gpmSingle Family_TRUE | gt2.5gpmSingle Family_TRUE
Water_00007083 | SITE_00756 | Room_00013781 | Bedroom_3 | Bedroom | Bathroom Faucet | 2.2 | 2.2111 | 2.2 | 2.5 |  | N/A | N/A | N/A | Bag | 0.796 |  | 1.99 |  | WA | Single Family | Bathroom Faucet | 1275 | 3931.6 | Single Family | FALSE | FALSE |  |  |  | 8649.52 | 7823.884 | Single Family_FALSE | Single Family_FALSE | Single Family_ | Single Family_ | Single Family_ | unknown | unknownSingle Family_ | unknownSingle Family_FALSE
Water_00007084 | SITE_00756 | Room_00013781 | Bedroom_3 | Bedroom | Bathroom Faucet | 2.2 | 2.3878 | 2.2 | 2.7 |  | N/A | N/A | N/A | Bag | 0.796 |  | 2.149 |  | WA | Single Family | Bathroom Faucet | 1275 | 3931.6 | Single Family | FALSE | FALSE |  |  |  | 8649.52 | 8449.0084 | Single Family_FALSE | Single Family_FALSE | Single Family_ | Single Family_ | Single Family_ | unknown | unknownSingle Family_ | unknownSingle Family_FALSE
Water_00007085 | SITE_00756 | Room_00013781 | Bedroom_3 | Bedroom | Bathtub | unknown |  |  |  | N/A | N/A | N/A | N/A | Unknown |  | N/A |  | N/A | WA | Single Family | Bathtub | 1275 | 3931.6 | Single Family | FALSE | FALSE |  |  |  | 0 | 0 | Single Family_FALSE | Single Family_FALSE | Single Family_ | Single Family_ | Single Family_ | unknown | unknownSingle Family_ | unknownSingle Family_FALSE
Water_00007086 | SITE_00756 | Room_00013781 | Bedroom_3 | Bedroom | Shower | 1.18 | 1.18 |  | 1.25 |  | Primary | Daily / Almost Daily | N/A | Bag | 0.8492 |  | 1.062 |  | WA | Single Family | Shower | 1275 | 3931.6 | Single Family | TRUE | FALSE | TRUE | TRUE | TRUE | 4639.288 | 4175.3592 | Single Family_TRUE | Single Family_FALSE | Single Family_TRUE | Single Family_TRUE | Single Family_TRUE | <1.5gpm | <1.5gpmSingle Family_TRUE | <1.5gpmSingle Family_TRUE
Water_00007087 | SITE_00746 | Room_00013618 | Bathroom_1 | Bathroom | Bathroom Faucet | 1.7689 | 1.7689 |  | 2 |  | N/A | N/A | N/A | Bag | 0.796 |  | 1.592 |  | WA | Single Family | Bathroom Faucet | 1265 | 3805.5 | Single Family | FALSE | FALSE |  |  |  | 6731.5067 | 6058.356 | Single Family_FALSE | Single Family_FALSE | Single Family_ | Single Family_ | Single Family_ | unknown | unknownSingle Family_ | unknownSingle Family_FALSE
Water_00007088 | SITE_00746 | Room_00013618 | Bathroom_1 | Bathroom | Shower / Bathtub combo with diverter valve | 2 | 1.8867 | 2 | 2 |  | Primary | Daily / Almost Daily | N/A | Bag | 0.8492 |  | 1.698 |  | WA | Single Family | Shower | 1265 | 3805.5 | Single Family | TRUE | TRUE | TRUE | TRUE | TRUE | 7611 | 6461.739 | Single Family_TRUE | Single Family_TRUE | Single Family_TRUE | Single Family_TRUE | Single Family_TRUE | 2.0gpm | 2.0gpmSingle Family_TRUE | 2.0gpmSingle Family_TRUE
Water_00007089 | SITE_00746 | Room_00013619 | Kitchen_1 | Kitchen | Kitchen Faucet | 0.88444 | 0.88444 |  | 1 |  | N/A | N/A | N/A | Bag | 0.796 |  | 0.796 |  | WA | Single Family | Kitchen Faucet | 1265 | 3805.5 | Single Family | FALSE | FALSE |  |  |  | 3365.7533 | 3029.178 | Single Family_FALSE | Single Family_FALSE | Single Family_ | Single Family_ | Single Family_ | unknown | unknownSingle Family_ | unknownSingle Family_FALSE
Water_00007090 | SITE_00652 | Room_00012392 | Bathroom_1 | Bathroom | Bathroom Faucet | 2.2 | 2.3 | 2.2 | 2.6 |  | N/A | N/A | N/A | Bag | 0.796 |  | 2.07 |  | WA | Manufactured | Bathroom Faucet | 1171 | 1628.92 | Manufactured | FALSE | FALSE |  |  |  | 3583.624 | 3371.8644 | Manufactured_FALSE | Manufactured_FALSE | Manufactured_ | Manufactured_ | Manufactured_ | unknown | unknownManufactured_ | unknownManufactured_FALSE
Water_00007091 | SITE_00652 | Room_00012392 | Bathroom_1 | Bathroom | Shower | 2.5 | 1.51 | 2.5 | 1.6 |  | Primary | A few times per week | N/A | Bag | 0.8492 |  | 1.359 |  | WA | Manufactured | Shower | 1171 | 1628.92 | Manufactured | TRUE | FALSE | TRUE | TRUE | TRUE | 4072.3 | 2213.7023 | Manufactured_TRUE | Manufactured_FALSE | Manufactured_TRUE | Manufactured_TRUE | Manufactured_TRUE | 2.5gpm | 2.5gpmManufactured_TRUE | 2.5gpmManufactured_TRUE
Water_00007092 | SITE_00652 | Room_00012398 | Bathroom_2 | Bathroom | Bathroom Faucet | 2.2 | 1.9456 | 2.2 | 2.2 |  | N/A | N/A | N/A | Bag | 0.796 |  | 1.751 |  | WA | Manufactured | Bathroom Faucet | 1171 | 1628.92 | Manufactured | FALSE | FALSE |  |  |  | 3583.624 | 2852.2389 | Manufactured_FALSE | Manufactured_FALSE | Manufactured_ | Manufactured_ | Manufactured_ | unknown | unknownManufactured_ | unknownManufactured_FALSE
Water_00007093 | SITE_00652 | Room_00012398 | Bathroom_2 | Bathroom | Shower / Bathtub combo with diverter valve | 2.5 | 1.6989 | 2.5 | 1.8 |  | Secondary | A few times per month | N/A | Bag | 0.8492 |  | 1.529 |  | WA | Manufactured | Shower | 1171 | 1628.92 | Manufactured | TRUE | TRUE | TRUE | TRUE | TRUE | 4072.3 | 2490.6187 | Manufactured_TRUE | Manufactured_TRUE | Manufactured_TRUE | Manufactured_TRUE | Manufactured_TRUE | 2.5gpm | 2.5gpmManufactured_TRUE | 2.5gpmManufactured_TRUE
Water_00007094 | SITE_00671 | Room_00012635 | Kitchen_1 | Kitchen | Kitchen Faucet | 2.2111 | 2.2111 |  | 2.5 |  | N/A | N/A | No aerator | Bag | 0.796 |  | 1.99 |  | WA | Single Family | Kitchen Faucet | 1190 | 3805.5 | Single Family | FALSE | FALSE |  |  |  | 8414.3833 | 7572.945 | Single Family_FALSE | Single Family_FALSE | Single Family_ | Single Family_ | Single Family_ | unknown | unknownSingle Family_ | unknownSingle Family_FALSE
Water_00007095 | SITE_00671 | Room_00012639 | Bathroom_1 | Bathroom | Bathroom Faucet | 3.2722 | 3.2722 |  | 3.7 |  | N/A | N/A | N/A | Bag | 0.796 |  | 2.945 |  | WA | Single Family | Bathroom Faucet | 1190 | 3805.5 | Single Family | FALSE | FALSE |  |  |  | 12452.4417 | 11207.1975 | Single Family_FALSE | Single Family_FALSE | Single Family_ | Single Family_ | Single Family_ | unknown | unknownSingle Family_ | unknownSingle Family_FALSE
Water_00007096 | SITE_00671 | Room_00012639 | Bathroom_1 | Bathroom | Shower / Bathtub combo with diverter valve | unknown |  |  |  | Unknown | Secondary | A few times per week | Overflowed bag, not able to get good reading | Bag | 0.8492 |  |  | Unknown | WA | Single Family | Shower | 1190 | 3805.5 | Single Family | TRUE | TRUE | FALSE | FALSE | FALSE | 0 | 0 | Single Family_TRUE | Single Family_TRUE | Single Family_FALSE | Single Family_FALSE | Single Family_FALSE | unknown | unknownSingle Family_FALSE | unknownSingle Family_TRUE
Water_00007097 | SITE_00778 | Room_00014138 | Kitchen_1 | Kitchen | Kitchen Faucet | 4.1567 | 4.1567 |  | 4.7 |  | N/A | N/A | Washing machine aerator | Bag | 0.796 |  | 3.741 |  | WA | Single Family | Kitchen Faucet | 1297 | 3805.5 | Single Family | FALSE | FALSE |  |  |  | 15818.195 | 14236.3755 | Single Family_FALSE | Single Family_FALSE | Single Family_ | Single Family_ | Single Family_ | unknown | unknownSingle Family_ | unknownSingle Family_FALSE
Water_00007098 | SITE_00664 | Room_00012546 | Bathroom_1 | Bathroom | Bathroom Faucet | 2 | 1.3267 | 2 | 1.5 |  | N/A | N/A | N/A | Bag | 0.796 |  | 1.194 |  | WA | Manufactured | Bathroom Faucet | 1183 | 1628.92 | Manufactured | FALSE | FALSE |  |  |  | 3257.84 | 1944.9305 | Manufactured_FALSE | Manufactured_FALSE | Manufactured_ | Manufactured_ | Manufactured_ | unknown | unknownManufactured_ | unknownManufactured_FALSE
Water_00007099 | SITE_00664 | Room_00012546 | Bathroom_1 | Bathroom | Shower / Bathtub combo with diverter valve | 2.8311 | 2.8311 |  | 3 |  | Secondary | Daily / Almost Daily | N/A | Bag | 0.8492 |  | 2.548 |  | WA | Manufactured | Shower | 1183 | 1628.92 | Manufactured | TRUE | TRUE | TRUE | TRUE | TRUE | 4611.6535 | 4150.4882 | Manufactured_TRUE | Manufactured_TRUE | Manufactured_TRUE | Manufactured_TRUE | Manufactured_TRUE | gt2.5gpm | gt2.5gpmManufactured_TRUE | gt2.5gpmManufactured_TRUE
Water_00007100 | SITE_00664 | Room_00012548 | Kitchen_1 | Kitchen | Kitchen Faucet | 1.3267 | 1.3267 |  | 1.5 |  | N/A | N/A | N/A | Bag | 0.796 |  | 1.194 |  | WA | Manufactured | Kitchen Faucet | 1183 | 1628.92 | Manufactured | FALSE | FALSE |  |  |  | 2161.0339 | 1944.9305 | Manufactured_FALSE | Manufactured_FALSE | Manufactured_ | Manufactured_ | Manufactured_ | unknown | unknownManufactured_ | unknownManufactured_FALSE
Water_00007101 | SITE_00664 | Room_00012552 | Bathroom_2 | Bathroom | Bathtub | unknown |  |  |  | N/A | N/A | N/A | N/A | Unknown |  | N/A |  | N/A | WA | Manufactured | Bathtub | 1183 | 1628.92 | Manufactured | FALSE | FALSE |  |  |  | 0 | 0 | Manufactured_FALSE | Manufactured_FALSE | Manufactured_ | Manufactured_ | Manufactured_ | unknown | unknownManufactured_ | unknownManufactured_FALSE
Water_00007102 | SITE_00664 | Room_00012552 | Bathroom_2 | Bathroom | Bathroom Faucet | 2 | 1.3267 | 2 | 1.5 |  | N/A | N/A | N/A | Bag | 0.796 |  | 1.194 |  | WA | Manufactured | Bathroom Faucet | 1183 | 1628.92 | Manufactured | FALSE | FALSE |  |  |  | 3257.84 | 1944.9305 | Manufactured_FALSE | Manufactured_FALSE | Manufactured_ | Manufactured_ | Manufactured_ | unknown | unknownManufactured_ | unknownManufactured_FALSE
Water_00007103 | SITE_00664 | Room_00012552 | Bathroom_2 | Bathroom | Shower | 2.5 | 1.4156 | 2.5 | 1.5 |  | Primary | Daily / Almost Daily | N/A | Bag | 0.8492 |  | 1.274 |  | WA | Manufactured | Shower | 1183 | 1628.92 | Manufactured | TRUE | FALSE | TRUE | TRUE | TRUE | 4072.3 | 2075.2441 | Manufactured_TRUE | Manufactured_FALSE | Manufactured_TRUE | Manufactured_TRUE | Manufactured_TRUE | 2.5gpm | 2.5gpmManufactured_TRUE | 2.5gpmManufactured_TRUE
Water_00007104 | SITE_00736 | Room_00013479 | Bathroom_1 | Bathroom | Bathroom Faucet | 1.2378 | 1.2378 |  | 1.4 |  | N/A | N/A | N/A | Bag | 0.796 |  | 1.114 |  | WA | Single Family | Bathroom Faucet | 1255 | 3805.5 | Single Family | FALSE | FALSE |  |  |  | 4710.3633 | 4239.327 | Single Family_FALSE | Single Family_FALSE | Single Family_ | Single Family_ | Single Family_ | unknown | unknownSingle Family_ | unknownSingle Family_FALSE
Water_00007105 | SITE_00736 | Room_00013481 | Bathroom_2 | Bathroom | Bathroom Faucet | 2.2 | 1.2378 | 2.2 | 1.4 |  | N/A | N/A | N/A | Bag | 0.796 |  | 1.114 |  | WA | Single Family | Bathroom Faucet | 1255 | 3805.5 | Single Family | FALSE | FALSE |  |  |  | 8372.1 | 4239.327 | Single Family_FALSE | Single Family_FALSE | Single Family_ | Single Family_ | Single Family_ | unknown | unknownSingle Family_ | unknownSingle Family_FALSE
Water_00007106 | SITE_00736 | Room_00013481 | Bathroom_2 | Bathroom | Bathtub | unknown |  |  |  | N/A | N/A | N/A | N/A | Unknown |  | N/A |  | N/A | WA | Single Family | Bathtub | 1255 | 3805.5 | Single Family | FALSE | FALSE |  |  |  | 0 | 0 | Single Family_FALSE | Single Family_FALSE | Single Family_ | Single Family_ | Single Family_ | unknown | unknownSingle Family_ | unknownSingle Family_FALSE
Water_00007107 | SITE_00736 | Room_00013482 | Closet_1 | Closet | Shower | 1.51 | 1.51 |  | 1.6 |  | Primary | Daily / Almost Daily | N/A | Bag | 0.8492 |  | 1.359 |  | WA | Single Family | Shower | 1255 | 3805.5 | Single Family | TRUE | FALSE | TRUE | TRUE | TRUE | 5746.305 | 5171.6745 | Single Family_TRUE | Single Family_FALSE | Single Family_TRUE | Single Family_TRUE | Single Family_TRUE | 1.8gpm | 1.8gpmSingle Family_TRUE | 1.8gpmSingle Family_TRUE
Water_00007108 | SITE_00736 | Room_00013485 | Kitchen_1 | Kitchen | Kitchen Faucet | 2.2 | 1.7689 | 2.2 | 2 |  | N/A | N/A | N/A | Bag | 0.796 |  | 1.592 |  | WA | Single Family | Kitchen Faucet | 1255 | 3805.5 | Single Family | FALSE | FALSE |  |  |  | 8372.1 | 6058.356 | Single Family_FALSE | Single Family_FALSE | Single Family_ | Single Family_ | Single Family_ | unknown | unknownSingle Family_ | unknownSingle Family_FALSE
Water_00007109 | SITE_00736 | Room_00013490 | Bathroom_3 | Bathroom | Bathroom Faucet | 2.2 | 1.15 | 2.2 | 1.3 |  | N/A | N/A | N/A | Bag | 0.796 |  | 1.035 |  | WA | Single Family | Bathroom Faucet | 1255 | 3805.5 | Single Family | FALSE | FALSE |  |  |  | 8372.1 | 3938.6925 | Single Family_FALSE | Single Family_FALSE | Single Family_ | Single Family_ | Single Family_ | unknown | unknownSingle Family_ | unknownSingle Family_FALSE
Water_00007110 | SITE_00736 | Room_00013490 | Bathroom_3 | Bathroom | Shower / Bathtub combo with diverter valve | unknown |  |  |  | Unknown | Secondary | A few times per month | Really large showerhead, couldnt measure | Bag | 0.8492 |  |  | Unknown | WA | Single Family | Shower | 1255 | 3805.5 | Single Family | TRUE | TRUE | FALSE | FALSE | FALSE | 0 | 0 | Single Family_TRUE | Single Family_TRUE | Single Family_FALSE | Single Family_FALSE | Single Family_FALSE | unknown | unknownSingle Family_FALSE | unknownSingle Family_TRUE
Water_00007111 | SITE_00655 | Room_00012426 | Bathroom_6 | Bathroom | Bathroom Faucet | 1.5 | 1.3267 | 1.5 | 1.5 |  | N/A | N/A | N/A | Bag | 0.796 |  | 1.194 |  | WA | Manufactured | Bathroom Faucet | 1174 | 1628.92 | Manufactured | FALSE | FALSE |  |  |  | 2443.38 | 1944.9305 | Manufactured_FALSE | Manufactured_FALSE | Manufactured_ | Manufactured_ | Manufactured_ | unknown | unknownManufactured_ | unknownManufactured_FALSE
Water_00007112 | SITE_00655 | Room_00012426 | Bathroom_6 | Bathroom | Shower / Bathtub combo with diverter valve | 1.6 | 1.8867 | 1.6 | 2 |  | Secondary | Daily / Almost Daily | N/A | Bag | 0.8492 |  | 1.698 |  | WA | Manufactured | Shower | 1174 | 1628.92 | Manufactured | TRUE | TRUE | TRUE | TRUE | TRUE | 2606.272 | 2765.9062 | Manufactured_TRUE | Manufactured_TRUE | Manufactured_TRUE | Manufactured_TRUE | Manufactured_TRUE | 1.8gpm | 1.8gpmManufactured_TRUE | 1.8gpmManufactured_TRUE
Water_00007113 | SITE_00777 | Room_00014123 | Kitchen_1 | Kitchen | Kitchen Faucet | 1.3267 | 1.3267 |  | 1.5 |  | N/A | N/A | N/A | Bag | 0.796 |  | 1.194 |  | WA | Single Family | Kitchen Faucet | 1296 | 3805.5 | Single Family | FALSE | FALSE |  |  |  | 5048.63 | 4543.767 | Single Family_FALSE | Single Family_FALSE | Single Family_ | Single Family_ | Single Family_ | unknown | unknownSingle Family_ | unknownSingle Family_FALSE
Water_00007114 | SITE_00777 | Room_00014124 | Bathroom_1 | Bathroom | Bathroom Faucet | 3.4489 | 3.4489 |  | 3.9 |  | N/A | N/A | No aerator | Bag | 0.796 |  | 3.104 |  | WA | Single Family | Bathroom Faucet | 1296 | 3805.5 | Single Family | FALSE | FALSE |  |  |  | 13124.7467 | 11812.272 | Single Family_FALSE | Single Family_FALSE | Single Family_ | Single Family_ | Single Family_ | unknown | unknownSingle Family_ | unknownSingle Family_FALSE
Water_00007115 | SITE_00777 | Room_00014126 | Bathroom_2 | Bathroom | Bathroom Faucet | 1.8578 | 1.8578 |  | 2.1 |  | N/A | N/A | N/A | Bag | 0.796 |  | 1.672 |  | WA | Single Family | Bathroom Faucet | 1296 | 3805.5 | Single Family | FALSE | FALSE |  |  |  | 7069.7733 | 6362.796 | Single Family_FALSE | Single Family_FALSE | Single Family_ | Single Family_ | Single Family_ | unknown | unknownSingle Family_ | unknownSingle Family_FALSE
Water_00007116 | SITE_00777 | Room_00014126 | Bathroom_2 | Bathroom | Shower | 2.3589 | 2.3589 |  | 2.5 |  | Secondary | Daily / Almost Daily | N/A | Bag | 0.8492 |  | 2.123 |  | WA | Single Family | Shower | 1296 | 3805.5 | Single Family | TRUE | FALSE | TRUE | TRUE | TRUE | 8976.7517 | 8079.0765 | Single Family_TRUE | Single Family_FALSE | Single Family_TRUE | Single Family_TRUE | Single Family_TRUE | 2.5gpm | 2.5gpmSingle Family_TRUE | 2.5gpmSingle Family_TRUE
Water_00007117 | SITE_00777 | Room_00014132 | Bathroom_3 | Bathroom | Shower | unknown |  |  |  | Unknown | Primary | Daily / Almost Daily | Triple shower head | Bag | 0.8492 |  |  | Unknown | WA | Single Family | Shower | 1296 | 3805.5 | Single Family | TRUE | FALSE | FALSE | FALSE | FALSE | 0 | 0 | Single Family_TRUE | Single Family_FALSE | Single Family_FALSE | Single Family_FALSE | Single Family_FALSE | unknown | unknownSingle Family_FALSE | unknownSingle Family_TRUE
Water_00007118 | SITE_00777 | Room_00014132 | Bathroom_3 | Bathroom | Bathroom Faucet | 2 | 1.15 | 2 | 1.3 |  | N/A | N/A | N/A | Bag | 0.796 |  | 1.035 |  | WA | Single Family | Bathroom Faucet | 1296 | 3805.5 | Single Family | FALSE | FALSE |  |  |  | 7611 | 3938.6925 | Single Family_FALSE | Single Family_FALSE | Single Family_ | Single Family_ | Single Family_ | unknown | unknownSingle Family_ | unknownSingle Family_FALSE
Water_00007119 | SITE_00777 | Room_00014132 | Bathroom_3 | Bathroom | Bathtub | unknown |  |  |  | N/A | N/A | N/A | N/A | Unknown |  | N/A |  | N/A | WA | Single Family | Bathtub | 1296 | 3805.5 | Single Family | FALSE | FALSE |  |  |  | 0 | 0 | Single Family_FALSE | Single Family_FALSE | Single Family_ | Single Family_ | Single Family_ | unknown | unknownSingle Family_ | unknownSingle Family_FALSE
Water_00007120 | SITE_00735 | Room_00013469 | Bathroom_1 | Bathroom | Bathroom Faucet | 1.8578 | 1.8578 |  | 2.1 |  | N/A | N/A | N/A | Bag | 0.796 |  | 1.672 |  | WA | Single Family | Bathroom Faucet | 1254 | 3805.5 | Single Family | FALSE | FALSE |  |  |  | 7069.7733 | 6362.796 | Single Family_FALSE | Single Family_FALSE | Single Family_ | Single Family_ | Single Family_ | unknown | unknownSingle Family_ | unknownSingle Family_FALSE
Water_00007121 | SITE_00735 | Room_00013469 | Bathroom_1 | Bathroom | Shower / Bathtub combo with diverter valve | 1.5 | 1.4156 | 1.5 | 1.5 |  | Primary | Daily / Almost Daily | From utility, shuts off with valve | Bag | 0.8492 |  | 1.274 |  | WA | Single Family | Shower | 1254 | 3805.5 | Single Family | TRUE | TRUE | TRUE | TRUE | TRUE | 5708.25 | 4848.207 | Single Family_TRUE | Single Family_TRUE | Single Family_TRUE | Single Family_TRUE | Single Family_TRUE | 1.5gpm | 1.5gpmSingle Family_TRUE | 1.5gpmSingle Family_TRUE
Water_00007122 | SITE_00735 | Room_00013473 | Kitchen_1 | Kitchen | Kitchen Faucet | 2.83 | 2.83 |  | 3.2 |  | N/A | N/A | Dishwasher aerator | Bag | 0.796 |  | 2.547 |  | WA | Single Family | Kitchen Faucet | 1254 | 3805.5 | Single Family | FALSE | FALSE |  |  |  | 10769.565 | 9692.6085 | Single Family_FALSE | Single Family_FALSE | Single Family_ | Single Family_ | Single Family_ | unknown | unknownSingle Family_ | unknownSingle Family_FALSE
Water_00007123 | SITE_00715 | Room_00013181 | Kitchen_1 | Kitchen | Kitchen Faucet | unknown |  |  | 2 |  | N/A | N/A | N/A | Unknown |  | N/A |  | N/A | WA | Single Family | Kitchen Faucet | 1234 | 3805.5 | Single Family | FALSE | FALSE |  |  |  | 0 | 0 | Single Family_FALSE | Single Family_FALSE | Single Family_ | Single Family_ | Single Family_ | unknown | unknownSingle Family_ | unknownSingle Family_FALSE
Water_00007124 | SITE_00715 | Room_00013184 | Bathroom_1 | Bathroom | Bathroom Faucet | unknown |  |  | 1.5 |  | N/A | N/A | N/A | Unknown |  | N/A |  | N/A | WA | Single Family | Bathroom Faucet | 1234 | 3805.5 | Single Family | FALSE | FALSE |  |  |  | 0 | 0 | Single Family_FALSE | Single Family_FALSE | Single Family_ | Single Family_ | Single Family_ | unknown | unknownSingle Family_ | unknownSingle Family_FALSE
Water_00007125 | SITE_00715 | Room_00013184 | Bathroom_1 | Bathroom | Shower | unknown |  |  | 3 |  | Primary | Daily / Almost Daily | N/A | Unknown |  | N/A |  | N/A | WA | Single Family | Shower | 1234 | 3805.5 | Single Family | TRUE | FALSE | FALSE | FALSE | FALSE | 0 | 0 | Single Family_TRUE | Single Family_FALSE | Single Family_FALSE | Single Family_FALSE | Single Family_FALSE | unknown | unknownSingle Family_FALSE | unknownSingle Family_TRUE
Water_00007126 | SITE_00715 | Room_00013185 | Bathroom_2 | Bathroom | Bathroom Faucet | unknown |  |  | 3.5 |  | N/A | N/A | N/A | Unknown |  | N/A |  | N/A | WA | Single Family | Bathroom Faucet | 1234 | 3805.5 | Single Family | FALSE | FALSE |  |  |  | 0 | 0 | Single Family_FALSE | Single Family_FALSE | Single Family_ | Single Family_ | Single Family_ | unknown | unknownSingle Family_ | unknownSingle Family_FALSE
Water_00007127 | SITE_00686 | Room_00012756 | Kitchen_1 | Kitchen | Kitchen Faucet | 2 |  | 2 | 2 |  | N/A | N/A | N/A | Unknown |  | N/A |  | N/A | WA | Multifamily Residence | Kitchen Faucet | 1205 | 1819.67 | Multifamily Residence | FALSE | FALSE |  |  |  | 3639.34 | 0 | Multifamily Residence_FALSE | Multifamily Residence_FALSE | Multifamily Residence_ | Multifamily Residence_ | Multifamily Residence_ | unknown | unknownMultifamily Residence_ | unknownMultifamily Residence_FALSE
Water_00007128 | SITE_00686 | Room_00012757 | Bathroom_1 | Bathroom | Bathroom Faucet | unknown |  |  | 1 |  | N/A | N/A | N/A | Unknown |  | N/A |  | N/A | WA | Multifamily Residence | Bathroom Faucet | 1205 | 1819.67 | Multifamily Residence | FALSE | FALSE |  |  |  | 0 | 0 | Multifamily Residence_FALSE | Multifamily Residence_FALSE | Multifamily Residence_ | Multifamily Residence_ | Multifamily Residence_ | unknown | unknownMultifamily Residence_ | unknownMultifamily Residence_FALSE
Water_00007129 | SITE_00686 | Room_00012757 | Bathroom_1 | Bathroom | Shower | unknown |  |  | 3 |  | Primary | Daily / Almost Daily | N/A | Unknown |  | N/A |  | N/A | WA | Multifamily Residence | Shower | 1205 | 1819.67 | Multifamily Residence | TRUE | FALSE | FALSE | FALSE | FALSE | 0 | 0 | Multifamily Residence_TRUE | Multifamily Residence_FALSE | Multifamily Residence_FALSE | Multifamily Residence_FALSE | Multifamily Residence_FALSE | unknown | unknownMultifamily Residence_FALSE | unknownMultifamily Residence_TRUE
Water_00007130 | SITE_00780 | Room_00014174 | Kitchen_1 | Kitchen | Kitchen Faucet | unknown |  |  | 2.5 |  | N/A | N/A | N/A | Unknown |  | N/A |  | N/A | WA | Single Family | Kitchen Faucet | 1299 | 3805.5 | Single Family | FALSE | FALSE |  |  |  | 0 | 0 | Single Family_FALSE | Single Family_FALSE | Single Family_ | Single Family_ | Single Family_ | unknown | unknownSingle Family_ | unknownSingle Family_FALSE
Water_00007131 | SITE_00780 | Room_00014178 | Bedroom_1 | Bedroom | Bathroom Faucet | unknown |  |  | 2.5 |  | N/A | N/A | N/A | Unknown |  | N/A |  | N/A | WA | Single Family | Bathroom Faucet | 1299 | 3805.5 | Single Family | FALSE | FALSE |  |  |  | 0 | 0 | Single Family_FALSE | Single Family_FALSE | Single Family_ | Single Family_ | Single Family_ | unknown | unknownSingle Family_ | unknownSingle Family_FALSE
Water_00007132 | SITE_00780 | Room_00014180 | Bathroom_1 | Bathroom | Shower | 2.5 |  | 2.5 | 3.5 |  | Primary | Daily / Almost Daily | N/A | Unknown |  | N/A |  | N/A | WA | Single Family | Shower | 1299 | 3805.5 | Single Family | TRUE | FALSE | TRUE | FALSE | FALSE | 9513.75 | 0 | Single Family_TRUE | Single Family_FALSE | Single Family_TRUE | Single Family_FALSE | Single Family_FALSE | unknown | unknownSingle Family_FALSE | unknownSingle Family_TRUE
Water_00007133 | SITE_00780 | Room_00014181 | Bathroom_2 | Bathroom | Bathroom Faucet | 2.2 |  | 2.2 | 2.2 |  | N/A | N/A | N/A | Unknown |  | N/A |  | N/A | WA | Single Family | Bathroom Faucet | 1299 | 3805.5 | Single Family | FALSE | FALSE |  |  |  | 8372.1 | 0 | Single Family_FALSE | Single Family_FALSE | Single Family_ | Single Family_ | Single Family_ | unknown | unknownSingle Family_ | unknownSingle Family_FALSE
Water_00007134 | SITE_00780 | Room_00014181 | Bathroom_2 | Bathroom | Shower / Bathtub combo with diverter valve | unknown |  |  | 2 |  | Secondary | A few times per year | N/A | Unknown |  | N/A |  | N/A | WA | Single Family | Shower | 1299 | 3805.5 | Single Family | TRUE | TRUE | FALSE | FALSE | FALSE | 0 | 0 | Single Family_TRUE | Single Family_TRUE | Single Family_FALSE | Single Family_FALSE | Single Family_FALSE | unknown | unknownSingle Family_FALSE | unknownSingle Family_TRUE
Water_00007135 | SITE_00727 | Room_00013336 | Bathroom_1 | Bathroom | Bathroom Faucet | unknown |  |  | 1.5 |  | N/A | N/A | N/A | Unknown |  | N/A |  | N/A | WA | Single Family | Bathroom Faucet | 1246 | 3931.6 | Single Family | FALSE | FALSE |  |  |  | 0 | 0 | Single Family_FALSE | Single Family_FALSE | Single Family_ | Single Family_ | Single Family_ | unknown | unknownSingle Family_ | unknownSingle Family_FALSE
Water_00007136 | SITE_00727 | Room_00013336 | Bathroom_1 | Bathroom | Shower | unknown |  |  | 3 |  | Secondary | A few times per year | N/A | Unknown |  | N/A |  | N/A | WA | Single Family | Shower | 1246 | 3931.6 | Single Family | TRUE | FALSE | FALSE | FALSE | FALSE | 0 | 0 | Single Family_TRUE | Single Family_FALSE | Single Family_FALSE | Single Family_FALSE | Single Family_FALSE | unknown | unknownSingle Family_FALSE | unknownSingle Family_TRUE
Water_00007137 | SITE_00727 | Room_00013341 | Bathroom_2 | Bathroom | Shower / Bathtub combo with diverter valve | unknown |  |  | 3 |  | Primary | Daily / Almost Daily | N/A | Unknown |  | N/A |  | N/A | WA | Single Family | Shower | 1246 | 3931.6 | Single Family | TRUE | TRUE | FALSE | FALSE | FALSE | 0 | 0 | Single Family_TRUE | Single Family_TRUE | Single Family_FALSE | Single Family_FALSE | Single Family_FALSE | unknown | unknownSingle Family_FALSE | unknownSingle Family_TRUE
Water_00007138 | SITE_00727 | Room_00013341 | Bathroom_2 | Bathroom | Bathroom Faucet | 1.5 |  | 1.5 | 1.5 |  | N/A | N/A | N/A | Unknown |  | N/A |  | N/A | WA | Single Family | Bathroom Faucet | 1246 | 3931.6 | Single Family | FALSE | FALSE |  |  |  | 5897.4 | 0 | Single Family_FALSE | Single Family_FALSE | Single Family_ | Single Family_ | Single Family_ | unknown | unknownSingle Family_ | unknownSingle Family_FALSE
Water_00007139 | SITE_00727 | Room_00013344 | Kitchen_1 | Kitchen | Kitchen Faucet | unknown |  |  | 2.5 |  | N/A | N/A | N/A | Unknown |  | N/A |  | N/A | WA | Single Family | Kitchen Faucet | 1246 | 3931.6 | Single Family | FALSE | FALSE |  |  |  | 0 | 0 | Single Family_FALSE | Single Family_FALSE | Single Family_ | Single Family_ | Single Family_ | unknown | unknownSingle Family_ | unknownSingle Family_FALSE
Water_00007140 | SITE_00734 | Room_00013461 | Bathroom_1 | Bathroom | Bathroom Faucet | unknown |  |  | 2.5 |  | N/A | N/A | N/A | Unknown |  | N/A |  | N/A | WA | Single Family | Bathroom Faucet | 1253 | 3805.5 | Single Family | FALSE | FALSE |  |  |  | 0 | 0 | Single Family_FALSE | Single Family_FALSE | Single Family_ | Single Family_ | Single Family_ | unknown | unknownSingle Family_ | unknownSingle Family_FALSE
Water_00007141 | SITE_00734 | Room_00013461 | Bathroom_1 | Bathroom | Shower / Bathtub combo with diverter valve | unknown |  |  | 3 |  | Primary | Daily / Almost Daily | N/A | Unknown |  | N/A |  | N/A | WA | Single Family | Shower | 1253 | 3805.5 | Single Family | TRUE | TRUE | FALSE | FALSE | FALSE | 0 | 0 | Single Family_TRUE | Single Family_TRUE | Single Family_FALSE | Single Family_FALSE | Single Family_FALSE | unknown | unknownSingle Family_FALSE | unknownSingle Family_TRUE
Water_00007142 | SITE_00734 | Room_00013464 | Kitchen_1 | Kitchen | Kitchen Faucet | unknown |  |  | 3 |  | N/A | N/A | N/A | Unknown |  | N/A |  | N/A | WA | Single Family | Kitchen Faucet | 1253 | 3805.5 | Single Family | FALSE | FALSE |  |  |  | 0 | 0 | Single Family_FALSE | Single Family_FALSE | Single Family_ | Single Family_ | Single Family_ | unknown | unknownSingle Family_ | unknownSingle Family_FALSE
Water_00007143 | SITE_00734 | Room_00013465 | Bathroom_2 | Bathroom | Bathroom Faucet | unknown |  |  | 2 |  | N/A | N/A | N/A | Unknown |  | N/A |  | N/A | WA | Single Family | Bathroom Faucet | 1253 | 3805.5 | Single Family | FALSE | FALSE |  |  |  | 0 | 0 | Single Family_FALSE | Single Family_FALSE | Single Family_ | Single Family_ | Single Family_ | unknown | unknownSingle Family_ | unknownSingle Family_FALSE
Water_00007144 | SITE_00734 | Room_00013465 | Bathroom_2 | Bathroom | Shower | unknown |  |  | 2.5 |  | Secondary | A few times per week | N/A | Unknown |  | N/A |  | N/A | WA | Single Family | Shower | 1253 | 3805.5 | Single Family | TRUE | FALSE | FALSE | FALSE | FALSE | 0 | 0 | Single Family_TRUE | Single Family_FALSE | Single Family_FALSE | Single Family_FALSE | Single Family_FALSE | unknown | unknownSingle Family_FALSE | unknownSingle Family_TRUE
Water_00007145 | SITE_00717 | Room_00013209 | Bathroom_1 | Bathroom | Bathroom Faucet | unknown |  |  | 1.5 |  | N/A | N/A | N/A | Unknown |  | N/A |  | N/A | WA | Manufactured | Bathroom Faucet | 1236 | 1628.92 | Manufactured | FALSE | FALSE |  |  |  | 0 | 0 | Manufactured_FALSE | Manufactured_FALSE | Manufactured_ | Manufactured_ | Manufactured_ | unknown | unknownManufactured_ | unknownManufactured_FALSE
Water_00007146 | SITE_00717 | Room_00013209 | Bathroom_1 | Bathroom | Bathroom Faucet | unknown |  |  | 1.5 |  | N/A | N/A | N/A | Unknown |  | N/A |  | N/A | WA | Manufactured | Bathroom Faucet | 1236 | 1628.92 | Manufactured | FALSE | FALSE |  |  |  | 0 | 0 | Manufactured_FALSE | Manufactured_FALSE | Manufactured_ | Manufactured_ | Manufactured_ | unknown | unknownManufactured_ | unknownManufactured_FALSE
Water_00007147 | SITE_00717 | Room_00013209 | Bathroom_1 | Bathroom | Shower / Bathtub combo with diverter valve | unknown |  |  | 2 |  | Primary | Daily / Almost Daily | N/A | Unknown |  | N/A |  | N/A | WA | Manufactured | Shower | 1236 | 1628.92 | Manufactured | TRUE | TRUE | FALSE | FALSE | FALSE | 0 | 0 | Manufactured_TRUE | Manufactured_TRUE | Manufactured_FALSE | Manufactured_FALSE | Manufactured_FALSE | unknown | unknownManufactured_FALSE | unknownManufactured_TRUE
Water_00007148 | SITE_00685 | Room_00012752 | Bathroom_1 | Bathroom | Bathroom Faucet | unknown |  |  | 2.5 |  | N/A | N/A | N/A | Unknown |  | N/A |  | N/A | WA | Multifamily Residence | Bathroom Faucet | 1204 | 1819.67 | Multifamily Residence | FALSE | FALSE |  |  |  | 0 | 0 | Multifamily Residence_FALSE | Multifamily Residence_FALSE | Multifamily Residence_ | Multifamily Residence_ | Multifamily Residence_ | unknown | unknownMultifamily Residence_ | unknownMultifamily Residence_FALSE
Water_00007149 | SITE_00685 | Room_00012752 | Bathroom_1 | Bathroom | Shower / Bathtub combo with diverter valve | unknown |  |  | 3.5 |  | Primary | Daily / Almost Daily | N/A | Unknown |  | N/A |  | N/A | WA | Multifamily Residence | Shower | 1204 | 1819.67 | Multifamily Residence | TRUE | TRUE | FALSE | FALSE | FALSE | 0 | 0 | Multifamily Residence_TRUE | Multifamily Residence_TRUE | Multifamily Residence_FALSE | Multifamily Residence_FALSE | Multifamily Residence_FALSE | unknown | unknownMultifamily Residence_FALSE | unknownMultifamily Residence_TRUE
Water_00007150 | SITE_00660 | Room_00012490 | Bathroom_1 | Bathroom | Bathroom Faucet | 2 | 2.5644 | 2 | 2.9 |  | N/A | N/A | N/A | Bag | 0.796 |  | 2.308 |  | WA | Manufactured | Bathroom Faucet | 1179 | 1628.92 | Manufactured | FALSE | FALSE |  |  |  | 3257.84 | 3759.5474 | Manufactured_FALSE | Manufactured_FALSE | Manufactured_ | Manufactured_ | Manufactured_ | unknown | unknownManufactured_ | unknownManufactured_FALSE
Water_00007151 | SITE_00660 | Room_00012490 | Bathroom_1 | Bathroom | Shower / Bathtub combo with diverter valve | 2.7367 | 2.7367 |  | 2.9 |  | Primary | Daily / Almost Daily | N/A | Bag | 0.8492 |  | 2.463 |  | WA | Manufactured | Shower | 1179 | 1628.92 | Manufactured | TRUE | TRUE | TRUE | TRUE | TRUE | 4457.8111 | 4012.03 | Manufactured_TRUE | Manufactured_TRUE | Manufactured_TRUE | Manufactured_TRUE | Manufactured_TRUE | gt2.5gpm | gt2.5gpmManufactured_TRUE | gt2.5gpmManufactured_TRUE
Water_00007152 | SITE_00660 | Room_00012492 | Kitchen_1 | Kitchen | Kitchen Faucet | 1.7689 | 1.7689 |  | 2 |  | N/A | N/A | N/A | Bag | 0.796 |  | 1.592 |  | WA | Manufactured | Kitchen Faucet | 1179 | 1628.92 | Manufactured | FALSE | FALSE |  |  |  | 2881.3785 | 2593.2406 | Manufactured_FALSE | Manufactured_FALSE | Manufactured_ | Manufactured_ | Manufactured_ | unknown | unknownManufactured_ | unknownManufactured_FALSE
Water_00007153 | SITE_00660 | Room_00012494 | Bathroom_2 | Bathroom | Bathroom Faucet | 2 | 2.3878 | 2 | 2.7 |  | N/A | N/A | N/A | Bag | 0.796 |  | 2.149 |  | WA | Manufactured | Bathroom Faucet | 1179 | 1628.92 | Manufactured | FALSE | FALSE |  |  |  | 3257.84 | 3500.5491 | Manufactured_FALSE | Manufactured_FALSE | Manufactured_ | Manufactured_ | Manufactured_ | unknown | unknownManufactured_ | unknownManufactured_FALSE
Water_00007154 | SITE_00660 | Room_00012494 | Bathroom_2 | Bathroom | Shower / Bathtub combo with diverter valve | 2.8311 | 2.8311 |  | 3 |  | Secondary | A few times per month | N/A | Bag | 0.8492 |  | 2.548 |  | WA | Manufactured | Shower | 1179 | 1628.92 | Manufactured | TRUE | TRUE | TRUE | TRUE | TRUE | 4611.6535 | 4150.4882 | Manufactured_TRUE | Manufactured_TRUE | Manufactured_TRUE | Manufactured_TRUE | Manufactured_TRUE | gt2.5gpm | gt2.5gpmManufactured_TRUE | gt2.5gpmManufactured_TRUE
Water_00007155 | SITE_00742 | Room_00013574 | Kitchen_1 | Kitchen | Kitchen Faucet | 2.2 | 2.3 | 2.2 | 2.6 |  | N/A | N/A | N/A | Bag | 0.796 |  | 2.07 |  | WA | Single Family | Kitchen Faucet | 1261 | 3805.5 | Single Family | FALSE | FALSE |  |  |  | 8372.1 | 7877.385 | Single Family_FALSE | Single Family_FALSE | Single Family_ | Single Family_ | Single Family_ | unknown | unknownSingle Family_ | unknownSingle Family_FALSE
Water_00007156 | SITE_00742 | Room_00013575 | Bathroom_1 | Bathroom | Bathroom Faucet | 2 | 2.5644 | 2 | 2.9 |  | N/A | N/A | N/A | Bag | 0.796 |  | 2.308 |  | WA | Single Family | Bathroom Faucet | 1261 | 3805.5 | Single Family | FALSE | FALSE |  |  |  | 7611 | 8783.094 | Single Family_FALSE | Single Family_FALSE | Single Family_ | Single Family_ | Single Family_ | unknown | unknownSingle Family_ | unknownSingle Family_FALSE
Water_00007157 | SITE_00742 | Room_00013575 | Bathroom_1 | Bathroom | Shower / Bathtub combo with diverter valve | 2.8311 | 2.8311 |  | 3 |  | Primary | A few times per week | Could not access | Bag | 0.8492 |  | 2.548 |  | WA | Single Family | Shower | 1261 | 3805.5 | Single Family | TRUE | TRUE | TRUE | TRUE | TRUE | 10773.7933 | 9696.414 | Single Family_TRUE | Single Family_TRUE | Single Family_TRUE | Single Family_TRUE | Single Family_TRUE | gt2.5gpm | gt2.5gpmSingle Family_TRUE | gt2.5gpmSingle Family_TRUE
Water_00007158 | SITE_00648 | Room_00012357 | Kitchen_1 | Kitchen | Kitchen Faucet | 1.3267 | 1.3267 |  | 1.5 |  | N/A | N/A | N/A | Bag | 0.796 |  | 1.194 |  | WA | Manufactured | Kitchen Faucet | 1167 | 1628.92 | Manufactured | FALSE | FALSE |  |  |  | 2161.0339 | 1944.9305 | Manufactured_FALSE | Manufactured_FALSE | Manufactured_ | Manufactured_ | Manufactured_ | unknown | unknownManufactured_ | unknownManufactured_FALSE
Water_00007159 | SITE_00648 | Room_00012360 | Bathroom_1 | Bathroom | Bathroom Faucet | 1.5 | 1.3267 | 1.5 | 1.5 |  | N/A | N/A | N/A | Bag | 0.796 |  | 1.194 |  | WA | Manufactured | Bathroom Faucet | 1167 | 1628.92 | Manufactured | FALSE | FALSE |  |  |  | 2443.38 | 1944.9305 | Manufactured_FALSE | Manufactured_FALSE | Manufactured_ | Manufactured_ | Manufactured_ | unknown | unknownManufactured_ | unknownManufactured_FALSE
Water_00007160 | SITE_00648 | Room_00012360 | Bathroom_1 | Bathroom | Shower / Bathtub combo with diverter valve | 2 | 1.51 | 2 | 1.6 |  | Primary | Daily / Almost Daily | N/A | Bag | 0.8492 |  | 1.359 |  | WA | Manufactured | Shower | 1167 | 1628.92 | Manufactured | TRUE | TRUE | TRUE | TRUE | TRUE | 3257.84 | 2213.7023 | Manufactured_TRUE | Manufactured_TRUE | Manufactured_TRUE | Manufactured_TRUE | Manufactured_TRUE | 2.0gpm | 2.0gpmManufactured_TRUE | 2.0gpmManufactured_TRUE
Water_00007161 | SITE_00720 | Room_00013240 | Kitchen_1 | Kitchen | Kitchen Faucet | 2.2111 | 2.2111 |  | 2.5 |  | N/A | N/A | N/A | Bag | 0.796 |  | 1.99 |  | WA | Single Family | Kitchen Faucet | 1239 | 3805.5 | Single Family | FALSE | FALSE |  |  |  | 8414.3833 | 7572.945 | Single Family_FALSE | Single Family_FALSE | Single Family_ | Single Family_ | Single Family_ | unknown | unknownSingle Family_ | unknownSingle Family_FALSE
Water_00007162 | SITE_00720 | Room_00013243 | Bathroom_1 | Bathroom | Bathroom Faucet | 2 | 4.4222 | 2 | 5 |  | N/A | N/A | N/A | Bag | 0.796 |  | 3.98 |  | WA | Single Family | Bathroom Faucet | 1239 | 3805.5 | Single Family | FALSE | FALSE |  |  |  | 7611 | 15145.89 | Single Family_FALSE | Single Family_FALSE | Single Family_ | Single Family_ | Single Family_ | unknown | unknownSingle Family_ | unknownSingle Family_FALSE
Water_00007163 | SITE_00720 | Room_00013243 | Bathroom_1 | Bathroom | Shower / Bathtub combo with diverter valve | 2.5 | 2.4533 | 2.5 | 2.6 |  | Secondary | A few times per year | N/A | Bag | 0.8492 |  | 2.208 |  | WA | Single Family | Shower | 1239 | 3805.5 | Single Family | TRUE | TRUE | TRUE | TRUE | TRUE | 9513.75 | 8402.544 | Single Family_TRUE | Single Family_TRUE | Single Family_TRUE | Single Family_TRUE | Single Family_TRUE | 2.5gpm | 2.5gpmSingle Family_TRUE | 2.5gpmSingle Family_TRUE
Water_00007164 | SITE_00720 | Room_00013247 | Bathroom_2 | Bathroom | Bathroom Faucet | 1.7689 | 1.7689 |  | 2 |  | N/A | N/A | N/A | Bag | 0.796 |  | 1.592 |  | WA | Single Family | Bathroom Faucet | 1239 | 3805.5 | Single Family | FALSE | FALSE |  |  |  | 6731.5067 | 6058.356 | Single Family_FALSE | Single Family_FALSE | Single Family_ | Single Family_ | Single Family_ | unknown | unknownSingle Family_ | unknownSingle Family_FALSE
Water_00007165 | SITE_00720 | Room_00013247 | Bathroom_2 | Bathroom | Shower / Bathtub combo with diverter valve | 2.5 | 2.3589 | 2.5 | 2.5 |  | Secondary | A few times per year | N/A | Bag | 0.8492 |  | 2.123 |  | WA | Single Family | Shower | 1239 | 3805.5 | Single Family | TRUE | TRUE | TRUE | TRUE | TRUE | 9513.75 | 8079.0765 | Single Family_TRUE | Single Family_TRUE | Single Family_TRUE | Single Family_TRUE | Single Family_TRUE | 2.5gpm | 2.5gpmSingle Family_TRUE | 2.5gpmSingle Family_TRUE
Water_00007166 | SITE_00720 | Room_00013250 | Bathroom_3 | Bathroom | Bathroom Faucet | 1.7689 | 1.7689 |  | 2 |  | N/A | N/A | N/A | Bag | 0.796 |  | 1.592 |  | WA | Single Family | Bathroom Faucet | 1239 | 3805.5 | Single Family | FALSE | FALSE |  |  |  | 6731.5067 | 6058.356 | Single Family_FALSE | Single Family_FALSE | Single Family_ | Single Family_ | Single Family_ | unknown | unknownSingle Family_ | unknownSingle Family_FALSE
Water_00007167 | SITE_00720 | Room_00013250 | Bathroom_3 | Bathroom | Bathtub | unknown |  |  |  | N/A | N/A | N/A | N/A | Unknown |  | N/A |  | N/A | WA | Single Family | Bathtub | 1239 | 3805.5 | Single Family | FALSE | FALSE |  |  |  | 0 | 0 | Single Family_FALSE | Single Family_FALSE | Single Family_ | Single Family_ | Single Family_ | unknown | unknownSingle Family_ | unknownSingle Family_FALSE
Water_00007168 | SITE_00720 | Room_00013250 | Bathroom_3 | Bathroom | Shower | 2 |  | 2 |  | Unknown | Primary | Daily / Almost Daily | Showerhead too large for a flow bag | Bag | 0.8492 |  |  | Unknown | WA | Single Family | Shower | 1239 | 3805.5 | Single Family | TRUE | FALSE | TRUE | FALSE | FALSE | 7611 | 0 | Single Family_TRUE | Single Family_FALSE | Single Family_TRUE | Single Family_FALSE | Single Family_FALSE | unknown | unknownSingle Family_FALSE | unknownSingle Family_TRUE
Water_00007169 | SITE_00663 | Room_00012529 | Kitchen_1 | Kitchen | Kitchen Faucet | 1.5 | 1.3267 | 1.5 | 1.5 |  | N/A | N/A | N/A | Bag | 0.796 |  | 1.194 |  | WA | Manufactured | Kitchen Faucet | 1182 | 1628.92 | Manufactured | FALSE | FALSE |  |  |  | 2443.38 | 1944.9305 | Manufactured_FALSE | Manufactured_FALSE | Manufactured_ | Manufactured_ | Manufactured_ | unknown | unknownManufactured_ | unknownManufactured_FALSE
Water_00007170 | SITE_00663 | Room_00012533 | Bathroom_1 | Bathroom | Bathroom Faucet | 1.5 | 1.7689 | 1.5 | 2 |  | N/A | N/A | N/A | Bag | 0.796 |  | 1.592 |  | WA | Manufactured | Bathroom Faucet | 1182 | 1628.92 | Manufactured | FALSE | FALSE |  |  |  | 2443.38 | 2593.2406 | Manufactured_FALSE | Manufactured_FALSE | Manufactured_ | Manufactured_ | Manufactured_ | unknown | unknownManufactured_ | unknownManufactured_FALSE
Water_00007171 | SITE_00663 | Room_00012533 | Bathroom_1 | Bathroom | Shower / Bathtub combo with diverter valve | 2.5 | 2.3589 | 2.5 | 2.5 |  | Primary | Daily / Almost Daily | N/A | Bag | 0.8492 |  | 2.123 |  | WA | Manufactured | Shower | 1182 | 1628.92 | Manufactured | TRUE | TRUE | TRUE | TRUE | TRUE | 4072.3 | 3458.1972 | Manufactured_TRUE | Manufactured_TRUE | Manufactured_TRUE | Manufactured_TRUE | Manufactured_TRUE | 2.5gpm | 2.5gpmManufactured_TRUE | 2.5gpmManufactured_TRUE
Water_00007172 | SITE_00663 | Room_00012534 | Bathroom_2 | Bathroom | Bathtub | unknown |  |  |  | N/A | N/A | N/A | N/A | Unknown |  | N/A |  | N/A | WA | Manufactured | Bathtub | 1182 | 1628.92 | Manufactured | FALSE | FALSE |  |  |  | 0 | 0 | Manufactured_FALSE | Manufactured_FALSE | Manufactured_ | Manufactured_ | Manufactured_ | unknown | unknownManufactured_ | unknownManufactured_FALSE
Water_00007173 | SITE_00663 | Room_00012534 | Bathroom_2 | Bathroom | Bathroom Faucet | 1.5 | 1.4156 | 1.5 | 1.6 |  | N/A | N/A | N/A | Bag | 0.796 |  | 1.274 |  | WA | Manufactured | Bathroom Faucet | 1182 | 1628.92 | Manufactured | FALSE | FALSE |  |  |  | 2443.38 | 2075.2441 | Manufactured_FALSE | Manufactured_FALSE | Manufactured_ | Manufactured_ | Manufactured_ | unknown | unknownManufactured_ | unknownManufactured_FALSE
Water_00007174 | SITE_00663 | Room_00012534 | Bathroom_2 | Bathroom | Shower | unknown |  |  |  | Unknown | Secondary | A few times per month | Could not access shower being remodeled. | Bag | 0.8492 |  |  | Unknown | WA | Manufactured | Shower | 1182 | 1628.92 | Manufactured | TRUE | FALSE | FALSE | FALSE | FALSE | 0 | 0 | Manufactured_TRUE | Manufactured_FALSE | Manufactured_FALSE | Manufactured_FALSE | Manufactured_FALSE | unknown | unknownManufactured_FALSE | unknownManufactured_TRUE
Water_00007175 | SITE_00492 | Room_00010240 | Bathroom_1 | Bathroom | Bathroom Faucet | 1.3267 | 1.3267 |  | 1.5 |  | N/A | N/A | N/A | Bag | 0.796 |  | 1.194 |  | WA | Single Family | Bathroom Faucet | 1012 | 3805.5 | Single Family | FALSE | FALSE |  |  |  | 5048.63 | 4543.767 | Single Family_FALSE | Single Family_FALSE | Single Family_ | Single Family_ | Single Family_ | unknown | unknownSingle Family_ | unknownSingle Family_FALSE
Water_00007176 | SITE_00492 | Room_00010240 | Bathroom_1 | Bathroom | Shower | 2.5 |  | 2.5 |  | Unknown | Secondary | Unknown | N/A | Bag | 0.8492 |  |  | Unknown | WA | Single Family | Shower | 1012 | 3805.5 | Single Family | TRUE | FALSE | TRUE | FALSE | FALSE | 9513.75 | 0 | Single Family_TRUE | Single Family_FALSE | Single Family_TRUE | Single Family_FALSE | Single Family_FALSE | unknown | unknownSingle Family_FALSE | unknownSingle Family_TRUE
Water_00007177 | SITE_00492 | Room_00010242 | Laundry_1 | Laundry | Bathroom Faucet | 2.3 | 2.3 |  | 2.6 |  | N/A | N/A | Laundry sink | Bag | 0.796 |  | 2.07 |  | WA | Single Family | Bathroom Faucet | 1012 | 3805.5 | Single Family | FALSE | FALSE |  |  |  | 8752.65 | 7877.385 | Single Family_FALSE | Single Family_FALSE | Single Family_ | Single Family_ | Single Family_ | unknown | unknownSingle Family_ | unknownSingle Family_FALSE
Water_00007178 | SITE_00492 | Room_00010243 | Kitchen_1 | Kitchen | Kitchen Faucet | 1.15 | 1.15 |  | 1.3 |  | N/A | N/A | N/A | Bag | 0.796 |  | 1.035 |  | WA | Single Family | Kitchen Faucet | 1012 | 3805.5 | Single Family | FALSE | FALSE |  |  |  | 4376.325 | 3938.6925 | Single Family_FALSE | Single Family_FALSE | Single Family_ | Single Family_ | Single Family_ | unknown | unknownSingle Family_ | unknownSingle Family_FALSE
Water_00007179 | SITE_00492 | Room_00010247 | Bathroom_2 | Bathroom | Bathroom Faucet | 1.5 | 1.3267 | 1.5 | 1.5 |  | N/A | N/A | N/A | Bag | 0.796 |  | 1.194 |  | WA | Single Family | Bathroom Faucet | 1012 | 3805.5 | Single Family | FALSE | FALSE |  |  |  | 5708.25 | 4543.767 | Single Family_FALSE | Single Family_FALSE | Single Family_ | Single Family_ | Single Family_ | unknown | unknownSingle Family_ | unknownSingle Family_FALSE
Water_00007180 | SITE_00492 | Room_00010247 | Bathroom_2 | Bathroom | Bathroom Faucet | 1.5 | 1.3267 | 1.5 | 1.5 |  | N/A | N/A | N/A | Bag | 0.796 |  | 1.194 |  | WA | Single Family | Bathroom Faucet | 1012 | 3805.5 | Single Family | FALSE | FALSE |  |  |  | 5708.25 | 4543.767 | Single Family_FALSE | Single Family_FALSE | Single Family_ | Single Family_ | Single Family_ | unknown | unknownSingle Family_ | unknownSingle Family_FALSE
Water_00007181 | SITE_00492 | Room_00010247 | Bathroom_2 | Bathroom | Shower | 2.3589 | 2.3589 |  | 2.5 |  | Primary | Daily / Almost Daily | N/A | Bag | 0.8492 |  | 2.123 |  | WA | Single Family | Shower | 1012 | 3805.5 | Single Family | TRUE | FALSE | TRUE | TRUE | TRUE | 8976.7517 | 8079.0765 | Single Family_TRUE | Single Family_FALSE | Single Family_TRUE | Single Family_TRUE | Single Family_TRUE | 2.5gpm | 2.5gpmSingle Family_TRUE | 2.5gpmSingle Family_TRUE
Water_00007182 | SITE_00492 | Room_00010247 | Bathroom_2 | Bathroom | Bathtub | unknown |  |  |  | N/A | N/A | N/A | N/A | Unknown |  | N/A |  | N/A | WA | Single Family | Bathtub | 1012 | 3805.5 | Single Family | FALSE | FALSE |  |  |  | 0 | 0 | Single Family_FALSE | Single Family_FALSE | Single Family_ | Single Family_ | Single Family_ | unknown | unknownSingle Family_ | unknownSingle Family_FALSE
Water_00007183 | SITE_00492 | Room_00010252 | Bathroom_3 | Bathroom | Bathroom Faucet | 1.3267 | 1.3267 |  | 1.5 |  | N/A | N/A | N/A | Bag | 0.796 |  | 1.194 |  | WA | Single Family | Bathroom Faucet | 1012 | 3805.5 | Single Family | FALSE | FALSE |  |  |  | 5048.63 | 4543.767 | Single Family_FALSE | Single Family_FALSE | Single Family_ | Single Family_ | Single Family_ | unknown | unknownSingle Family_ | unknownSingle Family_FALSE
Water_00007184 | SITE_00678 | Room_00012700 | Kitchen_1 | Kitchen | Kitchen Faucet | 2.3878 | 2.3878 |  | 2.7 |  | N/A | N/A | N/A | Bag | 0.796 |  | 2.149 |  | WA | Multifamily Residence | Kitchen Faucet | 1197 | 1819.67 | Multifamily Residence | FALSE | FALSE |  |  |  | 4344.9676 | 3910.4708 | Multifamily Residence_FALSE | Multifamily Residence_FALSE | Multifamily Residence_ | Multifamily Residence_ | Multifamily Residence_ | unknown | unknownMultifamily Residence_ | unknownMultifamily Residence_FALSE
Water_00007185 | SITE_00678 | Room_00012701 | Bathroom_1 | Bathroom | Shower | unknown |  |  |  | Unknown | Primary | A few times per week | HAd clothes hanging on shower rod - didn't test flow | Bag | 0.8492 |  |  | Unknown | WA | Multifamily Residence | Shower | 1197 | 1819.67 | Multifamily Residence | TRUE | FALSE | FALSE | FALSE | FALSE | 0 | 0 | Multifamily Residence_TRUE | Multifamily Residence_FALSE | Multifamily Residence_FALSE | Multifamily Residence_FALSE | Multifamily Residence_FALSE | unknown | unknownMultifamily Residence_FALSE | unknownMultifamily Residence_TRUE
Water_00007186 | SITE_00678 | Room_00012701 | Bathroom_1 | Bathroom | Bathroom Faucet | 2.6533 | 2.6533 |  | 3 |  | N/A | N/A | N/A | Bag | 0.796 |  | 2.388 |  | WA | Multifamily Residence | Bathroom Faucet | 1197 | 1819.67 | Multifamily Residence | FALSE | FALSE |  |  |  | 4828.1911 | 4345.372 | Multifamily Residence_FALSE | Multifamily Residence_FALSE | Multifamily Residence_ | Multifamily Residence_ | Multifamily Residence_ | unknown | unknownMultifamily Residence_ | unknownMultifamily Residence_FALSE
Water_00007187 | SITE_00781 | Room_00014190 | Living Room_1 | Living Room | Kitchen Faucet | 2.7422 | 2.7422 |  | 3.1 |  | N/A | N/A | N/A | Bag | 0.796 |  | 2.468 |  | WA | Single Family | Kitchen Faucet | 1300 | 3805.5 | Single Family | FALSE | FALSE |  |  |  | 10435.5267 | 9391.974 | Single Family_FALSE | Single Family_FALSE | Single Family_ | Single Family_ | Single Family_ | unknown | unknownSingle Family_ | unknownSingle Family_FALSE
Water_00007188 | SITE_00781 | Room_00014192 | Bathroom_1 | Bathroom | Shower | 3.1133 | 3.1133 |  | 3.3 |  | Secondary | A few times per month | N/A | Bag | 0.8492 |  | 2.802 |  | WA | Single Family | Shower | 1300 | 3805.5 | Single Family | TRUE | FALSE | TRUE | TRUE | TRUE | 11847.79 | 10663.011 | Single Family_TRUE | Single Family_FALSE | Single Family_TRUE | Single Family_TRUE | Single Family_TRUE | gt2.5gpm | gt2.5gpmSingle Family_TRUE | gt2.5gpmSingle Family_TRUE
Water_00007189 | SITE_00781 | Room_00014192 | Bathroom_1 | Bathroom | Bathroom Faucet | 2.3 | 2.3 |  | 2.6 |  | N/A | N/A | N/A | Bag | 0.796 |  | 2.07 |  | WA | Single Family | Bathroom Faucet | 1300 | 3805.5 | Single Family | FALSE | FALSE |  |  |  | 8752.65 | 7877.385 | Single Family_FALSE | Single Family_FALSE | Single Family_ | Single Family_ | Single Family_ | unknown | unknownSingle Family_ | unknownSingle Family_FALSE
Water_00007190 | SITE_00781 | Room_00014196 | Bathroom_2 | Bathroom | Bathroom Faucet | 4.4222 | 4.4222 |  | 5 |  | N/A | N/A | N/A | Bag | 0.796 |  | 3.98 |  | WA | Single Family | Bathroom Faucet | 1300 | 3805.5 | Single Family | FALSE | FALSE |  |  |  | 16828.7667 | 15145.89 | Single Family_FALSE | Single Family_FALSE | Single Family_ | Single Family_ | Single Family_ | unknown | unknownSingle Family_ | unknownSingle Family_FALSE
Water_00007191 | SITE_00781 | Room_00014196 | Bathroom_2 | Bathroom | Shower / Bathtub combo with diverter valve | 2.5 | 2.17 | 2.5 | 2.3 |  | Primary | Daily / Almost Daily | Two shower heads in one | Bag | 0.8492 |  | 1.953 |  | WA | Single Family | Shower | 1300 | 3805.5 | Single Family | TRUE | TRUE | TRUE | TRUE | TRUE | 9513.75 | 7432.1415 | Single Family_TRUE | Single Family_TRUE | Single Family_TRUE | Single Family_TRUE | Single Family_TRUE | 2.5gpm | 2.5gpmSingle Family_TRUE | 2.5gpmSingle Family_TRUE
Water_00007192 | SITE_00781 | Room_00014198 | Kitchen_1 | Kitchen | Kitchen Faucet | 2.3 | 2.3 |  | 2.6 |  | N/A | N/A | N/A | Bag | 0.796 |  | 2.07 |  | WA | Single Family | Kitchen Faucet | 1300 | 3805.5 | Single Family | FALSE | FALSE |  |  |  | 8752.65 | 7877.385 | Single Family_FALSE | Single Family_FALSE | Single Family_ | Single Family_ | Single Family_ | unknown | unknownSingle Family_ | unknownSingle Family_FALSE
Water_00007193 | SITE_00774 | Room_00014078 | Bathroom_1 | Bathroom | Bathroom Faucet | 2 | 2.0344 | 2 | 2.3 |  | N/A | N/A | N/A | Bag | 0.796 |  | 1.831 |  | WA | Manufactured | Bathroom Faucet | 1293 | 1628.92 | Manufactured | FALSE | FALSE |  |  |  | 3257.84 | 2982.5525 | Manufactured_FALSE | Manufactured_FALSE | Manufactured_ | Manufactured_ | Manufactured_ | unknown | unknownManufactured_ | unknownManufactured_FALSE
Water_00007194 | SITE_00774 | Room_00014078 | Bathroom_1 | Bathroom | Shower / Bathtub combo with diverter valve | 2.3589 | 2.3589 |  | 2.5 |  | Primary | Daily / Almost Daily | N/A | Bag | 0.8492 |  | 2.123 |  | WA | Manufactured | Shower | 1293 | 1628.92 | Manufactured | TRUE | TRUE | TRUE | TRUE | TRUE | 3842.4413 | 3458.1972 | Manufactured_TRUE | Manufactured_TRUE | Manufactured_TRUE | Manufactured_TRUE | Manufactured_TRUE | 2.5gpm | 2.5gpmManufactured_TRUE | 2.5gpmManufactured_TRUE
Water_00007195 | SITE_00774 | Room_00014080 | Kitchen_1 | Kitchen | Bathroom Faucet | 2.2111 | 2.2111 |  | 2.5 |  | N/A | N/A | N/A | Bag | 0.796 |  | 1.99 |  | WA | Manufactured | Bathroom Faucet | 1293 | 1628.92 | Manufactured | FALSE | FALSE |  |  |  | 3601.7231 | 3241.5508 | Manufactured_FALSE | Manufactured_FALSE | Manufactured_ | Manufactured_ | Manufactured_ | unknown | unknownManufactured_ | unknownManufactured_FALSE
Water_00007196 | SITE_00696 | Room_00012878 | Bathroom_1 | Bathroom | Shower | 2.8311 | 2.8311 |  | 3 |  | All used about the same | Daily / Almost Daily | N/A | Bag | 0.8492 |  | 2.548 |  | WA | Single Family | Shower | 1215 | 3805.5 | Single Family | TRUE | FALSE | TRUE | TRUE | TRUE | 10773.7933 | 9696.414 | Single Family_TRUE | Single Family_FALSE | Single Family_TRUE | Single Family_TRUE | Single Family_TRUE | gt2.5gpm | gt2.5gpmSingle Family_TRUE | gt2.5gpmSingle Family_TRUE
Water_00007197 | SITE_00696 | Room_00012878 | Bathroom_1 | Bathroom | Bathroom Faucet | 2.4767 | 2.4767 |  | 2.8 |  | N/A | N/A | N/A | Bag | 0.796 |  | 2.229 |  | WA | Single Family | Bathroom Faucet | 1215 | 3805.5 | Single Family | FALSE | FALSE |  |  |  | 9424.955 | 8482.4595 | Single Family_FALSE | Single Family_FALSE | Single Family_ | Single Family_ | Single Family_ | unknown | unknownSingle Family_ | unknownSingle Family_FALSE
Water_00007198 | SITE_00696 | Room_00012882 | Bathroom_2 | Bathroom | Shower / Bathtub combo with diverter valve | 1.8867 | 1.8867 |  | 2 |  | Unknown | A few times per week | N/A | Bag | 0.8492 |  | 1.698 |  | WA | Single Family | Shower | 1215 | 3805.5 | Single Family | TRUE | TRUE | TRUE | TRUE | TRUE | 7179.71 | 6461.739 | Single Family_TRUE | Single Family_TRUE | Single Family_TRUE | Single Family_TRUE | Single Family_TRUE | 2.0gpm | 2.0gpmSingle Family_TRUE | 2.0gpmSingle Family_TRUE
Water_00007199 | SITE_00696 | Room_00012882 | Bathroom_2 | Bathroom | Bathroom Faucet | 2 | 2.9189 | 2 | 3.3 |  | N/A | N/A | N/A | Bag | 0.796 |  | 2.627 |  | WA | Single Family | Bathroom Faucet | 1215 | 3805.5 | Single Family | FALSE | FALSE |  |  |  | 7611 | 9997.0485 | Single Family_FALSE | Single Family_FALSE | Single Family_ | Single Family_ | Single Family_ | unknown | unknownSingle Family_ | unknownSingle Family_FALSE
Water_00007200 | SITE_00696 | Room_00012883 | Kitchen_1 | Kitchen | Kitchen Faucet | 1.7689 | 1.7689 |  | 2 |  | N/A | N/A | N/A | Bag | 0.796 |  | 1.592 |  | WA | Single Family | Kitchen Faucet | 1215 | 3805.5 | Single Family | FALSE | FALSE |  |  |  | 6731.5067 | 6058.356 | Single Family_FALSE | Single Family_FALSE | Single Family_ | Single Family_ | Single Family_ | unknown | unknownSingle Family_ | unknownSingle Family_FALSE
Water_00007201 | SITE_00696 | Room_00012889 | Bathroom_3 | Bathroom | Bathroom Faucet | unknown |  |  |  | Unknown | N/A | N/A | N/A | Bag | 0.796 |  |  | Unknown | WA | Single Family | Bathroom Faucet | 1215 | 3805.5 | Single Family | FALSE | FALSE |  |  |  | 0 | 0 | Single Family_FALSE | Single Family_FALSE | Single Family_ | Single Family_ | Single Family_ | unknown | unknownSingle Family_ | unknownSingle Family_FALSE
Water_00007202 | SITE_00696 | Room_00012889 | Bathroom_3 | Bathroom | Shower | unknown |  |  |  | Unknown | All used about the same | Unknown | N/A | Bag | 0.8492 |  |  | Unknown | WA | Single Family | Shower | 1215 | 3805.5 | Single Family | TRUE | FALSE | FALSE | FALSE | FALSE | 0 | 0 | Single Family_TRUE | Single Family_FALSE | Single Family_FALSE | Single Family_FALSE | Single Family_FALSE | unknown | unknownSingle Family_FALSE | unknownSingle Family_TRUE
Water_00007203 | SITE_00713 | Room_00013141 | Kitchen_1 | Kitchen | Kitchen Faucet | 1.8578 | 1.8578 |  | 2.1 |  | N/A | N/A | N/A | Bag | 0.796 |  | 1.672 |  | WA | Single Family | Kitchen Faucet | 1232 | 3805.5 | Single Family | FALSE | FALSE |  |  |  | 7069.7733 | 6362.796 | Single Family_FALSE | Single Family_FALSE | Single Family_ | Single Family_ | Single Family_ | unknown | unknownSingle Family_ | unknownSingle Family_FALSE
Water_00007204 | SITE_00713 | Room_00013151 | Bathroom_1 | Bathroom | Shower | 3.0189 | 3.0189 |  | 3.2 |  | Primary | Daily / Almost Daily | N/A | Bag | 0.8492 |  | 2.717 |  | WA | Single Family | Shower | 1232 | 3805.5 | Single Family | TRUE | FALSE | TRUE | TRUE | TRUE | 11488.3817 | 10339.5435 | Single Family_TRUE | Single Family_FALSE | Single Family_TRUE | Single Family_TRUE | Single Family_TRUE | gt2.5gpm | gt2.5gpmSingle Family_TRUE | gt2.5gpmSingle Family_TRUE
Water_00007205 | SITE_00713 | Room_00013151 | Bathroom_1 | Bathroom | Bathroom Faucet | 2.2111 | 2.2111 |  | 2.5 |  | N/A | N/A | N/A | Bag | 0.796 |  | 1.99 |  | WA | Single Family | Bathroom Faucet | 1232 | 3805.5 | Single Family | FALSE | FALSE |  |  |  | 8414.3833 | 7572.945 | Single Family_FALSE | Single Family_FALSE | Single Family_ | Single Family_ | Single Family_ | unknown | unknownSingle Family_ | unknownSingle Family_FALSE
Water_00007206 | SITE_00713 | Room_00013151 | Bathroom_1 | Bathroom | Bathroom Faucet | 2.3 | 2.3 |  | 2.6 |  | N/A | N/A | N/A | Bag | 0.796 |  | 2.07 |  | WA | Single Family | Bathroom Faucet | 1232 | 3805.5 | Single Family | FALSE | FALSE |  |  |  | 8752.65 | 7877.385 | Single Family_FALSE | Single Family_FALSE | Single Family_ | Single Family_ | Single Family_ | unknown | unknownSingle Family_ | unknownSingle Family_FALSE
Water_00007207 | SITE_00713 | Room_00013152 | Bathroom_2 | Bathroom | Shower / Bathtub combo with diverter valve | 1.9811 | 1.9811 |  | 2.1 |  | Secondary | A few times per year | N/A | Bag | 0.8492 |  | 1.783 |  | WA | Single Family | Shower | 1232 | 3805.5 | Single Family | TRUE | TRUE | TRUE | TRUE | TRUE | 7539.1183 | 6785.2065 | Single Family_TRUE | Single Family_TRUE | Single Family_TRUE | Single Family_TRUE | Single Family_TRUE | 2.0gpm | 2.0gpmSingle Family_TRUE | 2.0gpmSingle Family_TRUE
Water_00007208 | SITE_00713 | Room_00013152 | Bathroom_2 | Bathroom | Bathroom Faucet | 2.0344 | 2.0344 |  | 2.3 |  | N/A | N/A | N/A | Bag | 0.796 |  | 1.831 |  | WA | Single Family | Bathroom Faucet | 1232 | 3805.5 | Single Family | FALSE | FALSE |  |  |  | 7742.0783 | 6967.8705 | Single Family_FALSE | Single Family_FALSE | Single Family_ | Single Family_ | Single Family_ | unknown | unknownSingle Family_ | unknownSingle Family_FALSE
Water_00007209 | SITE_00713 | Room_00013151 | Bathroom_1 | Bathroom | Bathtub | unknown |  |  |  | N/A | N/A | N/A | N/A | Unknown |  | N/A |  | N/A | WA | Single Family | Bathtub | 1232 | 3805.5 | Single Family | FALSE | FALSE |  |  |  | 0 | 0 | Single Family_FALSE | Single Family_FALSE | Single Family_ | Single Family_ | Single Family_ | unknown | unknownSingle Family_ | unknownSingle Family_FALSE
Water_00007210 | SITE_00669 | Room_00012615 | Kitchen_1 | Kitchen | Kitchen Faucet | 3.98 | 3.98 |  | 4.5 |  | N/A | N/A | N/A | Bag | 0.796 |  | 3.582 |  | WA | Single Family | Kitchen Faucet | 1188 | 3805.5 | Single Family | FALSE | FALSE |  |  |  | 15145.89 | 13631.301 | Single Family_FALSE | Single Family_FALSE | Single Family_ | Single Family_ | Single Family_ | unknown | unknownSingle Family_ | unknownSingle Family_FALSE
Water_00007211 | SITE_00669 | Room_00012619 | Bathroom_1 | Bathroom | Bathroom Faucet | 2.2 | 4.4222 | 2.2 | 5 |  | N/A | N/A | N/A | Bag | 0.796 |  | 3.98 |  | WA | Single Family | Bathroom Faucet | 1188 | 3805.5 | Single Family | FALSE | FALSE |  |  |  | 8372.1 | 15145.89 | Single Family_FALSE | Single Family_FALSE | Single Family_ | Single Family_ | Single Family_ | unknown | unknownSingle Family_ | unknownSingle Family_FALSE
Water_00007212 | SITE_00669 | Room_00012619 | Bathroom_1 | Bathroom | Shower / Bathtub combo with diverter valve | 2 | 1.8867 | 2 | 2 |  | Primary | Daily / Almost Daily | N/A | Bag | 0.8492 |  | 1.698 |  | WA | Single Family | Shower | 1188 | 3805.5 | Single Family | TRUE | TRUE | TRUE | TRUE | TRUE | 7611 | 6461.739 | Single Family_TRUE | Single Family_TRUE | Single Family_TRUE | Single Family_TRUE | Single Family_TRUE | 2.0gpm | 2.0gpmSingle Family_TRUE | 2.0gpmSingle Family_TRUE
Water_00007213 | SITE_00786 | Room_00014254 | Kitchen_1 | Kitchen | Kitchen Faucet | 1.8 | 1.3267 | 1.8 | 1.5 |  | N/A | N/A | N/A | Bag | 0.796 |  | 1.194 |  | WA | Single Family | Kitchen Faucet | 1305 | 3805.5 | Single Family | FALSE | FALSE |  |  |  | 6849.9 | 4543.767 | Single Family_FALSE | Single Family_FALSE | Single Family_ | Single Family_ | Single Family_ | unknown | unknownSingle Family_ | unknownSingle Family_FALSE
Water_00007214 | SITE_00786 | Room_00014260 | Bathroom_1 | Bathroom | Bathroom Faucet | 1.3267 | 1.3267 |  | 1.5 |  | N/A | N/A | N/A | Bag | 0.796 |  | 1.194 |  | WA | Single Family | Bathroom Faucet | 1305 | 3805.5 | Single Family | FALSE | FALSE |  |  |  | 5048.63 | 4543.767 | Single Family_FALSE | Single Family_FALSE | Single Family_ | Single Family_ | Single Family_ | unknown | unknownSingle Family_ | unknownSingle Family_FALSE
Water_00007215 | SITE_00786 | Room_00014260 | Bathroom_1 | Bathroom | Shower / Bathtub combo with diverter valve | 1.8867 | 1.8867 |  | 2 |  | Primary | Daily / Almost Daily | N/A | Bag | 0.8492 |  | 1.698 |  | WA | Single Family | Shower | 1305 | 3805.5 | Single Family | TRUE | TRUE | TRUE | TRUE | TRUE | 7179.71 | 6461.739 | Single Family_TRUE | Single Family_TRUE | Single Family_TRUE | Single Family_TRUE | Single Family_TRUE | 2.0gpm | 2.0gpmSingle Family_TRUE | 2.0gpmSingle Family_TRUE
Water_00007216 | SITE_00786 | Room_00014262 | Bathroom_2 | Bathroom | Bathroom Faucet | 2 | 2.6533 | 2 | 3 |  | N/A | N/A | N/A | Bag | 0.796 |  | 2.388 |  | WA | Single Family | Bathroom Faucet | 1305 | 3805.5 | Single Family | FALSE | FALSE |  |  |  | 7611 | 9087.534 | Single Family_FALSE | Single Family_FALSE | Single Family_ | Single Family_ | Single Family_ | unknown | unknownSingle Family_ | unknownSingle Family_FALSE
Water_00007217 | SITE_00786 | Room_00014262 | Bathroom_2 | Bathroom | Shower | unknown |  |  |  | Unknown | Secondary | A few times per year | This shower is used for a dog bed (there is bedding in the shower and the owner said that's what it's for) | Bag | 0.8492 |  |  | Unknown | WA | Single Family | Shower | 1305 | 3805.5 | Single Family | TRUE | FALSE | FALSE | FALSE | FALSE | 0 | 0 | Single Family_TRUE | Single Family_FALSE | Single Family_FALSE | Single Family_FALSE | Single Family_FALSE | unknown | unknownSingle Family_FALSE | unknownSingle Family_TRUE
Water_00007218 | SITE_00655 | Room_00012430 | Kitchen_1 | Kitchen | Kitchen Faucet | 1.7689 | 1.7689 |  | 2 |  | N/A | N/A | N/A | Bag | 0.796 |  | 1.592 |  | WA | Manufactured | Kitchen Faucet | 1174 | 1628.92 | Manufactured | FALSE | FALSE |  |  |  | 2881.3785 | 2593.2406 | Manufactured_FALSE | Manufactured_FALSE | Manufactured_ | Manufactured_ | Manufactured_ | unknown | unknownManufactured_ | unknownManufactured_FALSE
Water_00007219 | SITE_00655 | Room_00012435 | Bathroom_1 | Bathroom | Bathtub | unknown |  |  |  | N/A | N/A | N/A | N/A | Unknown |  | N/A |  | N/A | WA | Manufactured | Bathtub | 1174 | 1628.92 | Manufactured | FALSE | FALSE |  |  |  | 0 | 0 | Manufactured_FALSE | Manufactured_FALSE | Manufactured_ | Manufactured_ | Manufactured_ | unknown | unknownManufactured_ | unknownManufactured_FALSE
Water_00007220 | SITE_00655 | Room_00012435 | Bathroom_1 | Bathroom | Bathroom Faucet | 2 | 1.3267 | 2 | 1.5 |  | N/A | N/A | N/A | Bag | 0.796 |  | 1.194 |  | WA | Manufactured | Bathroom Faucet | 1174 | 1628.92 | Manufactured | FALSE | FALSE |  |  |  | 3257.84 | 1944.9305 | Manufactured_FALSE | Manufactured_FALSE | Manufactured_ | Manufactured_ | Manufactured_ | unknown | unknownManufactured_ | unknownManufactured_FALSE
Water_00007221 | SITE_00655 | Room_00012435 | Bathroom_1 | Bathroom | Bathroom Faucet | 2 | 2.2111 | 2 | 2.5 |  | N/A | N/A | N/A | Bag | 0.796 |  | 1.99 |  | WA | Manufactured | Bathroom Faucet | 1174 | 1628.92 | Manufactured | FALSE | FALSE |  |  |  | 3257.84 | 3241.5508 | Manufactured_FALSE | Manufactured_FALSE | Manufactured_ | Manufactured_ | Manufactured_ | unknown | unknownManufactured_ | unknownManufactured_FALSE
Water_00007222 | SITE_00655 | Room_00012435 | Bathroom_1 | Bathroom | Shower | 2.5 | 2.3589 | 2.5 | 2.5 |  | Primary | Daily / Almost Daily | N/A | Bag | 0.8492 |  | 2.123 |  | WA | Manufactured | Shower | 1174 | 1628.92 | Manufactured | TRUE | FALSE | TRUE | TRUE | TRUE | 4072.3 | 3458.1972 | Manufactured_TRUE | Manufactured_FALSE | Manufactured_TRUE | Manufactured_TRUE | Manufactured_TRUE | 2.5gpm | 2.5gpmManufactured_TRUE | 2.5gpmManufactured_TRUE
Water_00007223 | SITE_00746 | Room_00013622 | Garage_2 | Garage | Bathroom Faucet | 3.5378 | 3.5378 |  | 4 |  | N/A | N/A | N/A | Bag | 0.796 |  | 3.184 |  | WA | Single Family | Bathroom Faucet | 1265 | 3805.5 | Single Family | FALSE | FALSE |  |  |  | 13463.0133 | 12116.712 | Single Family_FALSE | Single Family_FALSE | Single Family_ | Single Family_ | Single Family_ | unknown | unknownSingle Family_ | unknownSingle Family_FALSE
Water_00007224 | SITE_00652 | Room_00012403 | Kitchen_2 | Kitchen | Kitchen Faucet | 2.2 | 1.5922 | 2.2 | 1.8 |  | N/A | N/A | N/A | Bag | 0.796 |  | 1.433 |  | WA | Manufactured | Kitchen Faucet | 1171 | 1628.92 | Manufactured | FALSE | FALSE |  |  |  | 3583.624 | 2334.2424 | Manufactured_FALSE | Manufactured_FALSE | Manufactured_ | Manufactured_ | Manufactured_ | unknown | unknownManufactured_ | unknownManufactured_FALSE
Water_00007225 | SITE_00647 | Room_00012343 | Kitchen_1 | Kitchen | Kitchen Faucet | 1.5 | 1.3267 | 1.5 | 1.5 |  | N/A | N/A | N/A | Bag | 0.796 |  | 1.194 |  | WA | Manufactured | Kitchen Faucet | 1166 | 1628.92 | Manufactured | FALSE | FALSE |  |  |  | 2443.38 | 1944.9305 | Manufactured_FALSE | Manufactured_FALSE | Manufactured_ | Manufactured_ | Manufactured_ | unknown | unknownManufactured_ | unknownManufactured_FALSE
Water_00007226 | SITE_00647 | Room_00012346 | Bathroom_1 | Bathroom | Bathroom Faucet | 2 | 1.7689 | 2 | 2 |  | N/A | N/A | N/A | Bag | 0.796 |  | 1.592 |  | WA | Manufactured | Bathroom Faucet | 1166 | 1628.92 | Manufactured | FALSE | FALSE |  |  |  | 3257.84 | 2593.2406 | Manufactured_FALSE | Manufactured_FALSE | Manufactured_ | Manufactured_ | Manufactured_ | unknown | unknownManufactured_ | unknownManufactured_FALSE
Water_00007227 | SITE_00647 | Room_00012346 | Bathroom_1 | Bathroom | Shower / Bathtub combo with diverter valve | 2.5 | 1.1322 | 2.5 | 1.2 |  | Primary | A few times per week | N/A | Bag | 0.8492 |  | 1.019 |  | WA | Manufactured | Shower | 1166 | 1628.92 | Manufactured | TRUE | TRUE | TRUE | TRUE | TRUE | 4072.3 | 1659.8695 | Manufactured_TRUE | Manufactured_TRUE | Manufactured_TRUE | Manufactured_TRUE | Manufactured_TRUE | 2.5gpm | 2.5gpmManufactured_TRUE | 2.5gpmManufactured_TRUE
Water_00007228 | SITE_00647 | Room_00012355 | Bathroom_2 | Bathroom | Bathroom Faucet | 2 | 1.5922 | 2 | 1.8 |  | N/A | N/A | N/A | Bag | 0.796 |  | 1.433 |  | WA | Manufactured | Bathroom Faucet | 1166 | 1628.92 | Manufactured | FALSE | FALSE |  |  |  | 3257.84 | 2334.2424 | Manufactured_FALSE | Manufactured_FALSE | Manufactured_ | Manufactured_ | Manufactured_ | unknown | unknownManufactured_ | unknownManufactured_FALSE
Water_00007229 | SITE_00647 | Room_00012355 | Bathroom_2 | Bathroom | Shower | 2 | 1.4156 | 2 | 1.5 |  | Secondary | A few times per week | N/A | Bag | 0.8492 |  | 1.274 |  | WA | Manufactured | Shower | 1166 | 1628.92 | Manufactured | TRUE | FALSE | TRUE | TRUE | TRUE | 3257.84 | 2075.2441 | Manufactured_TRUE | Manufactured_FALSE | Manufactured_TRUE | Manufactured_TRUE | Manufactured_TRUE | 2.0gpm | 2.0gpmManufactured_TRUE | 2.0gpmManufactured_TRUE
Water_00007230 | SITE_00670 | Room_00012628 | Kitchen_1 | Kitchen | Bathroom Faucet | 1.5 | 1.3267 | 1.5 | 1.5 |  | N/A | N/A | N/A | Bag | 0.796 |  | 1.194 |  | WA | Multifamily Residence | Bathroom Faucet | 1189 | 1819.67 | Multifamily Residence | FALSE | FALSE |  |  |  | 2729.505 | 2172.686 | Multifamily Residence_FALSE | Multifamily Residence_FALSE | Multifamily Residence_ | Multifamily Residence_ | Multifamily Residence_ | unknown | unknownMultifamily Residence_ | unknownMultifamily Residence_FALSE
Water_00007231 | SITE_00670 | Room_00012624 | Bathroom_1 | Bathroom | Bathroom Faucet | 2 | 1.9456 | 2 | 2.2 |  | N/A | N/A | N/A | Bag | 0.796 |  | 1.751 |  | WA | Multifamily Residence | Bathroom Faucet | 1189 | 1819.67 | Multifamily Residence | FALSE | FALSE |  |  |  | 3639.34 | 3186.2422 | Multifamily Residence_FALSE | Multifamily Residence_FALSE | Multifamily Residence_ | Multifamily Residence_ | Multifamily Residence_ | unknown | unknownMultifamily Residence_ | unknownMultifamily Residence_FALSE
Water_00007232 | SITE_00670 | Room_00012624 | Bathroom_1 | Bathroom | Shower / Bathtub combo with diverter valve | 2.8311 | 2.8311 |  | 3 |  | Primary | Daily / Almost Daily | N/A | Bag | 0.8492 |  | 2.548 |  | WA | Multifamily Residence | Shower | 1189 | 1819.67 | Multifamily Residence | TRUE | TRUE | TRUE | TRUE | TRUE | 5151.688 | 4636.5192 | Multifamily Residence_TRUE | Multifamily Residence_TRUE | Multifamily Residence_TRUE | Multifamily Residence_TRUE | Multifamily Residence_TRUE | gt2.5gpm | gt2.5gpmMultifamily Residence_TRUE | gt2.5gpmMultifamily Residence_TRUE
Water_00007233 | SITE_00778 | Room_00014144 | Bathroom_6 | Bathroom | Bathroom Faucet | 0.88444 | 0.88444 |  | 1 |  | N/A | N/A | N/A | Bag | 0.796 |  | 0.796 |  | WA | Single Family | Bathroom Faucet | 1297 | 3805.5 | Single Family | FALSE | FALSE |  |  |  | 3365.7533 | 3029.178 | Single Family_FALSE | Single Family_FALSE | Single Family_ | Single Family_ | Single Family_ | unknown | unknownSingle Family_ | unknownSingle Family_FALSE
Water_00007234 | SITE_00778 | Room_00014144 | Bathroom_6 | Bathroom | Shower / Bathtub combo with diverter valve | 2 | 1.8867 | 2 | 2 |  | Primary | A few times per week | N/A | Bag | 0.8492 |  | 1.698 |  | WA | Single Family | Shower | 1297 | 3805.5 | Single Family | TRUE | TRUE | TRUE | TRUE | TRUE | 7611 | 6461.739 | Single Family_TRUE | Single Family_TRUE | Single Family_TRUE | Single Family_TRUE | Single Family_TRUE | 2.0gpm | 2.0gpmSingle Family_TRUE | 2.0gpmSingle Family_TRUE
Water_00007235 | SITE_00743 | Room_00013580 | Bathroom_1 | Bathroom | Bathroom Faucet | 1.5 | 0.88444 | 1.5 | 1 |  | N/A | N/A | N/A | Bag | 0.796 |  | 0.796 |  | WA | Multifamily Residence | Bathroom Faucet | 1262 | 687.85 | Multifamily Residence | FALSE | FALSE |  |  |  | 1031.775 | 547.5286 | Multifamily Residence_FALSE | Multifamily Residence_FALSE | Multifamily Residence_ | Multifamily Residence_ | Multifamily Residence_ | unknown | unknownMultifamily Residence_ | unknownMultifamily Residence_FALSE
Water_00007236 | SITE_00743 | Room_00013580 | Bathroom_1 | Bathroom | Shower | 1.8 | 1.51 | 1.8 | 1.6 |  | Primary | Daily / Almost Daily | N/A | Bag | 0.8492 |  | 1.359 |  | WA | Multifamily Residence | Shower | 1262 | 687.85 | Multifamily Residence | TRUE | FALSE | TRUE | TRUE | TRUE | 1238.13 | 934.7881 | Multifamily Residence_TRUE | Multifamily Residence_FALSE | Multifamily Residence_TRUE | Multifamily Residence_TRUE | Multifamily Residence_TRUE | 1.8gpm | 1.8gpmMultifamily Residence_TRUE | 1.8gpmMultifamily Residence_TRUE
Water_00007237 | SITE_00743 | Room_00013582 | Bathroom_2 | Bathroom | Bathroom Faucet | 1.5 | 1.7689 | 1.5 | 2 |  | N/A | N/A | N/A | Bag | 0.796 |  | 1.592 |  | WA | Multifamily Residence | Bathroom Faucet | 1262 | 687.85 | Multifamily Residence | FALSE | FALSE |  |  |  | 1031.775 | 1095.0572 | Multifamily Residence_FALSE | Multifamily Residence_FALSE | Multifamily Residence_ | Multifamily Residence_ | Multifamily Residence_ | unknown | unknownMultifamily Residence_ | unknownMultifamily Residence_FALSE
Water_00007238 | SITE_00743 | Room_00013582 | Bathroom_2 | Bathroom | Shower / Bathtub combo with diverter valve | 2.5 | 2.17 | 2.5 | 2.3 |  | Secondary | A few times per week | N/A | Bag | 0.8492 |  | 1.953 |  | WA | Multifamily Residence | Shower | 1262 | 687.85 | Multifamily Residence | TRUE | TRUE | TRUE | TRUE | TRUE | 1719.625 | 1343.3711 | Multifamily Residence_TRUE | Multifamily Residence_TRUE | Multifamily Residence_TRUE | Multifamily Residence_TRUE | Multifamily Residence_TRUE | 2.5gpm | 2.5gpmMultifamily Residence_TRUE | 2.5gpmMultifamily Residence_TRUE
Water_00007239 | SITE_00743 | Room_00013584 | Kitchen_1 | Kitchen | Kitchen Faucet | 1.5 | 1.3267 | 1.5 | 1.5 |  | N/A | N/A | N/A | Bag | 0.796 |  | 1.194 |  | WA | Multifamily Residence | Kitchen Faucet | 1262 | 687.85 | Multifamily Residence | FALSE | FALSE |  |  |  | 1031.775 | 821.2929 | Multifamily Residence_FALSE | Multifamily Residence_FALSE | Multifamily Residence_ | Multifamily Residence_ | Multifamily Residence_ | unknown | unknownMultifamily Residence_ | unknownMultifamily Residence_FALSE
Water_00007240 | SITE_00426 | Room_00009587 | Bathroom_1 | Bathroom | Shower | 2.5 | 2.3589 | 2.5 | 2.5 |  | Secondary | Daily / Almost Daily | N/A | Bag | 0.8492 |  | 2.123 |  | WA | Manufactured | Shower | 946 | 1628.92 | Manufactured | TRUE | FALSE | TRUE | TRUE | TRUE | 4072.3 | 3458.1972 | Manufactured_TRUE | Manufactured_FALSE | Manufactured_TRUE | Manufactured_TRUE | Manufactured_TRUE | 2.5gpm | 2.5gpmManufactured_TRUE | 2.5gpmManufactured_TRUE
Water_00007241 | SITE_00426 | Room_00009587 | Bathroom_1 | Bathroom | Bathroom Faucet | 2.2111 | 2.2111 |  | 2.5 |  | N/A | N/A | N/A | Bag | 0.796 |  | 1.99 |  | WA | Manufactured | Bathroom Faucet | 946 | 1628.92 | Manufactured | FALSE | FALSE |  |  |  | 3601.7231 | 3241.5508 | Manufactured_FALSE | Manufactured_FALSE | Manufactured_ | Manufactured_ | Manufactured_ | unknown | unknownManufactured_ | unknownManufactured_FALSE
Water_00007242 | SITE_00426 | Room_00009589 | Kitchen_1 | Kitchen | Kitchen Faucet | 2.2 | 1.7689 | 2.2 | 2 |  | N/A | N/A | N/A | Bag | 0.796 |  | 1.592 |  | WA | Manufactured | Kitchen Faucet | 946 | 1628.92 | Manufactured | FALSE | FALSE |  |  |  | 3583.624 | 2593.2406 | Manufactured_FALSE | Manufactured_FALSE | Manufactured_ | Manufactured_ | Manufactured_ | unknown | unknownManufactured_ | unknownManufactured_FALSE
Water_00007243 | SITE_00426 | Room_00009591 | Bathroom_2 | Bathroom | Bathroom Faucet | 0.88444 | 0.88444 |  | 1 |  | N/A | N/A | N/A | Bag | 0.796 |  | 0.796 |  | WA | Manufactured | Bathroom Faucet | 946 | 1628.92 | Manufactured | FALSE | FALSE |  |  |  | 1440.6892 | 1296.6203 | Manufactured_FALSE | Manufactured_FALSE | Manufactured_ | Manufactured_ | Manufactured_ | unknown | unknownManufactured_ | unknownManufactured_FALSE
Water_00007244 | SITE_00426 | Room_00009591 | Bathroom_2 | Bathroom | Shower / Bathtub combo with diverter valve | 2.5 | 2.3589 | 2.5 | 2.5 |  | Primary | Daily / Almost Daily | N/A | Bag | 0.8492 |  | 2.123 |  | WA | Manufactured | Shower | 946 | 1628.92 | Manufactured | TRUE | TRUE | TRUE | TRUE | TRUE | 4072.3 | 3458.1972 | Manufactured_TRUE | Manufactured_TRUE | Manufactured_TRUE | Manufactured_TRUE | Manufactured_TRUE | 2.5gpm | 2.5gpmManufactured_TRUE | 2.5gpmManufactured_TRUE
Water_00007245 | SITE_00730 | Room_00013381 | Bathroom_1 | Bathroom | Bathroom Faucet | unknown |  |  |  | Unknown | N/A | N/A | Cant access, under construction. Drain disconnected. | Bag | 0.796 |  |  | Unknown | WA | Single Family | Bathroom Faucet | 1249 | 3931.6 | Single Family | FALSE | FALSE |  |  |  | 0 | 0 | Single Family_FALSE | Single Family_FALSE | Single Family_ | Single Family_ | Single Family_ | unknown | unknownSingle Family_ | unknownSingle Family_FALSE
Water_00007246 | SITE_00730 | Room_00013384 | Bathroom_2 | Bathroom | Bathroom Faucet | 1.5922 | 1.5922 |  | 1.8 |  | N/A | N/A | N/A | Bag | 0.796 |  | 1.433 |  | WA | Single Family | Bathroom Faucet | 1249 | 3931.6 | Single Family | FALSE | FALSE |  |  |  | 6259.9809 | 5633.9828 | Single Family_FALSE | Single Family_FALSE | Single Family_ | Single Family_ | Single Family_ | unknown | unknownSingle Family_ | unknownSingle Family_FALSE
Water_00007247 | SITE_00730 | Room_00013387 | Kitchen_1 | Kitchen | Kitchen Faucet | 2 | 1.15 | 2 | 1.3 |  | N/A | N/A | N/A | Bag | 0.796 |  | 1.035 |  | WA | Single Family | Kitchen Faucet | 1249 | 3931.6 | Single Family | FALSE | FALSE |  |  |  | 7863.2 | 4069.206 | Single Family_FALSE | Single Family_FALSE | Single Family_ | Single Family_ | Single Family_ | unknown | unknownSingle Family_ | unknownSingle Family_FALSE
Water_00007248 | SITE_00730 | Room_00013392 | Bathroom_3 | Bathroom | Bathroom Faucet | 2.2 | 2.6533 | 2.2 | 3 |  | N/A | N/A | N/A | Bag | 0.796 |  | 2.388 |  | WA | Single Family | Bathroom Faucet | 1249 | 3931.6 | Single Family | FALSE | FALSE |  |  |  | 8649.52 | 9388.6608 | Single Family_FALSE | Single Family_FALSE | Single Family_ | Single Family_ | Single Family_ | unknown | unknownSingle Family_ | unknownSingle Family_FALSE
Water_00007249 | SITE_00730 | Room_00013392 | Bathroom_3 | Bathroom | Shower / Bathtub combo with diverter valve | 2.5 | 1.4156 | 2.5 | 1.5 |  | Secondary | A few times per year | N/A | Bag | 0.8492 |  | 1.274 |  | WA | Single Family | Shower | 1249 | 3931.6 | Single Family | TRUE | TRUE | TRUE | TRUE | TRUE | 9829 | 5008.8584 | Single Family_TRUE | Single Family_TRUE | Single Family_TRUE | Single Family_TRUE | Single Family_TRUE | 2.5gpm | 2.5gpmSingle Family_TRUE | 2.5gpmSingle Family_TRUE
Water_00007250 | SITE_00730 | Room_00013396 | Bathroom_4 | Bathroom | Shower | 1.6989 | 1.6989 |  | 1.8 |  | Primary | Daily / Almost Daily | N/A | Bag | 0.8492 |  | 1.529 |  | WA | Single Family | Shower | 1249 | 3931.6 | Single Family | TRUE | FALSE | TRUE | TRUE | TRUE | 6679.3516 | 6011.4164 | Single Family_TRUE | Single Family_FALSE | Single Family_TRUE | Single Family_TRUE | Single Family_TRUE | 1.8gpm | 1.8gpmSingle Family_TRUE | 1.8gpmSingle Family_TRUE
Water_00007251 | SITE_00730 | Room_00013396 | Bathroom_4 | Bathroom | Bathroom Faucet | 2.2 | 2.6533 | 2.2 | 3 |  | N/A | N/A | N/A | Bag | 0.796 |  | 2.388 |  | WA | Single Family | Bathroom Faucet | 1249 | 3931.6 | Single Family | FALSE | FALSE |  |  |  | 8649.52 | 9388.6608 | Single Family_FALSE | Single Family_FALSE | Single Family_ | Single Family_ | Single Family_ | unknown | unknownSingle Family_ | unknownSingle Family_FALSE
Water_00007252 | SITE_00703 | Room_00012966 | Bathroom_1 | Bathroom | Bathroom Faucet | 2.2 | 2.2111 | 2.2 | 2.5 |  | N/A | N/A | N/A | Bag | 0.796 |  | 1.99 |  | WA | Single Family | Bathroom Faucet | 1222 | 3931.6 | Single Family | FALSE | FALSE |  |  |  | 8649.52 | 7823.884 | Single Family_FALSE | Single Family_FALSE | Single Family_ | Single Family_ | Single Family_ | unknown | unknownSingle Family_ | unknownSingle Family_FALSE
Water_00007253 | SITE_00703 | Room_00012966 | Bathroom_1 | Bathroom | Bathroom Faucet | 2.2 | 2.2111 | 2.2 | 2.5 |  | N/A | N/A | N/A | Bag | 0.796 |  | 1.99 |  | WA | Single Family | Bathroom Faucet | 1222 | 3931.6 | Single Family | FALSE | FALSE |  |  |  | 8649.52 | 7823.884 | Single Family_FALSE | Single Family_FALSE | Single Family_ | Single Family_ | Single Family_ | unknown | unknownSingle Family_ | unknownSingle Family_FALSE
Water_00007254 | SITE_00703 | Room_00012966 | Bathroom_1 | Bathroom | Shower | 2.8311 | 2.8311 |  | 3 |  | Primary | Daily / Almost Daily | N/A | Bag | 0.8492 |  | 2.548 |  | WA | Single Family | Shower | 1222 | 3931.6 | Single Family | TRUE | FALSE | TRUE | TRUE | TRUE | 11130.7964 | 10017.7168 | Single Family_TRUE | Single Family_FALSE | Single Family_TRUE | Single Family_TRUE | Single Family_TRUE | gt2.5gpm | gt2.5gpmSingle Family_TRUE | gt2.5gpmSingle Family_TRUE
Water_00007255 | SITE_00703 | Room_00012971 | Bathroom_2 | Bathroom | Shower / Bathtub combo with diverter valve | 2.8311 | 2.8311 |  | 3 |  | Secondary | A few times per year | N/A | Bag | 0.8492 |  | 2.548 |  | WA | Single Family | Shower | 1222 | 3931.6 | Single Family | TRUE | TRUE | TRUE | TRUE | TRUE | 11130.7964 | 10017.7168 | Single Family_TRUE | Single Family_TRUE | Single Family_TRUE | Single Family_TRUE | Single Family_TRUE | gt2.5gpm | gt2.5gpmSingle Family_TRUE | gt2.5gpmSingle Family_TRUE
Water_00007256 | SITE_00703 | Room_00012971 | Bathroom_2 | Bathroom | Bathroom Faucet | 2.2 | 2.2111 | 2.2 | 2.5 |  | N/A | N/A | N/A | Bag | 0.796 |  | 1.99 |  | WA | Single Family | Bathroom Faucet | 1222 | 3931.6 | Single Family | FALSE | FALSE |  |  |  | 8649.52 | 7823.884 | Single Family_FALSE | Single Family_FALSE | Single Family_ | Single Family_ | Single Family_ | unknown | unknownSingle Family_ | unknownSingle Family_FALSE
Water_00007257 | SITE_00703 | Room_00012972 | Kitchen_1 | Kitchen | Kitchen Faucet | 1.7689 | 1.7689 |  | 2 |  | N/A | N/A | N/A | Bag | 0.796 |  | 1.592 |  | WA | Single Family | Kitchen Faucet | 1222 | 3931.6 | Single Family | FALSE | FALSE |  |  |  | 6954.5636 | 6259.1072 | Single Family_FALSE | Single Family_FALSE | Single Family_ | Single Family_ | Single Family_ | unknown | unknownSingle Family_ | unknownSingle Family_FALSE
Water_00007258 | SITE_00703 | Room_00012974 | Bathroom_3 | Bathroom | Bathroom Faucet | 2.2 | 2.1222 | 2.2 | 2.4 |  | N/A | N/A | N/A | Bag | 0.796 |  | 1.91 |  | WA | Single Family | Bathroom Faucet | 1222 | 3931.6 | Single Family | FALSE | FALSE |  |  |  | 8649.52 | 7509.356 | Single Family_FALSE | Single Family_FALSE | Single Family_ | Single Family_ | Single Family_ | unknown | unknownSingle Family_ | unknownSingle Family_FALSE
Water_00007259 | SITE_00703 | Room_00012976 | Bathroom_4 | Bathroom | Bathroom Faucet | 2.2 | 1.9456 | 2.2 | 2.2 |  | N/A | N/A | N/A | Bag | 0.796 |  | 1.751 |  | WA | Single Family | Bathroom Faucet | 1222 | 3931.6 | Single Family | FALSE | FALSE |  |  |  | 8649.52 | 6884.2316 | Single Family_FALSE | Single Family_FALSE | Single Family_ | Single Family_ | Single Family_ | unknown | unknownSingle Family_ | unknownSingle Family_FALSE
Water_00007260 | SITE_00703 | Room_00012976 | Bathroom_4 | Bathroom | Shower | 2.5 | 2.3589 | 2.5 | 2.5 |  | Secondary | A few times per year | N/A | Bag | 0.8492 |  | 2.123 |  | WA | Single Family | Shower | 1222 | 3931.6 | Single Family | TRUE | FALSE | TRUE | TRUE | TRUE | 9829 | 8346.7868 | Single Family_TRUE | Single Family_FALSE | Single Family_TRUE | Single Family_TRUE | Single Family_TRUE | 2.5gpm | 2.5gpmSingle Family_TRUE | 2.5gpmSingle Family_TRUE
Water_00007261 | SITE_00694 | Room_00012850 | Bathroom_1 | Bathroom | Bathroom Faucet | 1.7689 | 1.7689 |  | 2 |  | N/A | N/A | N/A | Bag | 0.796 |  | 1.592 |  | WA | Single Family | Bathroom Faucet | 1213 | 3931.6 | Single Family | FALSE | FALSE |  |  |  | 6954.5636 | 6259.1072 | Single Family_FALSE | Single Family_FALSE | Single Family_ | Single Family_ | Single Family_ | unknown | unknownSingle Family_ | unknownSingle Family_FALSE
Water_00007262 | SITE_00694 | Room_00012850 | Bathroom_1 | Bathroom | Shower / Bathtub combo with diverter valve | 1.6989 | 1.6989 |  | 1.8 |  | All used about the same | Daily / Almost Daily | N/A | Bag | 0.8492 |  | 1.529 |  | WA | Single Family | Shower | 1213 | 3931.6 | Single Family | TRUE | TRUE | TRUE | TRUE | TRUE | 6679.3516 | 6011.4164 | Single Family_TRUE | Single Family_TRUE | Single Family_TRUE | Single Family_TRUE | Single Family_TRUE | 1.8gpm | 1.8gpmSingle Family_TRUE | 1.8gpmSingle Family_TRUE
Water_00007263 | SITE_00694 | Room_00012856 | Kitchen_1 | Kitchen | Kitchen Faucet | 1.8 | 1.2378 | 1.8 | 1.4 |  | N/A | N/A | N/A | Bag | 0.796 |  | 1.114 |  | WA | Single Family | Kitchen Faucet | 1213 | 3931.6 | Single Family | FALSE | FALSE |  |  |  | 7076.88 | 4379.8024 | Single Family_FALSE | Single Family_FALSE | Single Family_ | Single Family_ | Single Family_ | unknown | unknownSingle Family_ | unknownSingle Family_FALSE
Water_00007264 | SITE_00750 | Room_00013669 | Bathroom_1 | Bathroom | Bathroom Faucet | 2 | 2.6533 | 2 | 3 |  | N/A | N/A | N/A | Bag | 0.796 |  | 2.388 |  | WA | Single Family | Bathroom Faucet | 1269 | 3931.6 | Single Family | FALSE | FALSE |  |  |  | 7863.2 | 9388.6608 | Single Family_FALSE | Single Family_FALSE | Single Family_ | Single Family_ | Single Family_ | unknown | unknownSingle Family_ | unknownSingle Family_FALSE
Water_00007265 | SITE_00750 | Room_00013669 | Bathroom_1 | Bathroom | Bathroom Faucet | 2 | 2.6533 | 2 | 3 |  | N/A | N/A | N/A | Bag | 0.796 |  | 2.388 |  | WA | Single Family | Bathroom Faucet | 1269 | 3931.6 | Single Family | FALSE | FALSE |  |  |  | 7863.2 | 9388.6608 | Single Family_FALSE | Single Family_FALSE | Single Family_ | Single Family_ | Single Family_ | unknown | unknownSingle Family_ | unknownSingle Family_FALSE
Water_00007266 | SITE_00750 | Room_00013669 | Bathroom_1 | Bathroom | Shower | 2 | 1.8867 | 2 | 2 |  | All used about the same | A few times per week | N/A | Bag | 0.8492 |  | 1.698 |  | WA | Single Family | Shower | 1269 | 3931.6 | Single Family | TRUE | FALSE | TRUE | TRUE | TRUE | 7863.2 | 6675.8568 | Single Family_TRUE | Single Family_FALSE | Single Family_TRUE | Single Family_TRUE | Single Family_TRUE | 2.0gpm | 2.0gpmSingle Family_TRUE | 2.0gpmSingle Family_TRUE
Water_00007267 | SITE_00750 | Room_00013670 | Bathroom_2 | Bathroom | Shower / Bathtub combo with diverter valve | 1.4156 | 1.4156 |  | 1.5 |  | Secondary | A few times per week | N/A | Bag | 0.8492 |  | 1.274 |  | WA | Single Family | Shower | 1269 | 3931.6 | Single Family | TRUE | TRUE | TRUE | TRUE | TRUE | 5565.3982 | 5008.8584 | Single Family_TRUE | Single Family_TRUE | Single Family_TRUE | Single Family_TRUE | Single Family_TRUE | <1.5gpm | <1.5gpmSingle Family_TRUE | <1.5gpmSingle Family_TRUE
Water_00007268 | SITE_00750 | Room_00013670 | Bathroom_2 | Bathroom | Bathroom Faucet | 2 | 1.3267 | 2 | 1.5 |  | N/A | N/A | N/A | Bag | 0.796 |  | 1.194 |  | WA | Single Family | Bathroom Faucet | 1269 | 3931.6 | Single Family | FALSE | FALSE |  |  |  | 7863.2 | 4694.3304 | Single Family_FALSE | Single Family_FALSE | Single Family_ | Single Family_ | Single Family_ | unknown | unknownSingle Family_ | unknownSingle Family_FALSE
Water_00007269 | SITE_00750 | Room_00013675 | Kitchen_1 | Kitchen | Kitchen Faucet | 1.8 | 1.5033 | 1.8 | 1.7 |  | N/A | N/A | N/A | Bag | 0.796 |  | 1.353 |  | WA | Single Family | Kitchen Faucet | 1269 | 3931.6 | Single Family | FALSE | FALSE |  |  |  | 7076.88 | 5319.4548 | Single Family_FALSE | Single Family_FALSE | Single Family_ | Single Family_ | Single Family_ | unknown | unknownSingle Family_ | unknownSingle Family_FALSE
Water_00007270 | SITE_00706 | Room_00013015 | Bathroom_1 | Bathroom | Bathroom Faucet | 1.5 | 1.15 | 1.5 | 1.3 |  | N/A | N/A | N/A | Bag | 0.796 |  | 1.035 |  | WA | Single Family | Bathroom Faucet | 1225 | 3931.6 | Single Family | FALSE | FALSE |  |  |  | 5897.4 | 4069.206 | Single Family_FALSE | Single Family_FALSE | Single Family_ | Single Family_ | Single Family_ | unknown | unknownSingle Family_ | unknownSingle Family_FALSE
Water_00007271 | SITE_00706 | Room_00013015 | Bathroom_1 | Bathroom | Bathroom Faucet | 1.5 | 1.3267 | 1.5 | 1.5 |  | N/A | N/A | N/A | Bag | 0.796 |  | 1.194 |  | WA | Single Family | Bathroom Faucet | 1225 | 3931.6 | Single Family | FALSE | FALSE |  |  |  | 5897.4 | 4694.3304 | Single Family_FALSE | Single Family_FALSE | Single Family_ | Single Family_ | Single Family_ | unknown | unknownSingle Family_ | unknownSingle Family_FALSE
Water_00007272 | SITE_00706 | Room_00013015 | Bathroom_1 | Bathroom | Shower | 1.8867 | 1.8867 |  | 2 |  | Primary | Daily / Almost Daily | N/A | Bag | 0.8492 |  | 1.698 |  | WA | Single Family | Shower | 1225 | 3931.6 | Single Family | TRUE | FALSE | TRUE | TRUE | TRUE | 7417.6187 | 6675.8568 | Single Family_TRUE | Single Family_FALSE | Single Family_TRUE | Single Family_TRUE | Single Family_TRUE | 2.0gpm | 2.0gpmSingle Family_TRUE | 2.0gpmSingle Family_TRUE
Water_00007273 | SITE_00706 | Room_00013018 | Bathroom_2 | Bathroom | Bathroom Faucet | 1.5 | 1.0611 | 1.5 | 1.2 |  | N/A | N/A | N/A | Bag | 0.796 |  | 0.955 |  | WA | Single Family | Bathroom Faucet | 1225 | 3931.6 | Single Family | FALSE | FALSE |  |  |  | 5897.4 | 3754.678 | Single Family_FALSE | Single Family_FALSE | Single Family_ | Single Family_ | Single Family_ | unknown | unknownSingle Family_ | unknownSingle Family_FALSE
Water_00007274 | SITE_00706 | Room_00013018 | Bathroom_2 | Bathroom | Shower / Bathtub combo with diverter valve | 2.5 | 2.3589 | 2.5 | 2.5 |  | Secondary | A few times per year | N/A | Bag | 0.8492 |  | 2.123 |  | WA | Single Family | Shower | 1225 | 3931.6 | Single Family | TRUE | TRUE | TRUE | TRUE | TRUE | 9829 | 8346.7868 | Single Family_TRUE | Single Family_TRUE | Single Family_TRUE | Single Family_TRUE | Single Family_TRUE | 2.5gpm | 2.5gpmSingle Family_TRUE | 2.5gpmSingle Family_TRUE
Water_00007275 | SITE_00706 | Room_00013021 | Kitchen_1 | Kitchen | Kitchen Faucet | 2.2 | 1.0611 | 2.2 | 1.2 |  | N/A | N/A | N/A | Bag | 0.796 |  | 0.955 |  | WA | Single Family | Kitchen Faucet | 1225 | 3931.6 | Single Family | FALSE | FALSE |  |  |  | 8649.52 | 3754.678 | Single Family_FALSE | Single Family_FALSE | Single Family_ | Single Family_ | Single Family_ | unknown | unknownSingle Family_ | unknownSingle Family_FALSE
Water_00007276 | SITE_00708 | Room_00013055 | Kitchen_1 | Kitchen | Kitchen Faucet | 1.0611 | 1.0611 |  | 1.2 |  | N/A | N/A | N/A | Bag | 0.796 |  | 0.955 |  | WA | Single Family | Kitchen Faucet | 1227 | 3931.6 | Single Family | FALSE | FALSE |  |  |  | 4171.8644 | 3754.678 | Single Family_FALSE | Single Family_FALSE | Single Family_ | Single Family_ | Single Family_ | unknown | unknownSingle Family_ | unknownSingle Family_FALSE
Water_00007277 | SITE_00726 | Room_00013323 | Bathroom_1 | Bathroom | Shower | unknown |  |  |  | Unknown | Secondary | A few times per year | Homeowner asked not to turn on - valve needs new seal | Bag | 0.8492 |  |  | Unknown | WA | Manufactured | Shower | 1245 | 1824.63 | Manufactured | TRUE | FALSE | FALSE | FALSE | FALSE | 0 | 0 | Manufactured_TRUE | Manufactured_FALSE | Manufactured_FALSE | Manufactured_FALSE | Manufactured_FALSE | unknown | unknownManufactured_FALSE | unknownManufactured_TRUE
Water_00007278 | SITE_00726 | Room_00013323 | Bathroom_1 | Bathroom | Bathroom Faucet | 4.4222 | 4.4222 |  | 5 |  | N/A | N/A | N/A | Bag | 0.796 |  | 3.98 |  | WA | Manufactured | Bathroom Faucet | 1245 | 1824.63 | Manufactured | FALSE | FALSE |  |  |  | 8068.9193 | 7262.0274 | Manufactured_FALSE | Manufactured_FALSE | Manufactured_ | Manufactured_ | Manufactured_ | unknown | unknownManufactured_ | unknownManufactured_FALSE
Water_00007279 | SITE_00726 | Room_00013325 | Bathroom_2 | Bathroom | Bathroom Faucet | 2.2111 | 2.2111 |  | 2.5 |  | N/A | N/A | N/A | Bag | 0.796 |  | 1.99 |  | WA | Manufactured | Bathroom Faucet | 1245 | 1824.63 | Manufactured | FALSE | FALSE |  |  |  | 4034.4597 | 3631.0137 | Manufactured_FALSE | Manufactured_FALSE | Manufactured_ | Manufactured_ | Manufactured_ | unknown | unknownManufactured_ | unknownManufactured_FALSE
Water_00007280 | SITE_00726 | Room_00013325 | Bathroom_2 | Bathroom | Shower / Bathtub combo with diverter valve | 2.3589 | 2.3589 |  | 2.5 |  | Primary | Daily / Almost Daily | N/A | Bag | 0.8492 |  | 2.123 |  | WA | Manufactured | Shower | 1245 | 1824.63 | Manufactured | TRUE | TRUE | TRUE | TRUE | TRUE | 4304.0994 | 3873.6895 | Manufactured_TRUE | Manufactured_TRUE | Manufactured_TRUE | Manufactured_TRUE | Manufactured_TRUE | 2.5gpm | 2.5gpmManufactured_TRUE | 2.5gpmManufactured_TRUE
Water_00007281 | SITE_00726 | Room_00013328 | Kitchen_1 | Kitchen | Kitchen Faucet | 1.7689 | 1.7689 |  | 2 |  | N/A | N/A | N/A | Bag | 0.796 |  | 1.592 |  | WA | Manufactured | Kitchen Faucet | 1245 | 1824.63 | Manufactured | FALSE | FALSE |  |  |  | 3227.5677 | 2904.811 | Manufactured_FALSE | Manufactured_FALSE | Manufactured_ | Manufactured_ | Manufactured_ | unknown | unknownManufactured_ | unknownManufactured_FALSE
Water_00007282 | SITE_00661 | Room_00012500 | Bathroom_1 | Bathroom | Bathroom Faucet | 2.6533 | 2.6533 |  | 3 |  | N/A | N/A | N/A | Bag | 0.796 |  | 2.388 |  | WA | Manufactured | Bathroom Faucet | 1180 | 1824.63 | Manufactured | FALSE | FALSE |  |  |  | 4841.3516 | 4357.2164 | Manufactured_FALSE | Manufactured_FALSE | Manufactured_ | Manufactured_ | Manufactured_ | unknown | unknownManufactured_ | unknownManufactured_FALSE
Water_00007283 | SITE_00661 | Room_00012500 | Bathroom_1 | Bathroom | Bathroom Faucet | 3.0956 | 3.0956 |  | 3.5 |  | N/A | N/A | N/A | Bag | 0.796 |  | 2.786 |  | WA | Manufactured | Bathroom Faucet | 1180 | 1824.63 | Manufactured | FALSE | FALSE |  |  |  | 5648.2435 | 5083.4192 | Manufactured_FALSE | Manufactured_FALSE | Manufactured_ | Manufactured_ | Manufactured_ | unknown | unknownManufactured_ | unknownManufactured_FALSE
Water_00007284 | SITE_00661 | Room_00012500 | Bathroom_1 | Bathroom | Shower / Bathtub combo with diverter valve | unknown |  |  |  | Unknown | Primary | Daily / Almost Daily | Two heads come on, cant measure | Bag | 0.8492 |  |  | Unknown | WA | Manufactured | Shower | 1180 | 1824.63 | Manufactured | TRUE | TRUE | FALSE | FALSE | FALSE | 0 | 0 | Manufactured_TRUE | Manufactured_TRUE | Manufactured_FALSE | Manufactured_FALSE | Manufactured_FALSE | unknown | unknownManufactured_FALSE | unknownManufactured_TRUE
Water_00007285 | SITE_00661 | Room_00012502 | Kitchen_1 | Kitchen | Kitchen Faucet | 1.8 | 1.0611 | 1.8 | 1.2 |  | N/A | N/A | N/A | Bag | 0.796 |  | 0.955 |  | WA | Manufactured | Kitchen Faucet | 1180 | 1824.63 | Manufactured | FALSE | FALSE |  |  |  | 3284.334 | 1742.5217 | Manufactured_FALSE | Manufactured_FALSE | Manufactured_ | Manufactured_ | Manufactured_ | unknown | unknownManufactured_ | unknownManufactured_FALSE
Water_00007286 | SITE_00721 | Room_00013256 | Bathroom_1 | Bathroom | Shower | 1.4156 | 1.4156 |  | 1.5 |  | Primary | Daily / Almost Daily | N/A | Bag | 0.8492 |  | 1.274 |  | WA | Single Family | Shower | 1240 | 3931.6 | Single Family | TRUE | FALSE | TRUE | TRUE | TRUE | 5565.3982 | 5008.8584 | Single Family_TRUE | Single Family_FALSE | Single Family_TRUE | Single Family_TRUE | Single Family_TRUE | <1.5gpm | <1.5gpmSingle Family_TRUE | <1.5gpmSingle Family_TRUE
Water_00007287 | SITE_00721 | Room_00013256 | Bathroom_1 | Bathroom | Bathroom Faucet | 1.5922 | 1.5922 |  | 1.8 |  | N/A | N/A | N/A | Bag | 0.796 |  | 1.433 |  | WA | Single Family | Bathroom Faucet | 1240 | 3931.6 | Single Family | FALSE | FALSE |  |  |  | 6259.9809 | 5633.9828 | Single Family_FALSE | Single Family_FALSE | Single Family_ | Single Family_ | Single Family_ | unknown | unknownSingle Family_ | unknownSingle Family_FALSE
Water_00007288 | SITE_00721 | Room_00013256 | Bathroom_1 | Bathroom | Bathroom Faucet | 1.7689 | 1.7689 |  | 2 |  | N/A | N/A | N/A | Bag | 0.796 |  | 1.592 |  | WA | Single Family | Bathroom Faucet | 1240 | 3931.6 | Single Family | FALSE | FALSE |  |  |  | 6954.5636 | 6259.1072 | Single Family_FALSE | Single Family_FALSE | Single Family_ | Single Family_ | Single Family_ | unknown | unknownSingle Family_ | unknownSingle Family_FALSE
Water_00007289 | SITE_00721 | Room_00013261 | Bathroom_2 | Bathroom | Shower / Bathtub combo with diverter valve | 2 | 1.8867 | 2 | 2 |  | Secondary | A few times per year | N/A | Bag | 0.8492 |  | 1.698 |  | WA | Single Family | Shower | 1240 | 3931.6 | Single Family | TRUE | TRUE | TRUE | TRUE | TRUE | 7863.2 | 6675.8568 | Single Family_TRUE | Single Family_TRUE | Single Family_TRUE | Single Family_TRUE | Single Family_TRUE | 2.0gpm | 2.0gpmSingle Family_TRUE | 2.0gpmSingle Family_TRUE
Water_00007290 | SITE_00721 | Room_00013261 | Bathroom_2 | Bathroom | Bathroom Faucet | 1.5922 | 1.5922 |  | 1.8 |  | N/A | N/A | N/A | Bag | 0.796 |  | 1.433 |  | WA | Single Family | Bathroom Faucet | 1240 | 3931.6 | Single Family | FALSE | FALSE |  |  |  | 6259.9809 | 5633.9828 | Single Family_FALSE | Single Family_FALSE | Single Family_ | Single Family_ | Single Family_ | unknown | unknownSingle Family_ | unknownSingle Family_FALSE
Water_00007291 | SITE_00721 | Room_00013265 | Kitchen_1 | Kitchen | Kitchen Faucet | 1.8 | 1.3267 | 1.8 | 1.5 |  | N/A | N/A | N/A | Bag | 0.796 |  | 1.194 |  | WA | Single Family | Kitchen Faucet | 1240 | 3931.6 | Single Family | FALSE | FALSE |  |  |  | 7076.88 | 4694.3304 | Single Family_FALSE | Single Family_FALSE | Single Family_ | Single Family_ | Single Family_ | unknown | unknownSingle Family_ | unknownSingle Family_FALSE
Water_00007292 | SITE_00783 | Room_00014212 | Bathroom_1 | Bathroom | Bathroom Faucet | 2.2 | 1.3267 | 2.2 | 1.5 |  | N/A | N/A | N/A | Bag | 0.796 |  | 1.194 |  | WA | Single Family | Bathroom Faucet | 1302 | 3931.6 | Single Family | FALSE | FALSE |  |  |  | 8649.52 | 4694.3304 | Single Family_FALSE | Single Family_FALSE | Single Family_ | Single Family_ | Single Family_ | unknown | unknownSingle Family_ | unknownSingle Family_FALSE
Water_00007293 | SITE_00783 | Room_00014212 | Bathroom_1 | Bathroom | Shower / Bathtub combo with diverter valve | 2.17 | 2.17 |  | 2.3 |  | Primary | Daily / Almost Daily | N/A | Bag | 0.8492 |  | 1.953 |  | WA | Single Family | Shower | 1302 | 3931.6 | Single Family | TRUE | TRUE | TRUE | TRUE | TRUE | 8531.572 | 7678.4148 | Single Family_TRUE | Single Family_TRUE | Single Family_TRUE | Single Family_TRUE | Single Family_TRUE | 2.5gpm | 2.5gpmSingle Family_TRUE | 2.5gpmSingle Family_TRUE
Water_00007294 | SITE_00783 | Room_00014214 | Kitchen_1 | Kitchen | Kitchen Faucet | 1.3267 | 1.3267 |  | 1.5 |  | N/A | N/A | N/A | Bag | 0.796 |  | 1.194 |  | WA | Single Family | Kitchen Faucet | 1302 | 3931.6 | Single Family | FALSE | FALSE |  |  |  | 5215.9227 | 4694.3304 | Single Family_FALSE | Single Family_FALSE | Single Family_ | Single Family_ | Single Family_ | unknown | unknownSingle Family_ | unknownSingle Family_FALSE
Water_00007295 | SITE_00722 | Room_00013273 | Kitchen_1 | Kitchen | Kitchen Faucet | 1.5 | 1.9456 | 1.5 | 2.2 |  | N/A | N/A | N/A | Bag | 0.796 |  | 1.751 |  | WA | Single Family | Kitchen Faucet | 1241 | 3931.6 | Single Family | FALSE | FALSE |  |  |  | 5897.4 | 6884.2316 | Single Family_FALSE | Single Family_FALSE | Single Family_ | Single Family_ | Single Family_ | unknown | unknownSingle Family_ | unknownSingle Family_FALSE
Water_00007296 | SITE_00722 | Room_00013275 | Bathroom_1 | Bathroom | Bathroom Faucet | 1.5 | 1.3267 | 1.5 | 1.5 |  | N/A | N/A | N/A | Bag | 0.796 |  | 1.194 |  | WA | Single Family | Bathroom Faucet | 1241 | 3931.6 | Single Family | FALSE | FALSE |  |  |  | 5897.4 | 4694.3304 | Single Family_FALSE | Single Family_FALSE | Single Family_ | Single Family_ | Single Family_ | unknown | unknownSingle Family_ | unknownSingle Family_FALSE
Water_00007297 | SITE_00722 | Room_00013275 | Bathroom_1 | Bathroom | Shower / Bathtub combo with diverter valve | 2.3589 | 2.3589 |  | 2.5 |  | Primary | Daily / Almost Daily | N/A | Bag | 0.8492 |  | 2.123 |  | WA | Single Family | Shower | 1241 | 3931.6 | Single Family | TRUE | TRUE | TRUE | TRUE | TRUE | 9274.2076 | 8346.7868 | Single Family_TRUE | Single Family_TRUE | Single Family_TRUE | Single Family_TRUE | Single Family_TRUE | 2.5gpm | 2.5gpmSingle Family_TRUE | 2.5gpmSingle Family_TRUE
Water_00007298 | SITE_00683 | Room_00012739 | Bathroom_1 | Bathroom | Bathtub | unknown |  |  |  | N/A | N/A | N/A | N/A | Unknown |  | N/A |  | N/A | WA | Multifamily Residence | Bathtub | 1202 | 1819.67 | Multifamily Residence | FALSE | FALSE |  |  |  | 0 | 0 | Multifamily Residence_FALSE | Multifamily Residence_FALSE | Multifamily Residence_ | Multifamily Residence_ | Multifamily Residence_ | unknown | unknownMultifamily Residence_ | unknownMultifamily Residence_FALSE
Water_00007299 | SITE_00683 | Room_00012739 | Bathroom_1 | Bathroom | Bathroom Faucet | unknown |  |  |  | Unknown | N/A | N/A | Seperate hot/cold faucets, could not test flow | Bag | 0.796 |  |  | Unknown | WA | Multifamily Residence | Bathroom Faucet | 1202 | 1819.67 | Multifamily Residence | FALSE | FALSE |  |  |  | 0 | 0 | Multifamily Residence_FALSE | Multifamily Residence_FALSE | Multifamily Residence_ | Multifamily Residence_ | Multifamily Residence_ | unknown | unknownMultifamily Residence_ | unknownMultifamily Residence_FALSE
Water_00007300 | SITE_00680 | Room_00012715 | Kitchen_1 | Kitchen | Kitchen Faucet | unknown |  |  |  | Unknown | N/A | N/A | Sink full, could not test flow | Bag | 0.796 |  |  | Unknown | WA | Single Family | Kitchen Faucet | 1199 | 3805.5 | Single Family | FALSE | FALSE |  |  |  | 0 | 0 | Single Family_FALSE | Single Family_FALSE | Single Family_ | Single Family_ | Single Family_ | unknown | unknownSingle Family_ | unknownSingle Family_FALSE
Water_00007301 | SITE_00504 | Room_00010423 | Bathroom_1 | Bathroom | Bathroom Faucet | 2.2 | 2.2111 | 2.2 | 2.5 |  | N/A | N/A | N/A | Bag | 0.796 |  | 1.99 |  | WA | Single Family | Bathroom Faucet | 1024 | 3805.5 | Single Family | FALSE | FALSE |  |  |  | 8372.1 | 7572.945 | Single Family_FALSE | Single Family_FALSE | Single Family_ | Single Family_ | Single Family_ | unknown | unknownSingle Family_ | unknownSingle Family_FALSE
Water_00007302 | SITE_00504 | Room_00010423 | Bathroom_1 | Bathroom | Bathroom Faucet | 2.2 | 2.2111 | 2.2 | 2.5 |  | N/A | N/A | N/A | Bag | 0.796 |  | 1.99 |  | WA | Single Family | Bathroom Faucet | 1024 | 3805.5 | Single Family | FALSE | FALSE |  |  |  | 8372.1 | 7572.945 | Single Family_FALSE | Single Family_FALSE | Single Family_ | Single Family_ | Single Family_ | unknown | unknownSingle Family_ | unknownSingle Family_FALSE
Water_00007303 | SITE_00504 | Room_00010423 | Bathroom_1 | Bathroom | Shower | 2.8311 | 2.8311 |  | 3 |  | Primary | Daily / Almost Daily | N/A | Bag | 0.8492 |  | 2.548 |  | WA | Single Family | Shower | 1024 | 3805.5 | Single Family | TRUE | FALSE | TRUE | TRUE | TRUE | 10773.7933 | 9696.414 | Single Family_TRUE | Single Family_FALSE | Single Family_TRUE | Single Family_TRUE | Single Family_TRUE | gt2.5gpm | gt2.5gpmSingle Family_TRUE | gt2.5gpmSingle Family_TRUE
Water_00007304 | SITE_00504 | Room_00010423 | Bathroom_1 | Bathroom | Bathtub | unknown |  |  |  | N/A | N/A | N/A | N/A | Unknown |  | N/A |  | N/A | WA | Single Family | Bathtub | 1024 | 3805.5 | Single Family | FALSE | FALSE |  |  |  | 0 | 0 | Single Family_FALSE | Single Family_FALSE | Single Family_ | Single Family_ | Single Family_ | unknown | unknownSingle Family_ | unknownSingle Family_FALSE
Water_00007305 | SITE_00504 | Room_00010428 | Kitchen_1 | Kitchen | Kitchen Faucet | 2.2 | 2.83 | 2.2 | 3.2 |  | N/A | N/A | N/A | Bag | 0.796 |  | 2.547 |  | WA | Single Family | Kitchen Faucet | 1024 | 3805.5 | Single Family | FALSE | FALSE |  |  |  | 8372.1 | 9692.6085 | Single Family_FALSE | Single Family_FALSE | Single Family_ | Single Family_ | Single Family_ | unknown | unknownSingle Family_ | unknownSingle Family_FALSE
Water_00007306 | SITE_00504 | Room_00010432 | Bathroom_2 | Bathroom | Bathroom Faucet | 2.2 | 2.6533 | 2.2 | 3 |  | N/A | N/A | N/A | Bag | 0.796 |  | 2.388 |  | WA | Single Family | Bathroom Faucet | 1024 | 3805.5 | Single Family | FALSE | FALSE |  |  |  | 8372.1 | 9087.534 | Single Family_FALSE | Single Family_FALSE | Single Family_ | Single Family_ | Single Family_ | unknown | unknownSingle Family_ | unknownSingle Family_FALSE
Water_00007307 | SITE_00504 | Room_00010437 | Bedroom_3 | Bedroom | Bathroom Faucet | 2.2 | 2.2111 | 2.2 | 2.5 |  | N/A | N/A | N/A | Bag | 0.796 |  | 1.99 |  | WA | Single Family | Bathroom Faucet | 1024 | 3805.5 | Single Family | FALSE | FALSE |  |  |  | 8372.1 | 7572.945 | Single Family_FALSE | Single Family_FALSE | Single Family_ | Single Family_ | Single Family_ | unknown | unknownSingle Family_ | unknownSingle Family_FALSE
Water_00007308 | SITE_00504 | Room_00010437 | Bedroom_3 | Bedroom | Shower | 2.5 | 1.2267 | 2.5 | 1.3 |  | Secondary | A few times per year | N/A | Bag | 0.8492 |  | 1.104 |  | WA | Single Family | Shower | 1024 | 3805.5 | Single Family | TRUE | FALSE | TRUE | TRUE | TRUE | 9513.75 | 4201.272 | Single Family_TRUE | Single Family_FALSE | Single Family_TRUE | Single Family_TRUE | Single Family_TRUE | 2.5gpm | 2.5gpmSingle Family_TRUE | 2.5gpmSingle Family_TRUE
Water_00007309 | SITE_00450 | Room_00009815 | Bathroom_6 | Bathroom | Bathroom Faucet | 2 | 2.2111 | 2 | 2.5 |  | N/A | N/A | N/A | Bag | 0.796 |  | 1.99 |  | WA | Multifamily Residence | Bathroom Faucet | 970 | 1819.67 | Multifamily Residence | FALSE | FALSE |  |  |  | 3639.34 | 3621.1433 | Multifamily Residence_FALSE | Multifamily Residence_FALSE | Multifamily Residence_ | Multifamily Residence_ | Multifamily Residence_ | unknown | unknownMultifamily Residence_ | unknownMultifamily Residence_FALSE
Water_00007310 | SITE_00450 | Room_00009815 | Bathroom_6 | Bathroom | Shower | 2.3589 | 2.3589 |  | 2.5 |  | Primary | Daily / Almost Daily | N/A | Bag | 0.8492 |  | 2.123 |  | WA | Multifamily Residence | Shower | 970 | 1819.67 | Multifamily Residence | TRUE | FALSE | TRUE | TRUE | TRUE | 4292.3993 | 3863.1594 | Multifamily Residence_TRUE | Multifamily Residence_FALSE | Multifamily Residence_TRUE | Multifamily Residence_TRUE | Multifamily Residence_TRUE | 2.5gpm | 2.5gpmMultifamily Residence_TRUE | 2.5gpmMultifamily Residence_TRUE
Water_00007311 | SITE_00450 | Room_00009818 | Bathroom_7 | Bathroom | Shower / Bathtub combo with diverter valve | 2.5 | 3.1133 | 2.5 | 3.3 |  | Secondary | Never | N/A | Bag | 0.8492 |  | 2.802 |  | WA | Multifamily Residence | Shower | 970 | 1819.67 | Multifamily Residence | TRUE | TRUE | TRUE | TRUE | TRUE | 4549.175 | 5098.7153 | Multifamily Residence_TRUE | Multifamily Residence_TRUE | Multifamily Residence_TRUE | Multifamily Residence_TRUE | Multifamily Residence_TRUE | 2.5gpm | 2.5gpmMultifamily Residence_TRUE | 2.5gpmMultifamily Residence_TRUE
Water_00007312 | SITE_00450 | Room_00009818 | Bathroom_7 | Bathroom | Bathroom Faucet | 2 | 2.3878 | 2 | 2.7 |  | N/A | N/A | N/A | Bag | 0.796 |  | 2.149 |  | WA | Multifamily Residence | Bathroom Faucet | 970 | 1819.67 | Multifamily Residence | FALSE | FALSE |  |  |  | 3639.34 | 3910.4708 | Multifamily Residence_FALSE | Multifamily Residence_FALSE | Multifamily Residence_ | Multifamily Residence_ | Multifamily Residence_ | unknown | unknownMultifamily Residence_ | unknownMultifamily Residence_FALSE
Water_00007313 | SITE_00690 | Room_00012807 | Bathroom_6 | Bathroom | Bathroom Faucet | 3.0956 | 3.0956 |  | 3.5 |  | N/A | N/A | N/A | Bag | 0.796 |  | 2.786 |  | WA | Multifamily Residence | Bathroom Faucet | 1209 | 687.85 | Multifamily Residence | FALSE | FALSE |  |  |  | 2129.2779 | 1916.3501 | Multifamily Residence_FALSE | Multifamily Residence_FALSE | Multifamily Residence_ | Multifamily Residence_ | Multifamily Residence_ | unknown | unknownMultifamily Residence_ | unknownMultifamily Residence_FALSE
Water_00007314 | SITE_00690 | Room_00012807 | Bathroom_6 | Bathroom | Shower / Bathtub combo with diverter valve | 1.75 | 2.3589 | 1.75 | 2.5 |  | Primary | Daily / Almost Daily | N/A | Bag | 0.8492 |  | 2.123 |  | WA | Multifamily Residence | Shower | 1209 | 687.85 | Multifamily Residence | TRUE | TRUE | TRUE | TRUE | TRUE | 1203.7375 | 1460.3056 | Multifamily Residence_TRUE | Multifamily Residence_TRUE | Multifamily Residence_TRUE | Multifamily Residence_TRUE | Multifamily Residence_TRUE | 1.8gpm | 1.8gpmMultifamily Residence_TRUE | 1.8gpmMultifamily Residence_TRUE
Water_00007315 | SITE_00502 | Room_00010395 | Bathroom_1 | Bathroom | Bathroom Faucet | 1.5 | 1.9456 | 1.5 | 2.2 |  | N/A | N/A | N/A | Bag | 0.796 |  | 1.751 |  | WA | Manufactured | Bathroom Faucet | 1022 | 1824.63 | Manufactured | FALSE | FALSE |  |  |  | 2736.945 | 3194.9271 | Manufactured_FALSE | Manufactured_FALSE | Manufactured_ | Manufactured_ | Manufactured_ | unknown | unknownManufactured_ | unknownManufactured_FALSE
Water_00007316 | SITE_00502 | Room_00010395 | Bathroom_1 | Bathroom | Shower / Bathtub combo with diverter valve | 2.5 | 2.0756 | 2.5 | 2.2 |  | Secondary | Daily / Almost Daily | N/A | Bag | 0.8492 |  | 1.868 |  | WA | Manufactured | Shower | 1022 | 1824.63 | Manufactured | TRUE | TRUE | TRUE | TRUE | TRUE | 4561.575 | 3408.4088 | Manufactured_TRUE | Manufactured_TRUE | Manufactured_TRUE | Manufactured_TRUE | Manufactured_TRUE | 2.5gpm | 2.5gpmManufactured_TRUE | 2.5gpmManufactured_TRUE
Water_00007317 | SITE_00502 | Room_00010396 | Kitchen_1 | Kitchen | Kitchen Faucet | 2 | 1.0611 | 2 | 1.2 |  | N/A | N/A | N/A | Bag | 0.796 |  | 0.955 |  | WA | Manufactured | Kitchen Faucet | 1022 | 1824.63 | Manufactured | FALSE | FALSE |  |  |  | 3649.26 | 1742.5217 | Manufactured_FALSE | Manufactured_FALSE | Manufactured_ | Manufactured_ | Manufactured_ | unknown | unknownManufactured_ | unknownManufactured_FALSE
Water_00007318 | SITE_00676 | Room_00012678 | Kitchen_1 | Kitchen | Kitchen Faucet | 1.5 | 1.3267 | 1.5 | 1.5 |  | N/A | N/A | N/A | Bag | 0.796 |  | 1.194 |  | WA | Multifamily Residence | Kitchen Faucet | 1195 | 1819.67 | Multifamily Residence | FALSE | FALSE |  |  |  | 2729.505 | 2172.686 | Multifamily Residence_FALSE | Multifamily Residence_FALSE | Multifamily Residence_ | Multifamily Residence_ | Multifamily Residence_ | unknown | unknownMultifamily Residence_ | unknownMultifamily Residence_FALSE
Water_00007319 | SITE_00676 | Room_00012685 | Bathroom_1 | Bathroom | Bathroom Faucet | 1.7689 | 1.7689 |  | 2 |  | N/A | N/A | N/A | Bag | 0.796 |  | 1.592 |  | WA | Multifamily Residence | Bathroom Faucet | 1195 | 1819.67 | Multifamily Residence | FALSE | FALSE |  |  |  | 3218.794 | 2896.9146 | Multifamily Residence_FALSE | Multifamily Residence_FALSE | Multifamily Residence_ | Multifamily Residence_ | Multifamily Residence_ | unknown | unknownMultifamily Residence_ | unknownMultifamily Residence_FALSE
Water_00007320 | SITE_00676 | Room_00012685 | Bathroom_1 | Bathroom | Shower / Bathtub combo with diverter valve | 2.5 | 2.3589 | 2.5 | 2.5 |  | Primary | Daily / Almost Daily | N/A | Bag | 0.8492 |  | 2.123 |  | WA | Multifamily Residence | Shower | 1195 | 1819.67 | Multifamily Residence | TRUE | TRUE | TRUE | TRUE | TRUE | 4549.175 | 3863.1594 | Multifamily Residence_TRUE | Multifamily Residence_TRUE | Multifamily Residence_TRUE | Multifamily Residence_TRUE | Multifamily Residence_TRUE | 2.5gpm | 2.5gpmMultifamily Residence_TRUE | 2.5gpmMultifamily Residence_TRUE
Water_00007321 | SITE_00445 | Room_00009771 | Bathroom_6 | Bathroom | Bathroom Faucet | 1.5 | 1.3267 | 1.5 | 1.5 |  | N/A | N/A | N/A | Bag | 0.796 |  | 1.194 |  | WA | Multifamily Residence | Bathroom Faucet | 965 | 687.85 | Multifamily Residence | FALSE | FALSE |  |  |  | 1031.775 | 821.2929 | Multifamily Residence_FALSE | Multifamily Residence_FALSE | Multifamily Residence_ | Multifamily Residence_ | Multifamily Residence_ | unknown | unknownMultifamily Residence_ | unknownMultifamily Residence_FALSE
Water_00007322 | SITE_00445 | Room_00009771 | Bathroom_6 | Bathroom | Shower | 2.5 | 2.0756 | 2.5 | 2.2 |  | Primary | Daily / Almost Daily | N/A | Bag | 0.8492 |  | 1.868 |  | WA | Multifamily Residence | Shower | 965 | 687.85 | Multifamily Residence | TRUE | FALSE | TRUE | TRUE | TRUE | 1719.625 | 1284.9038 | Multifamily Residence_TRUE | Multifamily Residence_FALSE | Multifamily Residence_TRUE | Multifamily Residence_TRUE | Multifamily Residence_TRUE | 2.5gpm | 2.5gpmMultifamily Residence_TRUE | 2.5gpmMultifamily Residence_TRUE
Water_00007323 | SITE_00445 | Room_00009772 | Bathroom_7 | Bathroom | Bathroom Faucet | 1.5 | 1.5922 | 1.5 | 1.8 |  | N/A | N/A | N/A | Bag | 0.796 |  | 1.433 |  | WA | Multifamily Residence | Bathroom Faucet | 965 | 687.85 | Multifamily Residence | FALSE | FALSE |  |  |  | 1031.775 | 985.6891 | Multifamily Residence_FALSE | Multifamily Residence_FALSE | Multifamily Residence_ | Multifamily Residence_ | Multifamily Residence_ | unknown | unknownMultifamily Residence_ | unknownMultifamily Residence_FALSE
Water_00007324 | SITE_00445 | Room_00009772 | Bathroom_7 | Bathroom | Shower / Bathtub combo with diverter valve | 2.5 |  | 2.5 |  | Unknown | Secondary | A few times per month | Shower used as storage at the moment, could not test flow | Bag | 0.8492 |  |  | Unknown | WA | Multifamily Residence | Shower | 965 | 687.85 | Multifamily Residence | TRUE | TRUE | TRUE | FALSE | FALSE | 1719.625 | 0 | Multifamily Residence_TRUE | Multifamily Residence_TRUE | Multifamily Residence_TRUE | Multifamily Residence_FALSE | Multifamily Residence_FALSE | unknown | unknownMultifamily Residence_FALSE | unknownMultifamily Residence_TRUE
Water_00007325 | SITE_00770 | Room_00014026 | Bathroom_6 | Bathroom | Bathroom Faucet | 2.2111 | 2.2111 |  | 2.5 |  | N/A | N/A | N/A | Bag | 0.796 |  | 1.99 |  | WA | Single Family | Bathroom Faucet | 1289 | 3805.5 | Single Family | FALSE | FALSE |  |  |  | 8414.3833 | 7572.945 | Single Family_FALSE | Single Family_FALSE | Single Family_ | Single Family_ | Single Family_ | unknown | unknownSingle Family_ | unknownSingle Family_FALSE
Water_00007326 | SITE_00770 | Room_00014026 | Bathroom_6 | Bathroom | Shower / Bathtub combo with diverter valve | unknown |  |  |  | Unknown | Secondary | Never | Used for storage, could not test | Bag | 0.8492 |  |  | Unknown | WA | Single Family | Shower | 1289 | 3805.5 | Single Family | TRUE | TRUE | FALSE | FALSE | FALSE | 0 | 0 | Single Family_TRUE | Single Family_TRUE | Single Family_FALSE | Single Family_FALSE | Single Family_FALSE | unknown | unknownSingle Family_FALSE | unknownSingle Family_TRUE
Water_00007327 | SITE_00770 | Room_00014029 | Bathroom_7 | Bathroom | Shower | 2.5 |  | 2.5 |  | Unknown | Primary | Daily / Almost Daily | Could not test, showerhead too large | Bag | 0.8492 |  |  | Unknown | WA | Single Family | Shower | 1289 | 3805.5 | Single Family | TRUE | FALSE | TRUE | FALSE | FALSE | 9513.75 | 0 | Single Family_TRUE | Single Family_FALSE | Single Family_TRUE | Single Family_FALSE | Single Family_FALSE | unknown | unknownSingle Family_FALSE | unknownSingle Family_TRUE
Water_00007328 | SITE_00770 | Room_00014029 | Bathroom_7 | Bathroom | Bathroom Faucet | 1.5922 | 1.5922 |  | 1.8 |  | N/A | N/A | N/A | Bag | 0.796 |  | 1.433 |  | WA | Single Family | Bathroom Faucet | 1289 | 3805.5 | Single Family | FALSE | FALSE |  |  |  | 6059.2017 | 5453.2815 | Single Family_FALSE | Single Family_FALSE | Single Family_ | Single Family_ | Single Family_ | unknown | unknownSingle Family_ | unknownSingle Family_FALSE
Water_00007329 | SITE_00649 | Room_00012366 | Bathroom_6 | Bathroom | Bathroom Faucet | 2.2 | 1.9456 | 2.2 | 2.2 |  | N/A | N/A | N/A | Bag | 0.796 |  | 1.751 |  | WA | Manufactured | Bathroom Faucet | 1168 | 1824.63 | Manufactured | FALSE | FALSE |  |  |  | 4014.186 | 3194.9271 | Manufactured_FALSE | Manufactured_FALSE | Manufactured_ | Manufactured_ | Manufactured_ | unknown | unknownManufactured_ | unknownManufactured_FALSE
Water_00007330 | SITE_00649 | Room_00012366 | Bathroom_6 | Bathroom | Shower / Bathtub combo with diverter valve | 1.4156 | 1.4156 |  | 1.5 |  | Secondary | Daily / Almost Daily | N/A | Bag | 0.8492 |  | 1.274 |  | WA | Manufactured | Shower | 1168 | 1824.63 | Manufactured | TRUE | TRUE | TRUE | TRUE | TRUE | 2582.8651 | 2324.5786 | Manufactured_TRUE | Manufactured_TRUE | Manufactured_TRUE | Manufactured_TRUE | Manufactured_TRUE | <1.5gpm | <1.5gpmManufactured_TRUE | <1.5gpmManufactured_TRUE
Water_00007331 | SITE_00649 | Room_00012370 | Bathroom_7 | Bathroom | Bathroom Faucet | 2.2 |  | 2.2 |  | Unknown | N/A | N/A | Sink of clothing, could not test | Bag | 0.796 |  |  | Unknown | WA | Manufactured | Bathroom Faucet | 1168 | 1824.63 | Manufactured | FALSE | FALSE |  |  |  | 4014.186 | 0 | Manufactured_FALSE | Manufactured_FALSE | Manufactured_ | Manufactured_ | Manufactured_ | unknown | unknownManufactured_ | unknownManufactured_FALSE
Water_00007332 | SITE_00649 | Room_00012370 | Bathroom_7 | Bathroom | Bathroom Faucet | 2.2 | 1.3267 | 2.2 | 1.5 |  | N/A | N/A | N/A | Bag | 0.796 |  | 1.194 |  | WA | Manufactured | Bathroom Faucet | 1168 | 1824.63 | Manufactured | FALSE | FALSE |  |  |  | 4014.186 | 2178.6082 | Manufactured_FALSE | Manufactured_FALSE | Manufactured_ | Manufactured_ | Manufactured_ | unknown | unknownManufactured_ | unknownManufactured_FALSE
Water_00007333 | SITE_00649 | Room_00012370 | Bathroom_7 | Bathroom | Shower | 2.5 | 2.3589 | 2.5 | 2.5 |  | Primary | Daily / Almost Daily | N/A | Bag | 0.8492 |  | 2.123 |  | WA | Manufactured | Shower | 1168 | 1824.63 | Manufactured | TRUE | FALSE | TRUE | TRUE | TRUE | 4561.575 | 3873.6895 | Manufactured_TRUE | Manufactured_FALSE | Manufactured_TRUE | Manufactured_TRUE | Manufactured_TRUE | 2.5gpm | 2.5gpmManufactured_TRUE | 2.5gpmManufactured_TRUE
Water_00007334 | SITE_00711 | Room_00013098 | Bathroom_1 | Bathroom | Bathtub | unknown |  |  |  | N/A | N/A | N/A | N/A | Unknown |  | N/A |  | N/A | WA | Single Family | Bathtub | 1230 | 3931.6 | Single Family | FALSE | FALSE |  |  |  | 0 | 0 | Single Family_FALSE | Single Family_FALSE | Single Family_ | Single Family_ | Single Family_ | unknown | unknownSingle Family_ | unknownSingle Family_FALSE
Water_00007335 | SITE_00711 | Room_00013098 | Bathroom_1 | Bathroom | Bathroom Faucet | 1.7689 | 1.7689 |  | 2 |  | N/A | N/A | N/A | Bag | 0.796 |  | 1.592 |  | WA | Single Family | Bathroom Faucet | 1230 | 3931.6 | Single Family | FALSE | FALSE |  |  |  | 6954.5636 | 6259.1072 | Single Family_FALSE | Single Family_FALSE | Single Family_ | Single Family_ | Single Family_ | unknown | unknownSingle Family_ | unknownSingle Family_FALSE
Water_00007336 | SITE_00711 | Room_00013098 | Bathroom_1 | Bathroom | Bathroom Faucet | 1.7689 | 1.7689 |  | 2 |  | N/A | N/A | N/A | Bag | 0.796 |  | 1.592 |  | WA | Single Family | Bathroom Faucet | 1230 | 3931.6 | Single Family | FALSE | FALSE |  |  |  | 6954.5636 | 6259.1072 | Single Family_FALSE | Single Family_FALSE | Single Family_ | Single Family_ | Single Family_ | unknown | unknownSingle Family_ | unknownSingle Family_FALSE
Water_00007337 | SITE_00711 | Room_00013098 | Bathroom_1 | Bathroom | Shower | 2.5 | 7.5489 | 2.5 | 8 |  | Primary | Daily / Almost Daily | 4 showerheads in 1 shower | Bag | 0.8492 |  | 6.794 |  | WA | Single Family | Shower | 1230 | 3931.6 | Single Family | TRUE | FALSE | TRUE | TRUE | TRUE | 9829 | 26711.2904 | Single Family_TRUE | Single Family_FALSE | Single Family_TRUE | Single Family_TRUE | Single Family_TRUE | 2.5gpm | 2.5gpmSingle Family_TRUE | 2.5gpmSingle Family_TRUE
Water_00007338 | SITE_00711 | Room_00013098 | Bathroom_1 | Bathroom | Shower | unknown |  |  |  | Unknown | Primary | Daily / Almost Daily | Could not test flow, head too large | Bag | 0.8492 |  |  | Unknown | WA | Single Family | Shower | 1230 | 3931.6 | Single Family | TRUE | FALSE | FALSE | FALSE | FALSE | 0 | 0 | Single Family_TRUE | Single Family_FALSE | Single Family_FALSE | Single Family_FALSE | Single Family_FALSE | unknown | unknownSingle Family_FALSE | unknownSingle Family_TRUE
Water_00007339 | SITE_00711 | Room_00013098 | Bathroom_1 | Bathroom | Shower | 2.5 | 7.5489 | 2.5 | 8 |  | Primary | Daily / Almost Daily | N/A | Bag | 0.8492 |  | 6.794 |  | WA | Single Family | Shower | 1230 | 3931.6 | Single Family | TRUE | FALSE | TRUE | TRUE | TRUE | 9829 | 26711.2904 | Single Family_TRUE | Single Family_FALSE | Single Family_TRUE | Single Family_TRUE | Single Family_TRUE | 2.5gpm | 2.5gpmSingle Family_TRUE | 2.5gpmSingle Family_TRUE
Water_00007340 | SITE_00711 | Room_00013098 | Bathroom_1 | Bathroom | Shower | 2 | 2.3589 | 2 | 2.5 |  | Primary | Daily / Almost Daily | N/A | Bag | 0.8492 |  | 2.123 |  | WA | Single Family | Shower | 1230 | 3931.6 | Single Family | TRUE | FALSE | TRUE | TRUE | TRUE | 7863.2 | 8346.7868 | Single Family_TRUE | Single Family_FALSE | Single Family_TRUE | Single Family_TRUE | Single Family_TRUE | 2.0gpm | 2.0gpmSingle Family_TRUE | 2.0gpmSingle Family_TRUE
Water_00007341 | SITE_00711 | Room_00013104 | Hall_2 | Hall | Bathroom Faucet | 1.3267 | 1.3267 |  | 1.5 |  | N/A | N/A | N/A | Bag | 0.796 |  | 1.194 |  | WA | Single Family | Bathroom Faucet | 1230 | 3931.6 | Single Family | FALSE | FALSE |  |  |  | 5215.9227 | 4694.3304 | Single Family_FALSE | Single Family_FALSE | Single Family_ | Single Family_ | Single Family_ | unknown | unknownSingle Family_ | unknownSingle Family_FALSE
Water_00007342 | SITE_00711 | Room_00013104 | Hall_2 | Hall | Shower | 2.8311 | 2.8311 |  | 3 |  | Secondary | A few times per month | N/A | Bag | 0.8492 |  | 2.548 |  | WA | Single Family | Shower | 1230 | 3931.6 | Single Family | TRUE | FALSE | TRUE | TRUE | TRUE | 11130.7964 | 10017.7168 | Single Family_TRUE | Single Family_FALSE | Single Family_TRUE | Single Family_TRUE | Single Family_TRUE | gt2.5gpm | gt2.5gpmSingle Family_TRUE | gt2.5gpmSingle Family_TRUE
Water_00007343 | SITE_00711 | Room_00013108 | Kitchen_1 | Kitchen | Bathroom Faucet | 1.5 | 1.3267 | 1.5 | 1.5 |  | N/A | N/A | N/A | Bag | 0.796 |  | 1.194 |  | WA | Single Family | Bathroom Faucet | 1230 | 3931.6 | Single Family | FALSE | FALSE |  |  |  | 5897.4 | 4694.3304 | Single Family_FALSE | Single Family_FALSE | Single Family_ | Single Family_ | Single Family_ | unknown | unknownSingle Family_ | unknownSingle Family_FALSE
Water_00007344 | SITE_00711 | Room_00013115 | Bathroom_2 | Bathroom | Bathroom Faucet | 1.0611 | 1.0611 |  | 1.2 |  | N/A | N/A | N/A | Bag | 0.796 |  | 0.955 |  | WA | Single Family | Bathroom Faucet | 1230 | 3931.6 | Single Family | FALSE | FALSE |  |  |  | 4171.8644 | 3754.678 | Single Family_FALSE | Single Family_FALSE | Single Family_ | Single Family_ | Single Family_ | unknown | unknownSingle Family_ | unknownSingle Family_FALSE
Water_00007345 | SITE_00711 | Room_00013115 | Bathroom_2 | Bathroom | Shower / Bathtub combo with diverter valve | unknown |  |  |  | Unknown | Secondary | A few times per month | Could not test, shower head too large | Bag | 0.8492 |  |  | Unknown | WA | Single Family | Shower | 1230 | 3931.6 | Single Family | TRUE | TRUE | FALSE | FALSE | FALSE | 0 | 0 | Single Family_TRUE | Single Family_TRUE | Single Family_FALSE | Single Family_FALSE | Single Family_FALSE | unknown | unknownSingle Family_FALSE | unknownSingle Family_TRUE
Water_00007346 | SITE_00711 | Room_00013119 | Other_1 | Other | Shower | 2.5 |  | 2.5 |  | Unknown | Never / rarely used | A few times per year | Dog shower, could not test, used as storage | Bag | 0.8492 |  |  | Unknown | WA | Single Family | Shower | 1230 | 3931.6 | Single Family | TRUE | FALSE | TRUE | FALSE | FALSE | 9829 | 0 | Single Family_TRUE | Single Family_FALSE | Single Family_TRUE | Single Family_FALSE | Single Family_FALSE | unknown | unknownSingle Family_FALSE | unknownSingle Family_TRUE
Water_00007347 | SITE_00450 | Room_00009821 | Kitchen_1 | Kitchen | Kitchen Faucet | 2.2 | 1.7689 | 2.2 | 2 |  | N/A | N/A | N/A | Bag | 0.796 |  | 1.592 |  | WA | Multifamily Residence | Kitchen Faucet | 970 | 1819.67 | Multifamily Residence | FALSE | FALSE |  |  |  | 4003.274 | 2896.9146 | Multifamily Residence_FALSE | Multifamily Residence_FALSE | Multifamily Residence_ | Multifamily Residence_ | Multifamily Residence_ | unknown | unknownMultifamily Residence_ | unknownMultifamily Residence_FALSE
Water_00007348 | SITE_00445 | Room_00009774 | Kitchen_1 | Kitchen | Kitchen Faucet | 2.2 | 2.3 | 2.2 | 2.6 |  | N/A | N/A | N/A | Bag | 0.796 |  | 2.07 |  | WA | Multifamily Residence | Kitchen Faucet | 965 | 687.85 | Multifamily Residence | FALSE | FALSE |  |  |  | 1513.27 | 1423.8495 | Multifamily Residence_FALSE | Multifamily Residence_FALSE | Multifamily Residence_ | Multifamily Residence_ | Multifamily Residence_ | unknown | unknownMultifamily Residence_ | unknownMultifamily Residence_FALSE
Water_00007349 | SITE_00649 | Room_00012371 | Living Room_1 | Living Room | Kitchen Faucet | 2.2111 | 2.2111 |  | 2.5 |  | N/A | N/A | N/A | Bag | 0.796 |  | 1.99 |  | WA | Manufactured | Kitchen Faucet | 1168 | 1824.63 | Manufactured | FALSE | FALSE |  |  |  | 4034.4597 | 3631.0137 | Manufactured_FALSE | Manufactured_FALSE | Manufactured_ | Manufactured_ | Manufactured_ | unknown | unknownManufactured_ | unknownManufactured_FALSE
Water_00007350 | SITE_00690 | Room_00012813 | Kitchen_1 | Kitchen | Kitchen Faucet | 2.2111 | 2.2111 |  | 2.5 |  | N/A | N/A | N/A | Bag | 0.796 |  | 1.99 |  | WA | Multifamily Residence | Kitchen Faucet | 1209 | 687.85 | Multifamily Residence | FALSE | FALSE |  |  |  | 1520.9128 | 1368.8215 | Multifamily Residence_FALSE | Multifamily Residence_FALSE | Multifamily Residence_ | Multifamily Residence_ | Multifamily Residence_ | unknown | unknownMultifamily Residence_ | unknownMultifamily Residence_FALSE
Water_00007351 | SITE_00770 | Room_00014030 | Kitchen_1 | Kitchen | Kitchen Faucet | 1.7689 | 1.7689 |  | 2 |  | N/A | N/A | Couldn't read due to minerals deposits | Bag | 0.796 |  | 1.592 |  | WA | Single Family | Kitchen Faucet | 1289 | 3805.5 | Single Family | FALSE | FALSE |  |  |  | 6731.5067 | 6058.356 | Single Family_FALSE | Single Family_FALSE | Single Family_ | Single Family_ | Single Family_ | unknown | unknownSingle Family_ | unknownSingle Family_FALSE
Water_00007352 | SITE_00770 | Room_00014031 | Laundry_1 | Laundry | Bathroom Faucet | 3.5378 | 3.5378 |  | 4 |  | N/A | N/A | Laundry room tub sink faucetRated flow either under mineral deposit or not listed | Bag | 0.796 |  | 3.184 |  | WA | Single Family | Bathroom Faucet | 1289 | 3805.5 | Single Family | FALSE | FALSE |  |  |  | 13463.0133 | 12116.712 | Single Family_FALSE | Single Family_FALSE | Single Family_ | Single Family_ | Single Family_ | unknown | unknownSingle Family_ | unknownSingle Family_FALSE
Water_00007353 | SITE_00665 | Room_00012558 | Bathroom_1 | Bathroom | Bathroom Faucet | 2.2 | 1.5922 | 2.2 | 1.8 |  | N/A | N/A | N/A | Bag | 0.796 |  | 1.433 |  | WA | Manufactured | Bathroom Faucet | 1184 | 1628.92 | Manufactured | FALSE | FALSE |  |  |  | 3583.624 | 2334.2424 | Manufactured_FALSE | Manufactured_FALSE | Manufactured_ | Manufactured_ | Manufactured_ | unknown | unknownManufactured_ | unknownManufactured_FALSE
Water_00007354 | SITE_00665 | Room_00012558 | Bathroom_1 | Bathroom | Shower / Bathtub combo with diverter valve | 1.2267 | 1.2267 |  | 1.3 |  | Secondary | Daily / Almost Daily | N/A | Bag | 0.8492 |  | 1.104 |  | WA | Manufactured | Shower | 1184 | 1628.92 | Manufactured | TRUE | TRUE | TRUE | TRUE | TRUE | 1998.1419 | 1798.3277 | Manufactured_TRUE | Manufactured_TRUE | Manufactured_TRUE | Manufactured_TRUE | Manufactured_TRUE | <1.5gpm | <1.5gpmManufactured_TRUE | <1.5gpmManufactured_TRUE
Water_00007355 | SITE_00665 | Room_00012559 | Bathroom_2 | Bathroom | Bathroom Faucet | 2.2 | 1.7689 | 2.2 | 2 |  | N/A | N/A | N/A | Bag | 0.796 |  | 1.592 |  | WA | Manufactured | Bathroom Faucet | 1184 | 1628.92 | Manufactured | FALSE | FALSE |  |  |  | 3583.624 | 2593.2406 | Manufactured_FALSE | Manufactured_FALSE | Manufactured_ | Manufactured_ | Manufactured_ | unknown | unknownManufactured_ | unknownManufactured_FALSE
Water_00007356 | SITE_00665 | Room_00012559 | Bathroom_2 | Bathroom | Shower / Bathtub combo with diverter valve | 1.1322 | 1.1322 |  | 1.2 |  | Secondary | Daily / Almost Daily | N/A | Bag | 0.8492 |  | 1.019 |  | WA | Manufactured | Shower | 1184 | 1628.92 | Manufactured | TRUE | TRUE | TRUE | TRUE | TRUE | 1844.2994 | 1659.8695 | Manufactured_TRUE | Manufactured_TRUE | Manufactured_TRUE | Manufactured_TRUE | Manufactured_TRUE | <1.5gpm | <1.5gpmManufactured_TRUE | <1.5gpmManufactured_TRUE
Water_00007357 | SITE_00665 | Room_00012564 | Kitchen_1 | Kitchen | Kitchen Faucet | 1.8 | 1.15 | 1.8 | 1.3 |  | N/A | N/A | N/A | Bag | 0.796 |  | 1.035 |  | WA | Manufactured | Kitchen Faucet | 1184 | 1628.92 | Manufactured | FALSE | FALSE |  |  |  | 2932.056 | 1685.9322 | Manufactured_FALSE | Manufactured_FALSE | Manufactured_ | Manufactured_ | Manufactured_ | unknown | unknownManufactured_ | unknownManufactured_FALSE
Water_00007358 | SITE_00668 | Room_00012601 | Bathroom_1 | Bathroom | Bathroom Faucet | 2.5 | 1.15 | 2.5 | 1.3 |  | N/A | N/A | N/A | Bag | 0.796 |  | 1.035 |  | WA | Manufactured | Bathroom Faucet | 1187 | 1628.92 | Manufactured | FALSE | FALSE |  |  |  | 4072.3 | 1685.9322 | Manufactured_FALSE | Manufactured_FALSE | Manufactured_ | Manufactured_ | Manufactured_ | unknown | unknownManufactured_ | unknownManufactured_FALSE
Water_00007359 | SITE_00668 | Room_00012601 | Bathroom_1 | Bathroom | Shower / Bathtub combo with diverter valve | 2.5 | 1.8867 | 2.5 | 2 |  | Secondary | A few times per year | N/A | Bag | 0.8492 |  | 1.698 |  | WA | Manufactured | Shower | 1187 | 1628.92 | Manufactured | TRUE | TRUE | TRUE | TRUE | TRUE | 4072.3 | 2765.9062 | Manufactured_TRUE | Manufactured_TRUE | Manufactured_TRUE | Manufactured_TRUE | Manufactured_TRUE | 2.5gpm | 2.5gpmManufactured_TRUE | 2.5gpmManufactured_TRUE
Water_00007360 | SITE_00668 | Room_00012604 | Kitchen_1 | Kitchen | Kitchen Faucet | 1.8 | 1.3267 | 1.8 | 1.5 |  | N/A | N/A | N/A | Bag | 0.796 |  | 1.194 |  | WA | Manufactured | Kitchen Faucet | 1187 | 1628.92 | Manufactured | FALSE | FALSE |  |  |  | 2932.056 | 1944.9305 | Manufactured_FALSE | Manufactured_FALSE | Manufactured_ | Manufactured_ | Manufactured_ | unknown | unknownManufactured_ | unknownManufactured_FALSE
Water_00007361 | SITE_00668 | Room_00012608 | Bathroom_2 | Bathroom | Bathroom Faucet | 1.15 | 1.15 |  | 1.3 |  | N/A | N/A | N/A | Bag | 0.796 |  | 1.035 |  | WA | Manufactured | Bathroom Faucet | 1187 | 1628.92 | Manufactured | FALSE | FALSE |  |  |  | 1873.258 | 1685.9322 | Manufactured_FALSE | Manufactured_FALSE | Manufactured_ | Manufactured_ | Manufactured_ | unknown | unknownManufactured_ | unknownManufactured_FALSE
Water_00007362 | SITE_00668 | Room_00012608 | Bathroom_2 | Bathroom | Shower | 2 | 1.1322 | 2 | 1.2 |  | Primary | Daily / Almost Daily | N/A | Bag | 0.8492 |  | 1.019 |  | WA | Manufactured | Shower | 1187 | 1628.92 | Manufactured | TRUE | FALSE | TRUE | TRUE | TRUE | 3257.84 | 1659.8695 | Manufactured_TRUE | Manufactured_FALSE | Manufactured_TRUE | Manufactured_TRUE | Manufactured_TRUE | 2.0gpm | 2.0gpmManufactured_TRUE | 2.0gpmManufactured_TRUE
Water_00007363 | SITE_00702 | Room_00012961 | Kitchen_1 | Kitchen | Kitchen Faucet | 3.98 | 3.98 |  | 4.5 |  | N/A | N/A | N/A | Bag | 0.796 |  | 3.582 |  | WA | Single Family | Kitchen Faucet | 1221 | 3805.5 | Single Family | FALSE | FALSE |  |  |  | 15145.89 | 13631.301 | Single Family_FALSE | Single Family_FALSE | Single Family_ | Single Family_ | Single Family_ | unknown | unknownSingle Family_ | unknownSingle Family_FALSE
Water_00007364 | SITE_00498 | Room_00010329 | Bathroom_6 | Bathroom | Bathroom Faucet | 1.5 | 1.3267 | 1.5 | 1.5 |  | N/A | N/A | N/A | Bag | 0.796 |  | 1.194 |  | WA | Single Family | Bathroom Faucet | 1018 | 3931.6 | Single Family | FALSE | FALSE |  |  |  | 5897.4 | 4694.3304 | Single Family_FALSE | Single Family_FALSE | Single Family_ | Single Family_ | Single Family_ | unknown | unknownSingle Family_ | unknownSingle Family_FALSE
Water_00007365 | SITE_00498 | Room_00010329 | Bathroom_6 | Bathroom | Bathroom Faucet | 1.5 | 1.3267 | 1.5 | 1.5 |  | N/A | N/A | N/A | Bag | 0.796 |  | 1.194 |  | WA | Single Family | Bathroom Faucet | 1018 | 3931.6 | Single Family | FALSE | FALSE |  |  |  | 5897.4 | 4694.3304 | Single Family_FALSE | Single Family_FALSE | Single Family_ | Single Family_ | Single Family_ | unknown | unknownSingle Family_ | unknownSingle Family_FALSE
Water_00007366 | SITE_00498 | Room_00010329 | Bathroom_6 | Bathroom | Shower / Bathtub combo with diverter valve | 2.5 | 3.0189 | 2.5 | 3.2 |  | Secondary | Daily / Almost Daily | N/A | Bag | 0.8492 |  | 2.717 |  | WA | Single Family | Shower | 1018 | 3931.6 | Single Family | TRUE | TRUE | TRUE | TRUE | TRUE | 9829 | 10682.1572 | Single Family_TRUE | Single Family_TRUE | Single Family_TRUE | Single Family_TRUE | Single Family_TRUE | 2.5gpm | 2.5gpmSingle Family_TRUE | 2.5gpmSingle Family_TRUE
Water_00007367 | SITE_00436 | Room_00009697 | Bathroom_1 | Bathroom | Bathroom Faucet | 0.88444 | 0.88444 |  | 1 |  | N/A | N/A | N/A | Bag | 0.796 |  | 0.796 |  | WA | Single Family | Bathroom Faucet | 956 | 3931.6 | Single Family | FALSE | FALSE |  |  |  | 3477.2818 | 3129.5536 | Single Family_FALSE | Single Family_FALSE | Single Family_ | Single Family_ | Single Family_ | unknown | unknownSingle Family_ | unknownSingle Family_FALSE
Water_00007368 | SITE_00436 | Room_00009697 | Bathroom_1 | Bathroom | Shower / Bathtub combo with diverter valve | 2.5 | 1.6989 | 2.5 | 1.8 |  | Primary | Daily / Almost Daily | N/A | Bag | 0.8492 |  | 1.529 |  | WA | Single Family | Shower | 956 | 3931.6 | Single Family | TRUE | TRUE | TRUE | TRUE | TRUE | 9829 | 6011.4164 | Single Family_TRUE | Single Family_TRUE | Single Family_TRUE | Single Family_TRUE | Single Family_TRUE | 2.5gpm | 2.5gpmSingle Family_TRUE | 2.5gpmSingle Family_TRUE
Water_00007369 | SITE_00436 | Room_00009699 | Kitchen_1 | Kitchen | Kitchen Faucet | 1.5 | 3.98 | 1.5 | 4.5 |  | N/A | N/A | N/A | Bag | 0.796 |  | 3.582 |  | WA | Single Family | Kitchen Faucet | 956 | 3931.6 | Single Family | FALSE | FALSE |  |  |  | 5897.4 | 14082.9912 | Single Family_FALSE | Single Family_FALSE | Single Family_ | Single Family_ | Single Family_ | unknown | unknownSingle Family_ | unknownSingle Family_FALSE
Water_00007370 | SITE_00437 | Room_00009706 | Bathroom_1 | Bathroom | Bathroom Faucet | 1.3267 | 1.3267 |  | 1.5 |  | N/A | N/A | N/A | Bag | 0.796 |  | 1.194 |  | WA | Multifamily Residence | Bathroom Faucet | 957 | 1819.67 | Multifamily Residence | FALSE | FALSE |  |  |  | 2414.0955 | 2172.686 | Multifamily Residence_FALSE | Multifamily Residence_FALSE | Multifamily Residence_ | Multifamily Residence_ | Multifamily Residence_ | unknown | unknownMultifamily Residence_ | unknownMultifamily Residence_FALSE
Water_00007371 | SITE_00437 | Room_00009706 | Bathroom_1 | Bathroom | Shower / Bathtub combo with diverter valve | 2.3589 | 2.3589 |  | 2.5 |  | Primary | Daily / Almost Daily | N/A | Bag | 0.8492 |  | 2.123 |  | WA | Multifamily Residence | Shower | 957 | 1819.67 | Multifamily Residence | TRUE | TRUE | TRUE | TRUE | TRUE | 4292.3993 | 3863.1594 | Multifamily Residence_TRUE | Multifamily Residence_TRUE | Multifamily Residence_TRUE | Multifamily Residence_TRUE | Multifamily Residence_TRUE | 2.5gpm | 2.5gpmMultifamily Residence_TRUE | 2.5gpmMultifamily Residence_TRUE
Water_00007372 | SITE_00437 | Room_00009708 | Kitchen_1 | Kitchen | Kitchen Faucet | 1.5922 | 1.5922 |  | 1.8 |  | N/A | N/A | N/A | Bag | 0.796 |  | 1.433 |  | WA | Multifamily Residence | Kitchen Faucet | 957 | 1819.67 | Multifamily Residence | FALSE | FALSE |  |  |  | 2897.319 | 2607.5871 | Multifamily Residence_FALSE | Multifamily Residence_FALSE | Multifamily Residence_ | Multifamily Residence_ | Multifamily Residence_ | unknown | unknownMultifamily Residence_ | unknownMultifamily Residence_FALSE
Water_00007373 | SITE_00439 | Room_00009721 | Bathroom_1 | Bathroom | Bathroom Faucet | unknown |  |  |  | Unknown | N/A | N/A | Unknown | Bag | 0.796 |  |  | Unknown | WA | Single Family | Bathroom Faucet | 959 | 3805.5 | Single Family | FALSE | FALSE |  |  |  | 0 | 0 | Single Family_FALSE | Single Family_FALSE | Single Family_ | Single Family_ | Single Family_ | unknown | unknownSingle Family_ | unknownSingle Family_FALSE
Water_00007374 | SITE_00439 | Room_00009721 | Bathroom_1 | Bathroom | Shower / Bathtub combo with diverter valve | 1.8867 | 1.8867 |  | 2 |  | Primary | Daily / Almost Daily | N/A | Bag | 0.8492 |  | 1.698 |  | WA | Single Family | Shower | 959 | 3805.5 | Single Family | TRUE | TRUE | TRUE | TRUE | TRUE | 7179.71 | 6461.739 | Single Family_TRUE | Single Family_TRUE | Single Family_TRUE | Single Family_TRUE | Single Family_TRUE | 2.0gpm | 2.0gpmSingle Family_TRUE | 2.0gpmSingle Family_TRUE
Water_00007375 | SITE_00744 | Room_00013588 | Bathroom_6 | Bathroom | Bathroom Faucet | 2 | 4.4222 | 2 | 5 |  | N/A | N/A | Over 5 | Bag | 0.796 |  | 3.98 |  | WA | Manufactured | Bathroom Faucet | 1263 | 1628.92 | Manufactured | FALSE | FALSE |  |  |  | 3257.84 | 6483.1016 | Manufactured_FALSE | Manufactured_FALSE | Manufactured_ | Manufactured_ | Manufactured_ | unknown | unknownManufactured_ | unknownManufactured_FALSE
Water_00007376 | SITE_00744 | Room_00013588 | Bathroom_6 | Bathroom | Shower / Bathtub combo with diverter valve | 2.3589 | 2.3589 |  | 2.5 |  | Secondary | A few times per year | N/A | Bag | 0.8492 |  | 2.123 |  | WA | Manufactured | Shower | 1263 | 1628.92 | Manufactured | TRUE | TRUE | TRUE | TRUE | TRUE | 3842.4413 | 3458.1972 | Manufactured_TRUE | Manufactured_TRUE | Manufactured_TRUE | Manufactured_TRUE | Manufactured_TRUE | 2.5gpm | 2.5gpmManufactured_TRUE | 2.5gpmManufactured_TRUE
Water_00007377 | SITE_00434 | Room_00009671 | Kitchen_1 | Kitchen | Kitchen Faucet | 1.7689 | 1.7689 |  | 2 |  | N/A | N/A | N/A | Bag | 0.796 |  | 1.592 |  | WA | Multifamily Residence | Kitchen Faucet | 954 | 687.85 | Multifamily Residence | FALSE | FALSE |  |  |  | 1216.7302 | 1095.0572 | Multifamily Residence_FALSE | Multifamily Residence_FALSE | Multifamily Residence_ | Multifamily Residence_ | Multifamily Residence_ | unknown | unknownMultifamily Residence_ | unknownMultifamily Residence_FALSE
Water_00007378 | SITE_00434 | Room_00009674 | Bathroom_1 | Bathroom | Shower / Bathtub combo with diverter valve | unknown |  |  |  | Unknown | Primary | A few times per week | Personal belongings in tub, did not test flow | Bag | 0.8492 |  |  | Unknown | WA | Multifamily Residence | Shower | 954 | 687.85 | Multifamily Residence | TRUE | TRUE | FALSE | FALSE | FALSE | 0 | 0 | Multifamily Residence_TRUE | Multifamily Residence_TRUE | Multifamily Residence_FALSE | Multifamily Residence_FALSE | Multifamily Residence_FALSE | unknown | unknownMultifamily Residence_FALSE | unknownMultifamily Residence_TRUE
Water_00007379 | SITE_00434 | Room_00009674 | Bathroom_1 | Bathroom | Bathroom Faucet | 1.3267 | 1.3267 |  | 1.5 |  | N/A | N/A | N/A | Bag | 0.796 |  | 1.194 |  | WA | Multifamily Residence | Bathroom Faucet | 954 | 687.85 | Multifamily Residence | FALSE | FALSE |  |  |  | 912.5477 | 821.2929 | Multifamily Residence_FALSE | Multifamily Residence_FALSE | Multifamily Residence_ | Multifamily Residence_ | Multifamily Residence_ | unknown | unknownMultifamily Residence_ | unknownMultifamily Residence_FALSE
Water_00007380 | SITE_00789 | Room_00014288 | Bathroom_1 | Bathroom | Bathroom Faucet | 1.3267 | 1.3267 |  | 1.5 |  | N/A | N/A | N/A | Bag | 0.796 |  | 1.194 |  | WA | Single Family | Bathroom Faucet | 1308 | 3931.6 | Single Family | FALSE | FALSE |  |  |  | 5215.9227 | 4694.3304 | Single Family_FALSE | Single Family_FALSE | Single Family_ | Single Family_ | Single Family_ | unknown | unknownSingle Family_ | unknownSingle Family_FALSE
Water_00007381 | SITE_00789 | Room_00014288 | Bathroom_1 | Bathroom | Shower / Bathtub combo with diverter valve | 3.7744 | 3.7744 |  | 4 |  | Primary | Daily / Almost Daily | N/A | Bag | 0.8492 |  | 3.397 |  | WA | Single Family | Shower | 1308 | 3931.6 | Single Family | TRUE | TRUE | TRUE | TRUE | TRUE | 14839.6058 | 13355.6452 | Single Family_TRUE | Single Family_TRUE | Single Family_TRUE | Single Family_TRUE | Single Family_TRUE | gt2.5gpm | gt2.5gpmSingle Family_TRUE | gt2.5gpmSingle Family_TRUE
Water_00007382 | SITE_00789 | Room_00014291 | Kitchen_1 | Kitchen | Kitchen Faucet | 2.2 | 2.2111 | 2.2 | 2.5 |  | N/A | N/A | N/A | Bag | 0.796 |  | 1.99 |  | WA | Single Family | Kitchen Faucet | 1308 | 3931.6 | Single Family | FALSE | FALSE |  |  |  | 8649.52 | 7823.884 | Single Family_FALSE | Single Family_FALSE | Single Family_ | Single Family_ | Single Family_ | unknown | unknownSingle Family_ | unknownSingle Family_FALSE
Water_00007383 | SITE_00432 | Room_00009655 | Kitchen_1 | Kitchen | Kitchen Faucet | 2 | 1.7689 | 2 | 2 |  | N/A | N/A | N/A | Bag | 0.796 |  | 1.592 |  | WA | Multifamily Residence | Kitchen Faucet | 952 | 687.85 | Multifamily Residence | FALSE | FALSE |  |  |  | 1375.7 | 1095.0572 | Multifamily Residence_FALSE | Multifamily Residence_FALSE | Multifamily Residence_ | Multifamily Residence_ | Multifamily Residence_ | unknown | unknownMultifamily Residence_ | unknownMultifamily Residence_FALSE
Water_00007384 | SITE_00428 | Room_00009613 | Kitchen_1 | Kitchen | Kitchen Faucet | 2.8744 | 2.8744 |  | 3.25 |  | N/A | N/A | N/A | Bag | 0.796 |  | 2.587 |  | WA | Manufactured | Kitchen Faucet | 948 | 1824.63 | Manufactured | FALSE | FALSE |  |  |  | 5244.7976 | 4720.3178 | Manufactured_FALSE | Manufactured_FALSE | Manufactured_ | Manufactured_ | Manufactured_ | unknown | unknownManufactured_ | unknownManufactured_FALSE
Water_00007385 | SITE_00428 | Room_00009614 | Bathroom_1 | Bathroom | Bathroom Faucet | 2 | 2.2111 | 2 | 2.5 |  | N/A | N/A | N/A | Bag | 0.796 |  | 1.99 |  | WA | Manufactured | Bathroom Faucet | 948 | 1824.63 | Manufactured | FALSE | FALSE |  |  |  | 3649.26 | 3631.0137 | Manufactured_FALSE | Manufactured_FALSE | Manufactured_ | Manufactured_ | Manufactured_ | unknown | unknownManufactured_ | unknownManufactured_FALSE
Water_00007386 | SITE_00428 | Room_00009614 | Bathroom_1 | Bathroom | Bathroom Faucet | 2 | 2.2111 | 2 | 2.5 |  | N/A | N/A | N/A | Bag | 0.796 |  | 1.99 |  | WA | Manufactured | Bathroom Faucet | 948 | 1824.63 | Manufactured | FALSE | FALSE |  |  |  | 3649.26 | 3631.0137 | Manufactured_FALSE | Manufactured_FALSE | Manufactured_ | Manufactured_ | Manufactured_ | unknown | unknownManufactured_ | unknownManufactured_FALSE
Water_00007387 | SITE_00428 | Room_00009614 | Bathroom_1 | Bathroom | Shower | 2.5 |  | 2.5 |  | Unknown | Primary | Daily / Almost Daily | Two shower heads. Could not test flow | Bag | 0.8492 |  |  | Unknown | WA | Manufactured | Shower | 948 | 1824.63 | Manufactured | TRUE | FALSE | TRUE | FALSE | FALSE | 4561.575 | 0 | Manufactured_TRUE | Manufactured_FALSE | Manufactured_TRUE | Manufactured_FALSE | Manufactured_FALSE | unknown | unknownManufactured_FALSE | unknownManufactured_TRUE
Water_00007388 | SITE_00428 | Room_00009620 | Bathroom_2 | Bathroom | Bathroom Faucet | 1.5 | 1.3267 | 1.5 | 1.5 |  | N/A | N/A | N/A | Bag | 0.796 |  | 1.194 |  | WA | Manufactured | Bathroom Faucet | 948 | 1824.63 | Manufactured | FALSE | FALSE |  |  |  | 2736.945 | 2178.6082 | Manufactured_FALSE | Manufactured_FALSE | Manufactured_ | Manufactured_ | Manufactured_ | unknown | unknownManufactured_ | unknownManufactured_FALSE
Water_00007389 | SITE_00428 | Room_00009620 | Bathroom_2 | Bathroom | Shower / Bathtub combo with diverter valve | 2.8311 | 2.8311 |  | 3 |  | Secondary | A few times per year | N/A | Bag | 0.8492 |  | 2.548 |  | WA | Manufactured | Shower | 948 | 1824.63 | Manufactured | TRUE | TRUE | TRUE | TRUE | TRUE | 5165.7303 | 4649.1572 | Manufactured_TRUE | Manufactured_TRUE | Manufactured_TRUE | Manufactured_TRUE | Manufactured_TRUE | gt2.5gpm | gt2.5gpmManufactured_TRUE | gt2.5gpmManufactured_TRUE
Water_00007390 | SITE_00674 | Room_00012660 | Kitchen_1 | Kitchen | Kitchen Faucet | 1.5 | 1.7689 | 1.5 | 2 |  | N/A | N/A | N/A | Bag | 0.796 |  | 1.592 |  | WA | Multifamily Residence | Kitchen Faucet | 1193 | 1819.67 | Multifamily Residence | FALSE | FALSE |  |  |  | 2729.505 | 2896.9146 | Multifamily Residence_FALSE | Multifamily Residence_FALSE | Multifamily Residence_ | Multifamily Residence_ | Multifamily Residence_ | unknown | unknownMultifamily Residence_ | unknownMultifamily Residence_FALSE
Water_00007391 | SITE_00674 | Room_00012664 | Bathroom_1 | Bathroom | Bathroom Faucet | 1.3267 | 1.3267 |  | 1.5 |  | N/A | N/A | N/A | Bag | 0.796 |  | 1.194 |  | WA | Multifamily Residence | Bathroom Faucet | 1193 | 1819.67 | Multifamily Residence | FALSE | FALSE |  |  |  | 2414.0955 | 2172.686 | Multifamily Residence_FALSE | Multifamily Residence_FALSE | Multifamily Residence_ | Multifamily Residence_ | Multifamily Residence_ | unknown | unknownMultifamily Residence_ | unknownMultifamily Residence_FALSE
Water_00007392 | SITE_00674 | Room_00012664 | Bathroom_1 | Bathroom | Shower / Bathtub combo with diverter valve | 1.8867 | 1.8867 |  | 2 |  | Primary | A few times per week | N/A | Bag | 0.8492 |  | 1.698 |  | WA | Multifamily Residence | Shower | 1193 | 1819.67 | Multifamily Residence | TRUE | TRUE | TRUE | TRUE | TRUE | 3433.1107 | 3089.7997 | Multifamily Residence_TRUE | Multifamily Residence_TRUE | Multifamily Residence_TRUE | Multifamily Residence_TRUE | Multifamily Residence_TRUE | 2.0gpm | 2.0gpmMultifamily Residence_TRUE | 2.0gpmMultifamily Residence_TRUE
Water_00007393 | SITE_00646 | Room_00012328 | Kitchen_1 | Kitchen | Kitchen Faucet | 1.99 | 1.99 |  | 2.25 |  | N/A | N/A | N/A | Bag | 0.796 |  | 1.791 |  | WA | Manufactured | Kitchen Faucet | 1165 | 1628.92 | Manufactured | FALSE | FALSE |  |  |  | 3241.5508 | 2917.3957 | Manufactured_FALSE | Manufactured_FALSE | Manufactured_ | Manufactured_ | Manufactured_ | unknown | unknownManufactured_ | unknownManufactured_FALSE
Water_00007394 | SITE_00699 | Room_00012920 | Kitchen_1 | Kitchen | Kitchen Faucet | 1.7689 | 1.7689 |  | 2 |  | N/A | N/A | N/A | Bag | 0.796 |  | 1.592 |  | WA | Single Family | Kitchen Faucet | 1218 | 3805.5 | Single Family | FALSE | FALSE |  |  |  | 6731.5067 | 6058.356 | Single Family_FALSE | Single Family_FALSE | Single Family_ | Single Family_ | Single Family_ | unknown | unknownSingle Family_ | unknownSingle Family_FALSE
Water_00007395 | SITE_00699 | Room_00012923 | Bathroom_1 | Bathroom | Bathroom Faucet | unknown |  |  |  | Unknown | N/A | N/A | Wet paper towels in sink. Did not test flow | Bag | 0.796 |  |  | Unknown | WA | Single Family | Bathroom Faucet | 1218 | 3805.5 | Single Family | FALSE | FALSE |  |  |  | 0 | 0 | Single Family_FALSE | Single Family_FALSE | Single Family_ | Single Family_ | Single Family_ | unknown | unknownSingle Family_ | unknownSingle Family_FALSE
Water_00007396 | SITE_00699 | Room_00012923 | Bathroom_1 | Bathroom | Shower | 2 | 2.1233 | 2 | 2.25 |  | Primary | Daily / Almost Daily | N/A | Bag | 0.8492 |  | 1.911 |  | WA | Single Family | Shower | 1218 | 3805.5 | Single Family | TRUE | FALSE | TRUE | TRUE | TRUE | 7611 | 7272.3105 | Single Family_TRUE | Single Family_FALSE | Single Family_TRUE | Single Family_TRUE | Single Family_TRUE | 2.0gpm | 2.0gpmSingle Family_TRUE | 2.0gpmSingle Family_TRUE
Water_00007397 | SITE_00699 | Room_00012925 | Bathroom_2 | Bathroom | Bathroom Faucet | 4.8644 | 4.8644 |  | 5.5 |  | N/A | N/A | N/A | Bag | 0.796 |  | 4.378 |  | WA | Single Family | Bathroom Faucet | 1218 | 3805.5 | Single Family | FALSE | FALSE |  |  |  | 18511.6433 | 16660.479 | Single Family_FALSE | Single Family_FALSE | Single Family_ | Single Family_ | Single Family_ | unknown | unknownSingle Family_ | unknownSingle Family_FALSE
Water_00007398 | SITE_00699 | Room_00012925 | Bathroom_2 | Bathroom | Bathtub | unknown |  |  |  | N/A | N/A | N/A | N/A | Unknown |  | N/A |  | N/A | WA | Single Family | Bathtub | 1218 | 3805.5 | Single Family | FALSE | FALSE |  |  |  | 0 | 0 | Single Family_FALSE | Single Family_FALSE | Single Family_ | Single Family_ | Single Family_ | unknown | unknownSingle Family_ | unknownSingle Family_FALSE
Water_00007399 | SITE_00435 | Room_00009686 | Kitchen_1 | Kitchen | Kitchen Faucet | 1.3267 | 1.3267 |  | 1.5 |  | N/A | N/A | N/A | Bag | 0.796 |  | 1.194 |  | WA | Single Family | Kitchen Faucet | 955 | 3931.6 | Single Family | FALSE | FALSE |  |  |  | 5215.9227 | 4694.3304 | Single Family_FALSE | Single Family_FALSE | Single Family_ | Single Family_ | Single Family_ | unknown | unknownSingle Family_ | unknownSingle Family_FALSE
Water_00007400 | SITE_00435 | Room_00009689 | Bathroom_1 | Bathroom | Bathroom Faucet | 1.7689 | 1.7689 |  | 2 |  | N/A | N/A | N/A | Bag | 0.796 |  | 1.592 |  | WA | Single Family | Bathroom Faucet | 955 | 3931.6 | Single Family | FALSE | FALSE |  |  |  | 6954.5636 | 6259.1072 | Single Family_FALSE | Single Family_FALSE | Single Family_ | Single Family_ | Single Family_ | unknown | unknownSingle Family_ | unknownSingle Family_FALSE
Water_00007401 | SITE_00435 | Room_00009689 | Bathroom_1 | Bathroom | Shower / Bathtub combo with diverter valve | 2.5944 | 2.5944 |  | 2.75 |  | Primary | Daily / Almost Daily | N/A | Bag | 0.8492 |  | 2.335 |  | WA | Single Family | Shower | 955 | 3931.6 | Single Family | TRUE | TRUE | TRUE | TRUE | TRUE | 10200.3178 | 9180.286 | Single Family_TRUE | Single Family_TRUE | Single Family_TRUE | Single Family_TRUE | Single Family_TRUE | gt2.5gpm | gt2.5gpmSingle Family_TRUE | gt2.5gpmSingle Family_TRUE
Water_00007402 | SITE_00701 | Room_00012950 | Kitchen_1 | Kitchen | Kitchen Faucet | 2.2 | 1.7689 | 2.2 | 2 |  | N/A | N/A | N/A | Bag | 0.796 |  | 1.592 |  | WA | Manufactured | Kitchen Faucet | 1220 | 1824.63 | Manufactured | FALSE | FALSE |  |  |  | 4014.186 | 2904.811 | Manufactured_FALSE | Manufactured_FALSE | Manufactured_ | Manufactured_ | Manufactured_ | unknown | unknownManufactured_ | unknownManufactured_FALSE
Water_00007403 | SITE_00701 | Room_00012951 | Bathroom_1 | Bathroom | Bathroom Faucet | 1.7689 | 1.7689 |  | 2 |  | N/A | N/A | N/A | Bag | 0.796 |  | 1.592 |  | WA | Manufactured | Bathroom Faucet | 1220 | 1824.63 | Manufactured | FALSE | FALSE |  |  |  | 3227.5677 | 2904.811 | Manufactured_FALSE | Manufactured_FALSE | Manufactured_ | Manufactured_ | Manufactured_ | unknown | unknownManufactured_ | unknownManufactured_FALSE
Water_00007404 | SITE_00701 | Room_00012951 | Bathroom_1 | Bathroom | Shower / Bathtub combo with diverter valve | 1.4156 | 1.4156 |  | 1.5 |  | Primary | Daily / Almost Daily | N/A | Bag | 0.8492 |  | 1.274 |  | WA | Manufactured | Shower | 1220 | 1824.63 | Manufactured | TRUE | TRUE | TRUE | TRUE | TRUE | 2582.8651 | 2324.5786 | Manufactured_TRUE | Manufactured_TRUE | Manufactured_TRUE | Manufactured_TRUE | Manufactured_TRUE | <1.5gpm | <1.5gpmManufactured_TRUE | <1.5gpmManufactured_TRUE
Water_00007405 | SITE_00701 | Room_00012954 | Bathroom_2 | Bathroom | Bathroom Faucet | 3.0956 | 3.0956 |  | 3.5 |  | N/A | N/A | N/A | Bag | 0.796 |  | 2.786 |  | WA | Manufactured | Bathroom Faucet | 1220 | 1824.63 | Manufactured | FALSE | FALSE |  |  |  | 5648.2435 | 5083.4192 | Manufactured_FALSE | Manufactured_FALSE | Manufactured_ | Manufactured_ | Manufactured_ | unknown | unknownManufactured_ | unknownManufactured_FALSE
Water_00007406 | SITE_00701 | Room_00012954 | Bathroom_2 | Bathroom | Shower / Bathtub combo with diverter valve | unknown |  |  |  | Unknown | Secondary | A few times per year | Mostly used for bath tub. Owner said shower head has issues. Did not test | Bag | 0.8492 |  |  | Unknown | WA | Manufactured | Shower | 1220 | 1824.63 | Manufactured | TRUE | TRUE | FALSE | FALSE | FALSE | 0 | 0 | Manufactured_TRUE | Manufactured_TRUE | Manufactured_FALSE | Manufactured_FALSE | Manufactured_FALSE | unknown | unknownManufactured_FALSE | unknownManufactured_TRUE
Water_00007407 | SITE_00654 | Room_00012418 | Kitchen_1 | Kitchen | Kitchen Faucet | 1.8 | 1.3267 | 1.8 | 1.5 |  | N/A | N/A | N/A | Bag | 0.796 |  | 1.194 |  | WA | Manufactured | Kitchen Faucet | 1173 | 975 | Manufactured | FALSE | FALSE |  |  |  | 1755 | 1164.15 | Manufactured_FALSE | Manufactured_FALSE | Manufactured_ | Manufactured_ | Manufactured_ | unknown | unknownManufactured_ | unknownManufactured_FALSE
Water_00007408 | SITE_00654 | Room_00012420 | Bathroom_1 | Bathroom | Shower / Bathtub combo with diverter valve | 2.3589 | 2.3589 |  | 2.5 |  | Primary | Daily / Almost Daily | N/A | Bag | 0.8492 |  | 2.123 |  | WA | Manufactured | Shower | 1173 | 975 | Manufactured | TRUE | TRUE | TRUE | TRUE | TRUE | 2299.9167 | 2069.925 | Manufactured_TRUE | Manufactured_TRUE | Manufactured_TRUE | Manufactured_TRUE | Manufactured_TRUE | 2.5gpm | 2.5gpmManufactured_TRUE | 2.5gpmManufactured_TRUE
Water_00007409 | SITE_00654 | Room_00012420 | Bathroom_1 | Bathroom | Bathroom Faucet | 3.0956 | 3.0956 |  | 3.5 |  | N/A | N/A | N/A | Bag | 0.796 |  | 2.786 |  | WA | Manufactured | Bathroom Faucet | 1173 | 975 | Manufactured | FALSE | FALSE |  |  |  | 3018.1667 | 2716.35 | Manufactured_FALSE | Manufactured_FALSE | Manufactured_ | Manufactured_ | Manufactured_ | unknown | unknownManufactured_ | unknownManufactured_FALSE
Water_00007410 | SITE_00688 | Room_00012790 | Kitchen_1 | Kitchen | Kitchen Faucet | 1.5 | 1.3267 | 1.5 | 1.5 |  | N/A | N/A | N/A | Bag | 0.796 |  | 1.194 |  | WA | Multifamily Residence | Kitchen Faucet | 1207 | 1819.67 | Multifamily Residence | FALSE | FALSE |  |  |  | 2729.505 | 2172.686 | Multifamily Residence_FALSE | Multifamily Residence_FALSE | Multifamily Residence_ | Multifamily Residence_ | Multifamily Residence_ | unknown | unknownMultifamily Residence_ | unknownMultifamily Residence_FALSE
Water_00007411 | SITE_00688 | Room_00012792 | Bathroom_1 | Bathroom | Bathroom Faucet | 1.3267 | 1.3267 |  | 1.5 |  | N/A | N/A | N/A | Bag | 0.796 |  | 1.194 |  | WA | Multifamily Residence | Bathroom Faucet | 1207 | 1819.67 | Multifamily Residence | FALSE | FALSE |  |  |  | 2414.0955 | 2172.686 | Multifamily Residence_FALSE | Multifamily Residence_FALSE | Multifamily Residence_ | Multifamily Residence_ | Multifamily Residence_ | unknown | unknownMultifamily Residence_ | unknownMultifamily Residence_FALSE
Water_00007412 | SITE_00688 | Room_00012792 | Bathroom_1 | Bathroom | Shower / Bathtub combo with diverter valve | 1.8867 | 1.8867 |  | 2 |  | Primary | Daily / Almost Daily | N/A | Bag | 0.8492 |  | 1.698 |  | WA | Multifamily Residence | Shower | 1207 | 1819.67 | Multifamily Residence | TRUE | TRUE | TRUE | TRUE | TRUE | 3433.1107 | 3089.7997 | Multifamily Residence_TRUE | Multifamily Residence_TRUE | Multifamily Residence_TRUE | Multifamily Residence_TRUE | Multifamily Residence_TRUE | 2.0gpm | 2.0gpmMultifamily Residence_TRUE | 2.0gpmMultifamily Residence_TRUE
Water_00007413 | SITE_00785 | Room_00014238 | Bathroom_1 | Bathroom | Bathroom Faucet | 1.5 | 0.88444 | 1.5 | 1 |  | N/A | N/A | N/A | Bag | 0.796 |  | 0.796 |  | WA | Manufactured | Bathroom Faucet | 1304 | 1628.92 | Manufactured | FALSE | FALSE |  |  |  | 2443.38 | 1296.6203 | Manufactured_FALSE | Manufactured_FALSE | Manufactured_ | Manufactured_ | Manufactured_ | unknown | unknownManufactured_ | unknownManufactured_FALSE
Water_00007414 | SITE_00785 | Room_00014238 | Bathroom_1 | Bathroom | Shower / Bathtub combo with diverter valve | 2.5 | 1.8867 | 2.5 | 2 |  | Secondary | A few times per month | N/A | Bag | 0.8492 |  | 1.698 |  | WA | Manufactured | Shower | 1304 | 1628.92 | Manufactured | TRUE | TRUE | TRUE | TRUE | TRUE | 4072.3 | 2765.9062 | Manufactured_TRUE | Manufactured_TRUE | Manufactured_TRUE | Manufactured_TRUE | Manufactured_TRUE | 2.5gpm | 2.5gpmManufactured_TRUE | 2.5gpmManufactured_TRUE
Water_00007415 | SITE_00785 | Room_00014239 | Bathroom_2 | Bathroom | Bathroom Faucet | 2.2 | 1.2378 | 2.2 | 1.4 |  | N/A | N/A | N/A | Bag | 0.796 |  | 1.114 |  | WA | Manufactured | Bathroom Faucet | 1304 | 1628.92 | Manufactured | FALSE | FALSE |  |  |  | 3583.624 | 1814.6169 | Manufactured_FALSE | Manufactured_FALSE | Manufactured_ | Manufactured_ | Manufactured_ | unknown | unknownManufactured_ | unknownManufactured_FALSE
Water_00007416 | SITE_00785 | Room_00014239 | Bathroom_2 | Bathroom | Bathroom Faucet | 2.2 | 1.3267 | 2.2 | 1.5 |  | N/A | N/A | N/A | Bag | 0.796 |  | 1.194 |  | WA | Manufactured | Bathroom Faucet | 1304 | 1628.92 | Manufactured | FALSE | FALSE |  |  |  | 3583.624 | 1944.9305 | Manufactured_FALSE | Manufactured_FALSE | Manufactured_ | Manufactured_ | Manufactured_ | unknown | unknownManufactured_ | unknownManufactured_FALSE
Water_00007417 | SITE_00785 | Room_00014239 | Bathroom_2 | Bathroom | Shower | 1.1322 | 1.1322 |  | 1.2 |  | Primary | Daily / Almost Daily | N/A | Bag | 0.8492 |  | 1.019 |  | WA | Manufactured | Shower | 1304 | 1628.92 | Manufactured | TRUE | FALSE | TRUE | TRUE | TRUE | 1844.2994 | 1659.8695 | Manufactured_TRUE | Manufactured_FALSE | Manufactured_TRUE | Manufactured_TRUE | Manufactured_TRUE | <1.5gpm | <1.5gpmManufactured_TRUE | <1.5gpmManufactured_TRUE
Water_00007418 | SITE_00785 | Room_00014244 | Kitchen_1 | Kitchen | Kitchen Faucet | 2.3 | 1.15 | 2.3 | 1.3 |  | N/A | N/A | N/A | Bag | 0.796 |  | 1.035 |  | WA | Manufactured | Kitchen Faucet | 1304 | 1628.92 | Manufactured | FALSE | FALSE |  |  |  | 3746.516 | 1685.9322 | Manufactured_FALSE | Manufactured_FALSE | Manufactured_ | Manufactured_ | Manufactured_ | unknown | unknownManufactured_ | unknownManufactured_FALSE
Water_00007419 | SITE_00443 | Room_00009746 | Kitchen_1 | Kitchen | Kitchen Faucet | 1.7689 | 1.7689 |  | 2 |  | N/A | N/A | N/A | Bag | 0.796 |  | 1.592 |  | WA | Multifamily Residence | Kitchen Faucet | 963 | 1819.67 | Multifamily Residence | FALSE | FALSE |  |  |  | 3218.794 | 2896.9146 | Multifamily Residence_FALSE | Multifamily Residence_FALSE | Multifamily Residence_ | Multifamily Residence_ | Multifamily Residence_ | unknown | unknownMultifamily Residence_ | unknownMultifamily Residence_FALSE
Water_00007420 | SITE_00443 | Room_00009749 | Bathroom_1 | Bathroom | Bathroom Faucet | 1.0611 | 1.0611 |  | 1.2 |  | N/A | N/A | N/A | Bag | 0.796 |  | 0.955 |  | WA | Multifamily Residence | Bathroom Faucet | 963 | 1819.67 | Multifamily Residence | FALSE | FALSE |  |  |  | 1930.8721 | 1737.7849 | Multifamily Residence_FALSE | Multifamily Residence_FALSE | Multifamily Residence_ | Multifamily Residence_ | Multifamily Residence_ | unknown | unknownMultifamily Residence_ | unknownMultifamily Residence_FALSE
Water_00007421 | SITE_00443 | Room_00009749 | Bathroom_1 | Bathroom | Shower / Bathtub combo with diverter valve | 2.5 | 2.3589 | 2.5 | 2.5 |  | Primary | Daily / Almost Daily | N/A | Bag | 0.8492 |  | 2.123 |  | WA | Multifamily Residence | Shower | 963 | 1819.67 | Multifamily Residence | TRUE | TRUE | TRUE | TRUE | TRUE | 4549.175 | 3863.1594 | Multifamily Residence_TRUE | Multifamily Residence_TRUE | Multifamily Residence_TRUE | Multifamily Residence_TRUE | Multifamily Residence_TRUE | 2.5gpm | 2.5gpmMultifamily Residence_TRUE | 2.5gpmMultifamily Residence_TRUE
Water_00007422 | SITE_00741 | Room_00013550 | Bathroom_1 | Bathroom | Bathroom Faucet | 2.3878 | 2.3878 |  | 2.7 |  | N/A | N/A | N/A | Bag | 0.796 |  | 2.149 |  | WA | Single Family | Bathroom Faucet | 1260 | 3931.6 | Single Family | FALSE | FALSE |  |  |  | 9387.7871 | 8449.0084 | Single Family_FALSE | Single Family_FALSE | Single Family_ | Single Family_ | Single Family_ | unknown | unknownSingle Family_ | unknownSingle Family_FALSE
Water_00007423 | SITE_00741 | Room_00013550 | Bathroom_1 | Bathroom | Shower | 2 |  | 2 |  | Unknown | Primary | Daily / Almost Daily | Shower head too large | Bag | 0.8492 |  |  | Unknown | WA | Single Family | Shower | 1260 | 3931.6 | Single Family | TRUE | FALSE | TRUE | FALSE | FALSE | 7863.2 | 0 | Single Family_TRUE | Single Family_FALSE | Single Family_TRUE | Single Family_FALSE | Single Family_FALSE | unknown | unknownSingle Family_FALSE | unknownSingle Family_TRUE
Water_00007424 | SITE_00741 | Room_00013556 | Bathroom_2 | Bathroom | Bathroom Faucet | 1.15 | 1.15 |  | 1.3 |  | N/A | N/A | N/A | Bag | 0.796 |  | 1.035 |  | WA | Single Family | Bathroom Faucet | 1260 | 3931.6 | Single Family | FALSE | FALSE |  |  |  | 4521.34 | 4069.206 | Single Family_FALSE | Single Family_FALSE | Single Family_ | Single Family_ | Single Family_ | unknown | unknownSingle Family_ | unknownSingle Family_FALSE
Water_00007425 | SITE_00741 | Room_00013556 | Bathroom_2 | Bathroom | Shower | 1.8867 | 1.8867 |  | 2 |  | Secondary | Daily / Almost Daily | N/A | Bag | 0.8492 |  | 1.698 |  | WA | Single Family | Shower | 1260 | 3931.6 | Single Family | TRUE | FALSE | TRUE | TRUE | TRUE | 7417.6187 | 6675.8568 | Single Family_TRUE | Single Family_FALSE | Single Family_TRUE | Single Family_TRUE | Single Family_TRUE | 2.0gpm | 2.0gpmSingle Family_TRUE | 2.0gpmSingle Family_TRUE
Water_00007426 | SITE_00741 | Room_00013560 | Kitchen_1 | Kitchen | Kitchen Faucet | 1.3267 | 1.3267 |  | 1.5 |  | N/A | N/A | N/A | Bag | 0.796 |  | 1.194 |  | WA | Single Family | Kitchen Faucet | 1260 | 3931.6 | Single Family | FALSE | FALSE |  |  |  | 5215.9227 | 4694.3304 | Single Family_FALSE | Single Family_FALSE | Single Family_ | Single Family_ | Single Family_ | unknown | unknownSingle Family_ | unknownSingle Family_FALSE
Water_00007427 | SITE_00741 | Room_00013565 | Bathroom_3 | Bathroom | Shower | 2.3589 | 2.3589 |  | 2.5 |  | Secondary | Daily / Almost Daily | N/A | Bag | 0.8492 |  | 2.123 |  | WA | Single Family | Shower | 1260 | 3931.6 | Single Family | TRUE | FALSE | TRUE | TRUE | TRUE | 9274.2076 | 8346.7868 | Single Family_TRUE | Single Family_FALSE | Single Family_TRUE | Single Family_TRUE | Single Family_TRUE | 2.5gpm | 2.5gpmSingle Family_TRUE | 2.5gpmSingle Family_TRUE
Water_00007428 | SITE_00741 | Room_00013565 | Bathroom_3 | Bathroom | Bathroom Faucet | 1.2378 | 1.2378 |  | 1.4 |  | N/A | N/A | N/A | Bag | 0.796 |  | 1.114 |  | WA | Single Family | Bathroom Faucet | 1260 | 3931.6 | Single Family | FALSE | FALSE |  |  |  | 4866.4471 | 4379.8024 | Single Family_FALSE | Single Family_FALSE | Single Family_ | Single Family_ | Single Family_ | unknown | unknownSingle Family_ | unknownSingle Family_FALSE
Water_00007429 | SITE_00679 | Room_00012705 | Kitchen_1 | Kitchen | Kitchen Faucet | 2.2 | 1.7689 | 2.2 | 2 |  | N/A | N/A | N/A | Bag | 0.796 |  | 1.592 |  | WA | Multifamily Residence | Kitchen Faucet | 1198 | 1819.67 | Multifamily Residence | FALSE | FALSE |  |  |  | 4003.274 | 2896.9146 | Multifamily Residence_FALSE | Multifamily Residence_FALSE | Multifamily Residence_ | Multifamily Residence_ | Multifamily Residence_ | unknown | unknownMultifamily Residence_ | unknownMultifamily Residence_FALSE
Water_00007430 | SITE_00679 | Room_00012707 | Bathroom_1 | Bathroom | Bathroom Faucet | 2.2 | 1.2378 | 2.2 | 1.4 |  | N/A | N/A | N/A | Bag | 0.796 |  | 1.114 |  | WA | Multifamily Residence | Bathroom Faucet | 1198 | 1819.67 | Multifamily Residence | FALSE | FALSE |  |  |  | 4003.274 | 2027.1124 | Multifamily Residence_FALSE | Multifamily Residence_FALSE | Multifamily Residence_ | Multifamily Residence_ | Multifamily Residence_ | unknown | unknownMultifamily Residence_ | unknownMultifamily Residence_FALSE
Water_00007431 | SITE_00679 | Room_00012707 | Bathroom_1 | Bathroom | Shower / Bathtub combo with separate valve | 2 | 2.3589 | 2 | 2.5 |  | Primary | Daily / Almost Daily | N/A | Bag | 0.8492 |  | 2.123 |  | WA | Multifamily Residence | Shower | 1198 | 1819.67 | Multifamily Residence | TRUE | TRUE | TRUE | TRUE | TRUE | 3639.34 | 3863.1594 | Multifamily Residence_TRUE | Multifamily Residence_TRUE | Multifamily Residence_TRUE | Multifamily Residence_TRUE | Multifamily Residence_TRUE | 2.0gpm | 2.0gpmMultifamily Residence_TRUE | 2.0gpmMultifamily Residence_TRUE
Water_00007432 | SITE_00738 | Room_00013510 | Bathroom_1 | Bathroom | Bathroom Faucet | 1.2378 | 1.2378 |  | 1.4 |  | N/A | N/A | N/A | Bag | 0.796 |  | 1.114 |  | WA | Single Family | Bathroom Faucet | 1257 | 3931.6 | Single Family | FALSE | FALSE |  |  |  | 4866.4471 | 4379.8024 | Single Family_FALSE | Single Family_FALSE | Single Family_ | Single Family_ | Single Family_ | unknown | unknownSingle Family_ | unknownSingle Family_FALSE
Water_00007433 | SITE_00738 | Room_00013510 | Bathroom_1 | Bathroom | Shower | 2.5 | 2.17 | 2.5 | 2.3 |  | Primary | Daily / Almost Daily | N/A | Bag | 0.8492 |  | 1.953 |  | WA | Single Family | Shower | 1257 | 3931.6 | Single Family | TRUE | FALSE | TRUE | TRUE | TRUE | 9829 | 7678.4148 | Single Family_TRUE | Single Family_FALSE | Single Family_TRUE | Single Family_TRUE | Single Family_TRUE | 2.5gpm | 2.5gpmSingle Family_TRUE | 2.5gpmSingle Family_TRUE
Water_00007434 | SITE_00738 | Room_00013512 | Kitchen_1 | Kitchen | Kitchen Faucet | 1.3267 | 1.3267 |  | 1.5 |  | N/A | N/A | N/A | Bag | 0.796 |  | 1.194 |  | WA | Single Family | Kitchen Faucet | 1257 | 3931.6 | Single Family | FALSE | FALSE |  |  |  | 5215.9227 | 4694.3304 | Single Family_FALSE | Single Family_FALSE | Single Family_ | Single Family_ | Single Family_ | unknown | unknownSingle Family_ | unknownSingle Family_FALSE
Water_00007435 | SITE_00738 | Room_00013515 | Laundry_1 | Laundry | Bathroom Faucet | 2.4767 | 2.4767 |  | 2.8 |  | N/A | N/A | N/A | Bag | 0.796 |  | 2.229 |  | WA | Single Family | Bathroom Faucet | 1257 | 3931.6 | Single Family | FALSE | FALSE |  |  |  | 9737.2627 | 8763.5364 | Single Family_FALSE | Single Family_FALSE | Single Family_ | Single Family_ | Single Family_ | unknown | unknownSingle Family_ | unknownSingle Family_FALSE
Water_00007436 | SITE_00707 | Room_00013026 | Kitchen_1 | Kitchen | Kitchen Faucet | 1.5922 | 1.5922 |  | 1.8 |  | N/A | N/A | N/A | Bag | 0.796 |  | 1.433 |  | WA | Single Family | Kitchen Faucet | 1226 | 3805.5 | Single Family | FALSE | FALSE |  |  |  | 6059.2017 | 5453.2815 | Single Family_FALSE | Single Family_FALSE | Single Family_ | Single Family_ | Single Family_ | unknown | unknownSingle Family_ | unknownSingle Family_FALSE
Water_00007437 | SITE_00707 | Room_00013026 | Kitchen_1 | Kitchen | Kitchen Faucet | 1.7689 | 1.7689 |  | 2 |  | N/A | N/A | N/A | Bag | 0.796 |  | 1.592 |  | WA | Single Family | Kitchen Faucet | 1226 | 3805.5 | Single Family | FALSE | FALSE |  |  |  | 6731.5067 | 6058.356 | Single Family_FALSE | Single Family_FALSE | Single Family_ | Single Family_ | Single Family_ | unknown | unknownSingle Family_ | unknownSingle Family_FALSE
Water_00007438 | SITE_00707 | Room_00013030 | Bathroom_1 | Bathroom | Bathroom Faucet | 2.2 | 1.15 | 2.2 | 1.3 |  | N/A | N/A | N/A | Bag | 0.796 |  | 1.035 |  | WA | Single Family | Bathroom Faucet | 1226 | 3805.5 | Single Family | FALSE | FALSE |  |  |  | 8372.1 | 3938.6925 | Single Family_FALSE | Single Family_FALSE | Single Family_ | Single Family_ | Single Family_ | unknown | unknownSingle Family_ | unknownSingle Family_FALSE
Water_00007439 | SITE_00707 | Room_00013030 | Bathroom_1 | Bathroom | Shower / Bathtub combo with diverter valve | 2.3589 | 2.3589 |  | 2.5 |  | Secondary | A few times per year | N/A | Bag | 0.8492 |  | 2.123 |  | WA | Single Family | Shower | 1226 | 3805.5 | Single Family | TRUE | TRUE | TRUE | TRUE | TRUE | 8976.7517 | 8079.0765 | Single Family_TRUE | Single Family_TRUE | Single Family_TRUE | Single Family_TRUE | Single Family_TRUE | 2.5gpm | 2.5gpmSingle Family_TRUE | 2.5gpmSingle Family_TRUE
Water_00007440 | SITE_00707 | Room_00013033 | Bathroom_2 | Bathroom | Bathroom Faucet | 2.2111 | 2.2111 |  | 2.5 |  | N/A | N/A | N/A | Bag | 0.796 |  | 1.99 |  | WA | Single Family | Bathroom Faucet | 1226 | 3805.5 | Single Family | FALSE | FALSE |  |  |  | 8414.3833 | 7572.945 | Single Family_FALSE | Single Family_FALSE | Single Family_ | Single Family_ | Single Family_ | unknown | unknownSingle Family_ | unknownSingle Family_FALSE
Water_00007441 | SITE_00707 | Room_00013033 | Bathroom_2 | Bathroom | Bathroom Faucet | 1.3267 | 1.3267 |  | 1.5 |  | N/A | N/A | N/A | Bag | 0.796 |  | 1.194 |  | WA | Single Family | Bathroom Faucet | 1226 | 3805.5 | Single Family | FALSE | FALSE |  |  |  | 5048.63 | 4543.767 | Single Family_FALSE | Single Family_FALSE | Single Family_ | Single Family_ | Single Family_ | unknown | unknownSingle Family_ | unknownSingle Family_FALSE
Water_00007442 | SITE_00707 | Room_00013033 | Bathroom_2 | Bathroom | Shower | 1.4156 | 1.4156 |  | 1.5 |  | Primary | Daily / Almost Daily | N/A | Bag | 0.8492 |  | 1.274 |  | WA | Single Family | Shower | 1226 | 3805.5 | Single Family | TRUE | FALSE | TRUE | TRUE | TRUE | 5386.8967 | 4848.207 | Single Family_TRUE | Single Family_FALSE | Single Family_TRUE | Single Family_TRUE | Single Family_TRUE | <1.5gpm | <1.5gpmSingle Family_TRUE | <1.5gpmSingle Family_TRUE
Water_00007443 | SITE_00707 | Room_00013035 | Bathroom_3 | Bathroom | Bathroom Faucet | 0.44222 | 0.44222 |  | 0.5 |  | N/A | N/A | N/A | Bag | 0.796 |  | 0.398 |  | WA | Single Family | Bathroom Faucet | 1226 | 3805.5 | Single Family | FALSE | FALSE |  |  |  | 1682.8767 | 1514.589 | Single Family_FALSE | Single Family_FALSE | Single Family_ | Single Family_ | Single Family_ | unknown | unknownSingle Family_ | unknownSingle Family_FALSE
Water_00007444 | SITE_00737 | Room_00013497 | Kitchen_1 | Kitchen | Kitchen Faucet | 1.75 | 2.2111 | 1.75 | 2.5 |  | N/A | N/A | N/A | Bag | 0.796 |  | 1.99 |  | WA | Single Family | Kitchen Faucet | 1256 | 3805.5 | Single Family | FALSE | FALSE |  |  |  | 6659.625 | 7572.945 | Single Family_FALSE | Single Family_FALSE | Single Family_ | Single Family_ | Single Family_ | unknown | unknownSingle Family_ | unknownSingle Family_FALSE
Water_00007445 | SITE_00737 | Room_00013494 | Bathroom_1 | Bathroom | Bathroom Faucet | 1.8578 | 1.8578 |  | 2.1 |  | N/A | N/A | N/A | Bag | 0.796 |  | 1.672 |  | WA | Single Family | Bathroom Faucet | 1256 | 3805.5 | Single Family | FALSE | FALSE |  |  |  | 7069.7733 | 6362.796 | Single Family_FALSE | Single Family_FALSE | Single Family_ | Single Family_ | Single Family_ | unknown | unknownSingle Family_ | unknownSingle Family_FALSE
Water_00007446 | SITE_00737 | Room_00013494 | Bathroom_1 | Bathroom | Shower / Bathtub combo with diverter valve | 1.5 | 1.8867 | 1.5 | 2 |  | Primary | Daily / Almost Daily | N/A | Bag | 0.8492 |  | 1.698 |  | WA | Single Family | Shower | 1256 | 3805.5 | Single Family | TRUE | TRUE | TRUE | TRUE | TRUE | 5708.25 | 6461.739 | Single Family_TRUE | Single Family_TRUE | Single Family_TRUE | Single Family_TRUE | Single Family_TRUE | 1.5gpm | 1.5gpmSingle Family_TRUE | 1.5gpmSingle Family_TRUE
Water_00007447 | SITE_00420 | Room_00009512 | Bathroom_1 | Bathroom | Bathroom Faucet | 2.2111 | 2.2111 |  | 2.5 |  | N/A | N/A | N/A | Bag | 0.796 |  | 1.99 |  | WA | Manufactured | Bathroom Faucet | 940 | 1628.92 | Manufactured | FALSE | FALSE |  |  |  | 3601.7231 | 3241.5508 | Manufactured_FALSE | Manufactured_FALSE | Manufactured_ | Manufactured_ | Manufactured_ | unknown | unknownManufactured_ | unknownManufactured_FALSE
Water_00007448 | SITE_00420 | Room_00009512 | Bathroom_1 | Bathroom | Shower / Bathtub combo with diverter valve | 1.9811 | 1.9811 |  | 2.1 |  | Primary | Daily / Almost Daily | N/A | Bag | 0.8492 |  | 1.783 |  | WA | Manufactured | Shower | 940 | 1628.92 | Manufactured | TRUE | TRUE | TRUE | TRUE | TRUE | 3227.0715 | 2904.3644 | Manufactured_TRUE | Manufactured_TRUE | Manufactured_TRUE | Manufactured_TRUE | Manufactured_TRUE | 2.0gpm | 2.0gpmManufactured_TRUE | 2.0gpmManufactured_TRUE
Water_00007449 | SITE_00420 | Room_00009514 | Kitchen_1 | Kitchen | Kitchen Faucet | 2 | 1.3267 | 2 | 1.5 |  | N/A | N/A | N/A | Bag | 0.796 |  | 1.194 |  | WA | Manufactured | Kitchen Faucet | 940 | 1628.92 | Manufactured | FALSE | FALSE |  |  |  | 3257.84 | 1944.9305 | Manufactured_FALSE | Manufactured_FALSE | Manufactured_ | Manufactured_ | Manufactured_ | unknown | unknownManufactured_ | unknownManufactured_FALSE
Water_00007450 | SITE_00420 | Room_00009515 | Bathroom_2 | Bathroom | Bathroom Faucet | 2.2 | 2.3878 | 2.2 | 2.7 |  | N/A | N/A | N/A | Bag | 0.796 |  | 2.149 |  | WA | Manufactured | Bathroom Faucet | 940 | 1628.92 | Manufactured | FALSE | FALSE |  |  |  | 3583.624 | 3500.5491 | Manufactured_FALSE | Manufactured_FALSE | Manufactured_ | Manufactured_ | Manufactured_ | unknown | unknownManufactured_ | unknownManufactured_FALSE
Water_00007451 | SITE_00420 | Room_00009515 | Bathroom_2 | Bathroom | Shower / Bathtub combo with diverter valve | 2.5 | 2.8311 | 2.5 | 3 |  | Secondary | A few times per week | N/A | Bag | 0.8492 |  | 2.548 |  | WA | Manufactured | Shower | 940 | 1628.92 | Manufactured | TRUE | TRUE | TRUE | TRUE | TRUE | 4072.3 | 4150.4882 | Manufactured_TRUE | Manufactured_TRUE | Manufactured_TRUE | Manufactured_TRUE | Manufactured_TRUE | 2.5gpm | 2.5gpmManufactured_TRUE | 2.5gpmManufactured_TRUE
Water_00007452 | SITE_00448 | Room_00009794 | Kitchen_1 | Kitchen | Kitchen Faucet | 1.8 | 2.83 | 1.8 | 3.2 |  | N/A | N/A | N/A | Bag | 0.796 |  | 2.547 |  | WA | Multifamily Residence | Kitchen Faucet | 968 | 1819.67 | Multifamily Residence | FALSE | FALSE |  |  |  | 3275.406 | 4634.6995 | Multifamily Residence_FALSE | Multifamily Residence_FALSE | Multifamily Residence_ | Multifamily Residence_ | Multifamily Residence_ | unknown | unknownMultifamily Residence_ | unknownMultifamily Residence_FALSE
Water_00007453 | SITE_00656 | Room_00012437 | Bathroom_1 | Bathroom | Bathroom Faucet | 2 | 1.8578 | 2 | 2.1 |  | N/A | N/A | N/A | Bag | 0.796 |  | 1.672 |  | WA | Manufactured | Bathroom Faucet | 1175 | 1628.92 | Manufactured | FALSE | FALSE |  |  |  | 3257.84 | 2723.5542 | Manufactured_FALSE | Manufactured_FALSE | Manufactured_ | Manufactured_ | Manufactured_ | unknown | unknownManufactured_ | unknownManufactured_FALSE
Water_00007454 | SITE_00656 | Room_00012437 | Bathroom_1 | Bathroom | Shower / Bathtub combo with diverter valve | 2 | 1.2267 | 2 | 1.3 |  | Primary | Daily / Almost Daily | N/A | Bag | 0.8492 |  | 1.104 |  | WA | Manufactured | Shower | 1175 | 1628.92 | Manufactured | TRUE | TRUE | TRUE | TRUE | TRUE | 3257.84 | 1798.3277 | Manufactured_TRUE | Manufactured_TRUE | Manufactured_TRUE | Manufactured_TRUE | Manufactured_TRUE | 2.0gpm | 2.0gpmManufactured_TRUE | 2.0gpmManufactured_TRUE
Water_00007455 | SITE_00656 | Room_00012439 | Kitchen_1 | Kitchen | Kitchen Faucet | 1.5 | 1.3267 | 1.5 | 1.5 |  | N/A | N/A | N/A | Bag | 0.796 |  | 1.194 |  | WA | Manufactured | Kitchen Faucet | 1175 | 1628.92 | Manufactured | FALSE | FALSE |  |  |  | 2443.38 | 1944.9305 | Manufactured_FALSE | Manufactured_FALSE | Manufactured_ | Manufactured_ | Manufactured_ | unknown | unknownManufactured_ | unknownManufactured_FALSE
Water_00007456 | SITE_00662 | Room_00012510 | Bathroom_1 | Bathroom | Bathroom Faucet | 3.7144 | 3.7144 |  | 4.2 |  | N/A | N/A | N/A | Bag | 0.796 |  | 3.343 |  | WA | Single Family | Bathroom Faucet | 1181 | 3805.5 | Single Family | FALSE | FALSE |  |  |  | 14135.3183 | 12721.7865 | Single Family_FALSE | Single Family_FALSE | Single Family_ | Single Family_ | Single Family_ | unknown | unknownSingle Family_ | unknownSingle Family_FALSE
Water_00007457 | SITE_00662 | Room_00012509 | Kitchen_1 | Kitchen | Bathroom Faucet | 2.2 | 1.8578 | 2.2 | 2.1 |  | N/A | N/A | N/A | Bag | 0.796 |  | 1.672 |  | WA | Single Family | Bathroom Faucet | 1181 | 3805.5 | Single Family | FALSE | FALSE |  |  |  | 8372.1 | 6362.796 | Single Family_FALSE | Single Family_FALSE | Single Family_ | Single Family_ | Single Family_ | unknown | unknownSingle Family_ | unknownSingle Family_FALSE
Water_00007458 | SITE_00662 | Room_00012514 | Bathroom_2 | Bathroom | Shower | 2.5 |  | 2.5 |  | Unknown | Secondary | A few times per month | Could not test kitty litter box and shower | Bag | 0.8492 |  |  | Unknown | WA | Single Family | Shower | 1181 | 3805.5 | Single Family | TRUE | FALSE | TRUE | FALSE | FALSE | 9513.75 | 0 | Single Family_TRUE | Single Family_FALSE | Single Family_TRUE | Single Family_FALSE | Single Family_FALSE | unknown | unknownSingle Family_FALSE | unknownSingle Family_TRUE
Water_00007459 | SITE_00662 | Room_00012514 | Bathroom_2 | Bathroom | Bathroom Faucet | 2 | 1.8578 | 2 | 2.1 |  | N/A | N/A | N/A | Bag | 0.796 |  | 1.672 |  | WA | Single Family | Bathroom Faucet | 1181 | 3805.5 | Single Family | FALSE | FALSE |  |  |  | 7611 | 6362.796 | Single Family_FALSE | Single Family_FALSE | Single Family_ | Single Family_ | Single Family_ | unknown | unknownSingle Family_ | unknownSingle Family_FALSE
Water_00007460 | SITE_00662 | Room_00012516 | Bathroom_3 | Bathroom | Bathroom Faucet | 1.5 | 1.3267 | 1.5 | 1.5 |  | N/A | N/A | N/A | Bag | 0.796 |  | 1.194 |  | WA | Single Family | Bathroom Faucet | 1181 | 3805.5 | Single Family | FALSE | FALSE |  |  |  | 5708.25 | 4543.767 | Single Family_FALSE | Single Family_FALSE | Single Family_ | Single Family_ | Single Family_ | unknown | unknownSingle Family_ | unknownSingle Family_FALSE
Water_00007461 | SITE_00662 | Room_00012516 | Bathroom_3 | Bathroom | Bathroom Faucet | 1.5 | 1.4156 | 1.5 | 1.6 |  | N/A | N/A | N/A | Bag | 0.796 |  | 1.274 |  | WA | Single Family | Bathroom Faucet | 1181 | 3805.5 | Single Family | FALSE | FALSE |  |  |  | 5708.25 | 4848.207 | Single Family_FALSE | Single Family_FALSE | Single Family_ | Single Family_ | Single Family_ | unknown | unknownSingle Family_ | unknownSingle Family_FALSE
Water_00007462 | SITE_00662 | Room_00012516 | Bathroom_3 | Bathroom | Bathtub | unknown |  |  |  | N/A | N/A | N/A | N/A | Unknown |  | N/A |  | N/A | WA | Single Family | Bathtub | 1181 | 3805.5 | Single Family | FALSE | FALSE |  |  |  | 0 | 0 | Single Family_FALSE | Single Family_FALSE | Single Family_ | Single Family_ | Single Family_ | unknown | unknownSingle Family_ | unknownSingle Family_FALSE
Water_00007463 | SITE_00662 | Room_00012516 | Bathroom_3 | Bathroom | Shower | 2 | 2.4533 | 2 | 2.6 |  | Primary | Daily / Almost Daily | N/A | Bag | 0.8492 |  | 2.208 |  | WA | Single Family | Shower | 1181 | 3805.5 | Single Family | TRUE | FALSE | TRUE | TRUE | TRUE | 7611 | 8402.544 | Single Family_TRUE | Single Family_FALSE | Single Family_TRUE | Single Family_TRUE | Single Family_TRUE | 2.0gpm | 2.0gpmSingle Family_TRUE | 2.0gpmSingle Family_TRUE
Water_00007464 | SITE_00662 | Room_00012522 | Bathroom_4 | Bathroom | Shower | 2.5 | 1.8867 | 2.5 | 2 |  | Secondary | A few times per month | N/A | Bag | 0.8492 |  | 1.698 |  | WA | Single Family | Shower | 1181 | 3805.5 | Single Family | TRUE | FALSE | TRUE | TRUE | TRUE | 9513.75 | 6461.739 | Single Family_TRUE | Single Family_FALSE | Single Family_TRUE | Single Family_TRUE | Single Family_TRUE | 2.5gpm | 2.5gpmSingle Family_TRUE | 2.5gpmSingle Family_TRUE
Water_00007465 | SITE_00662 | Room_00012522 | Bathroom_4 | Bathroom | Bathroom Faucet | 2 | 2.2111 | 2 | 2.5 |  | N/A | N/A | N/A | Bag | 0.796 |  | 1.99 |  | WA | Single Family | Bathroom Faucet | 1181 | 3805.5 | Single Family | FALSE | FALSE |  |  |  | 7611 | 7572.945 | Single Family_FALSE | Single Family_FALSE | Single Family_ | Single Family_ | Single Family_ | unknown | unknownSingle Family_ | unknownSingle Family_FALSE
Water_00007466 | SITE_00440 | Room_00009727 | Living Room_1 | Living Room | Kitchen Faucet | 2.2 | 1.7689 | 2.2 | 2 |  | N/A | N/A | N/A | Bag | 0.796 |  | 1.592 |  | WA | Multifamily Residence | Kitchen Faucet | 960 | 687.85 | Multifamily Residence | FALSE | FALSE |  |  |  | 1513.27 | 1095.0572 | Multifamily Residence_FALSE | Multifamily Residence_FALSE | Multifamily Residence_ | Multifamily Residence_ | Multifamily Residence_ | unknown | unknownMultifamily Residence_ | unknownMultifamily Residence_FALSE
Water_00007467 | SITE_00440 | Room_00009728 | Bathroom_1 | Bathroom | Bathroom Faucet | 1.5 | 1.15 | 1.5 | 1.3 |  | N/A | N/A | N/A | Bag | 0.796 |  | 1.035 |  | WA | Multifamily Residence | Bathroom Faucet | 960 | 687.85 | Multifamily Residence | FALSE | FALSE |  |  |  | 1031.775 | 711.9248 | Multifamily Residence_FALSE | Multifamily Residence_FALSE | Multifamily Residence_ | Multifamily Residence_ | Multifamily Residence_ | unknown | unknownMultifamily Residence_ | unknownMultifamily Residence_FALSE
Water_00007468 | SITE_00440 | Room_00009728 | Bathroom_1 | Bathroom | Shower | 2.5 | 2.7367 | 2.5 | 2.9 |  | Primary | A few times per week | N/A | Bag | 0.8492 |  | 2.463 |  | WA | Multifamily Residence | Shower | 960 | 687.85 | Multifamily Residence | TRUE | FALSE | TRUE | TRUE | TRUE | 1719.625 | 1694.1746 | Multifamily Residence_TRUE | Multifamily Residence_FALSE | Multifamily Residence_TRUE | Multifamily Residence_TRUE | Multifamily Residence_TRUE | 2.5gpm | 2.5gpmMultifamily Residence_TRUE | 2.5gpmMultifamily Residence_TRUE
Water_00007469 | SITE_00765 | Room_00013944 | Kitchen_1 | Kitchen | Kitchen Faucet | 1.7689 | 1.7689 |  | 2 |  | N/A | N/A | N/A | Bag | 0.796 |  | 1.592 |  | WA | Single Family | Kitchen Faucet | 1284 | 3931.6 | Single Family | FALSE | FALSE |  |  |  | 6954.5636 | 6259.1072 | Single Family_FALSE | Single Family_FALSE | Single Family_ | Single Family_ | Single Family_ | unknown | unknownSingle Family_ | unknownSingle Family_FALSE
Water_00007470 | SITE_00765 | Room_00013948 | Bathroom_1 | Bathroom | Bathroom Faucet | 1.3267 | 1.3267 |  | 1.5 |  | N/A | N/A | N/A | Bag | 0.796 |  | 1.194 |  | WA | Single Family | Bathroom Faucet | 1284 | 3931.6 | Single Family | FALSE | FALSE |  |  |  | 5215.9227 | 4694.3304 | Single Family_FALSE | Single Family_FALSE | Single Family_ | Single Family_ | Single Family_ | unknown | unknownSingle Family_ | unknownSingle Family_FALSE
Water_00007471 | SITE_00765 | Room_00013948 | Bathroom_1 | Bathroom | Shower | 1.4156 | 1.4156 |  | 1.5 |  | All used about the same | Daily / Almost Daily | N/A | Bag | 0.8492 |  | 1.274 |  | WA | Single Family | Shower | 1284 | 3931.6 | Single Family | TRUE | FALSE | TRUE | TRUE | TRUE | 5565.3982 | 5008.8584 | Single Family_TRUE | Single Family_FALSE | Single Family_TRUE | Single Family_TRUE | Single Family_TRUE | <1.5gpm | <1.5gpmSingle Family_TRUE | <1.5gpmSingle Family_TRUE
Water_00007472 | SITE_00765 | Room_00013948 | Bathroom_1 | Bathroom | Shower | unknown |  |  |  | Unknown | All used about the same | Daily / Almost Daily | N/A | Bag | 0.8492 |  |  | Unknown | WA | Single Family | Shower | 1284 | 3931.6 | Single Family | TRUE | FALSE | FALSE | FALSE | FALSE | 0 | 0 | Single Family_TRUE | Single Family_FALSE | Single Family_FALSE | Single Family_FALSE | Single Family_FALSE | unknown | unknownSingle Family_FALSE | unknownSingle Family_TRUE
Water_00007473 | SITE_00765 | Room_00013951 | Bathroom_2 | Bathroom | Bathroom Faucet | 1.5 | 1.7689 | 1.5 | 2 |  | N/A | N/A | N/A | Bag | 0.796 |  | 1.592 |  | WA | Single Family | Bathroom Faucet | 1284 | 3931.6 | Single Family | FALSE | FALSE |  |  |  | 5897.4 | 6259.1072 | Single Family_FALSE | Single Family_FALSE | Single Family_ | Single Family_ | Single Family_ | unknown | unknownSingle Family_ | unknownSingle Family_FALSE
Water_00007474 | SITE_00765 | Room_00013951 | Bathroom_2 | Bathroom | Shower / Bathtub combo with diverter valve | 2.8311 | 2.8311 |  | 3 |  | All used about the same | Daily / Almost Daily | N/A | Bag | 0.8492 |  | 2.548 |  | WA | Single Family | Shower | 1284 | 3931.6 | Single Family | TRUE | TRUE | TRUE | TRUE | TRUE | 11130.7964 | 10017.7168 | Single Family_TRUE | Single Family_TRUE | Single Family_TRUE | Single Family_TRUE | Single Family_TRUE | gt2.5gpm | gt2.5gpmSingle Family_TRUE | gt2.5gpmSingle Family_TRUE
Water_00007475 | SITE_00460 | Room_00009900 | Kitchen_1 | Kitchen | Kitchen Faucet | 2.2111 | 2.2111 |  | 2.5 |  | N/A | N/A | N/A | Bag | 0.796 |  | 1.99 |  | WA | Multifamily Residence | Kitchen Faucet | 980 | 687.85 | Multifamily Residence | FALSE | FALSE |  |  |  | 1520.9128 | 1368.8215 | Multifamily Residence_FALSE | Multifamily Residence_FALSE | Multifamily Residence_ | Multifamily Residence_ | Multifamily Residence_ | unknown | unknownMultifamily Residence_ | unknownMultifamily Residence_FALSE
Water_00007476 | SITE_00460 | Room_00009905 | Bathroom_1 | Bathroom | Bathroom Faucet | 1.7689 | 1.7689 |  | 2 |  | N/A | N/A | N/A | Bag | 0.796 |  | 1.592 |  | WA | Multifamily Residence | Bathroom Faucet | 980 | 687.85 | Multifamily Residence | FALSE | FALSE |  |  |  | 1216.7302 | 1095.0572 | Multifamily Residence_FALSE | Multifamily Residence_FALSE | Multifamily Residence_ | Multifamily Residence_ | Multifamily Residence_ | unknown | unknownMultifamily Residence_ | unknownMultifamily Residence_FALSE
Water_00007477 | SITE_00460 | Room_00009905 | Bathroom_1 | Bathroom | Shower | 2 | 2.3589 | 2 | 2.5 |  | Primary | Daily / Almost Daily | N/A | Bag | 0.8492 |  | 2.123 |  | WA | Multifamily Residence | Shower | 980 | 687.85 | Multifamily Residence | TRUE | FALSE | TRUE | TRUE | TRUE | 1375.7 | 1460.3056 | Multifamily Residence_TRUE | Multifamily Residence_FALSE | Multifamily Residence_TRUE | Multifamily Residence_TRUE | Multifamily Residence_TRUE | 2.0gpm | 2.0gpmMultifamily Residence_TRUE | 2.0gpmMultifamily Residence_TRUE
Water_00007478 | SITE_00460 | Room_00009907 | Bathroom_2 | Bathroom | Bathroom Faucet | 2.2 | 2.4767 | 2.2 | 2.8 |  | N/A | N/A | N/A | Bag | 0.796 |  | 2.229 |  | WA | Multifamily Residence | Bathroom Faucet | 980 | 687.85 | Multifamily Residence | FALSE | FALSE |  |  |  | 1513.27 | 1533.2177 | Multifamily Residence_FALSE | Multifamily Residence_FALSE | Multifamily Residence_ | Multifamily Residence_ | Multifamily Residence_ | unknown | unknownMultifamily Residence_ | unknownMultifamily Residence_FALSE
Water_00007479 | SITE_00704 | Room_00012989 | Kitchen_1 | Kitchen | Kitchen Faucet | 2.6533 | 2.6533 |  | 3 |  | N/A | N/A | N/A | Bag | 0.796 |  | 2.388 |  | WA | Single Family | Kitchen Faucet | 1223 | 3931.6 | Single Family | FALSE | FALSE |  |  |  | 10431.8453 | 9388.6608 | Single Family_FALSE | Single Family_FALSE | Single Family_ | Single Family_ | Single Family_ | unknown | unknownSingle Family_ | unknownSingle Family_FALSE
Water_00007480 | SITE_00704 | Room_00012992 | Bathroom_1 | Bathroom | Shower | 2.5 | 3.1133 | 2.5 | 3.3 |  | Primary | Daily / Almost Daily | N/A | Bag | 0.8492 |  | 2.802 |  | WA | Single Family | Shower | 1223 | 3931.6 | Single Family | TRUE | FALSE | TRUE | TRUE | TRUE | 9829 | 11016.3432 | Single Family_TRUE | Single Family_FALSE | Single Family_TRUE | Single Family_TRUE | Single Family_TRUE | 2.5gpm | 2.5gpmSingle Family_TRUE | 2.5gpmSingle Family_TRUE
Water_00007481 | SITE_00704 | Room_00012992 | Bathroom_1 | Bathroom | Bathroom Faucet | 2.6533 | 2.6533 |  | 3 |  | N/A | N/A | N/A | Bag | 0.796 |  | 2.388 |  | WA | Single Family | Bathroom Faucet | 1223 | 3931.6 | Single Family | FALSE | FALSE |  |  |  | 10431.8453 | 9388.6608 | Single Family_FALSE | Single Family_FALSE | Single Family_ | Single Family_ | Single Family_ | unknown | unknownSingle Family_ | unknownSingle Family_FALSE
Water_00007482 | SITE_00665 | Room_00012569 | Bathroom_6 | Bathroom | Bathroom Faucet | 1.15 | 1.15 |  | 1.3 |  | N/A | N/A | N/A | Bag | 0.796 |  | 1.035 |  | WA | Manufactured | Bathroom Faucet | 1184 | 1628.92 | Manufactured | FALSE | FALSE |  |  |  | 1873.258 | 1685.9322 | Manufactured_FALSE | Manufactured_FALSE | Manufactured_ | Manufactured_ | Manufactured_ | unknown | unknownManufactured_ | unknownManufactured_FALSE
Water_00007483 | SITE_00665 | Room_00012569 | Bathroom_6 | Bathroom | Shower | 2.17 | 2.17 |  | 2.3 |  | All used about the same | Daily / Almost Daily | N/A | Bag | 0.8492 |  | 1.953 |  | WA | Manufactured | Shower | 1184 | 1628.92 | Manufactured | TRUE | FALSE | TRUE | TRUE | TRUE | 3534.7564 | 3181.2808 | Manufactured_TRUE | Manufactured_FALSE | Manufactured_TRUE | Manufactured_TRUE | Manufactured_TRUE | 2.5gpm | 2.5gpmManufactured_TRUE | 2.5gpmManufactured_TRUE
Water_00007484 | SITE_00702 | Room_00012964 | Bathroom_6 | Bathroom | Shower / Bathtub combo with diverter valve | 2.5 | 1.8867 | 2.5 | 2 |  | Primary | Daily / Almost Daily | N/A | Bag | 0.8492 |  | 1.698 |  | WA | Single Family | Shower | 1221 | 3805.5 | Single Family | TRUE | TRUE | TRUE | TRUE | TRUE | 9513.75 | 6461.739 | Single Family_TRUE | Single Family_TRUE | Single Family_TRUE | Single Family_TRUE | Single Family_TRUE | 2.5gpm | 2.5gpmSingle Family_TRUE | 2.5gpmSingle Family_TRUE
Water_00007485 | SITE_00702 | Room_00012964 | Bathroom_6 | Bathroom | Bathroom Faucet | 2 | 2.2111 | 2 | 2.5 |  | N/A | N/A | N/A | Bag | 0.796 |  | 1.99 |  | WA | Single Family | Bathroom Faucet | 1221 | 3805.5 | Single Family | FALSE | FALSE |  |  |  | 7611 | 7572.945 | Single Family_FALSE | Single Family_FALSE | Single Family_ | Single Family_ | Single Family_ | unknown | unknownSingle Family_ | unknownSingle Family_FALSE
Water_00007486 | SITE_00787 | Room_00014267 | Kitchen_1 | Kitchen | Kitchen Faucet | 2.5644 | 2.5644 |  | 2.9 |  | N/A | N/A | N/A | Bag | 0.796 |  | 2.308 |  | WA | Single Family | Kitchen Faucet | 1306 | 3931.6 | Single Family | FALSE | FALSE |  |  |  | 10082.3698 | 9074.1328 | Single Family_FALSE | Single Family_FALSE | Single Family_ | Single Family_ | Single Family_ | unknown | unknownSingle Family_ | unknownSingle Family_FALSE
Water_00007487 | SITE_00787 | Room_00014268 | Bathroom_1 | Bathroom | Bathroom Faucet | 1.7689 | 1.7689 |  | 2 |  | N/A | N/A | N/A | Bag | 0.796 |  | 1.592 |  | WA | Single Family | Bathroom Faucet | 1306 | 3931.6 | Single Family | FALSE | FALSE |  |  |  | 6954.5636 | 6259.1072 | Single Family_FALSE | Single Family_FALSE | Single Family_ | Single Family_ | Single Family_ | unknown | unknownSingle Family_ | unknownSingle Family_FALSE
Water_00007488 | SITE_00787 | Room_00014268 | Bathroom_1 | Bathroom | Shower / Bathtub combo with diverter valve | 2.5 | 2.6422 | 2.5 | 2.8 |  | Primary | Daily / Almost Daily | N/A | Bag | 0.8492 |  | 2.378 |  | WA | Single Family | Shower | 1306 | 3931.6 | Single Family | TRUE | TRUE | TRUE | TRUE | TRUE | 9829 | 9349.3448 | Single Family_TRUE | Single Family_TRUE | Single Family_TRUE | Single Family_TRUE | Single Family_TRUE | 2.5gpm | 2.5gpmSingle Family_TRUE | 2.5gpmSingle Family_TRUE
Water_00007489 | SITE_00457 | Room_00009873 | Kitchen_1 | Kitchen | Kitchen Faucet | 1.2378 | 1.2378 |  | 1.4 |  | N/A | N/A | N/A | Bag | 0.796 |  | 1.114 |  | WA | Manufactured | Kitchen Faucet | 977 | 1628.92 | Manufactured | FALSE | FALSE |  |  |  | 2016.241 | 1814.6169 | Manufactured_FALSE | Manufactured_FALSE | Manufactured_ | Manufactured_ | Manufactured_ | unknown | unknownManufactured_ | unknownManufactured_FALSE
Water_00007490 | SITE_00457 | Room_00009875 | Bathroom_1 | Bathroom | Bathroom Faucet | 4.4222 | 4.4222 |  | 5 |  | N/A | N/A | N/A | Bag | 0.796 |  | 3.98 |  | WA | Manufactured | Bathroom Faucet | 977 | 1628.92 | Manufactured | FALSE | FALSE |  |  |  | 7203.4462 | 6483.1016 | Manufactured_FALSE | Manufactured_FALSE | Manufactured_ | Manufactured_ | Manufactured_ | unknown | unknownManufactured_ | unknownManufactured_FALSE
Water_00007491 | SITE_00457 | Room_00009875 | Bathroom_1 | Bathroom | Shower / Bathtub combo with diverter valve | 2.5 | 2.8311 | 2.5 | 3 |  | Primary | Daily / Almost Daily | N/A | Bag | 0.8492 |  | 2.548 |  | WA | Manufactured | Shower | 977 | 1628.92 | Manufactured | TRUE | TRUE | TRUE | TRUE | TRUE | 4072.3 | 4150.4882 | Manufactured_TRUE | Manufactured_TRUE | Manufactured_TRUE | Manufactured_TRUE | Manufactured_TRUE | 2.5gpm | 2.5gpmManufactured_TRUE | 2.5gpmManufactured_TRUE
Water_00007492 | SITE_00498 | Room_00010335 | Kitchen_1 | Kitchen | Kitchen Faucet | 2.2 | 1.9456 | 2.2 | 2.2 |  | N/A | N/A | N/A | Bag | 0.796 |  | 1.751 |  | WA | Single Family | Kitchen Faucet | 1018 | 3931.6 | Single Family | FALSE | FALSE |  |  |  | 8649.52 | 6884.2316 | Single Family_FALSE | Single Family_FALSE | Single Family_ | Single Family_ | Single Family_ | unknown | unknownSingle Family_ | unknownSingle Family_FALSE
Water_00007493 | SITE_00498 | Room_00010337 | Bathroom_1 | Bathroom | Bathroom Faucet | 1.5 | 1.4156 | 1.5 | 1.6 |  | N/A | N/A | N/A | Bag | 0.796 |  | 1.274 |  | WA | Single Family | Bathroom Faucet | 1018 | 3931.6 | Single Family | FALSE | FALSE |  |  |  | 5897.4 | 5008.8584 | Single Family_FALSE | Single Family_FALSE | Single Family_ | Single Family_ | Single Family_ | unknown | unknownSingle Family_ | unknownSingle Family_FALSE
Water_00007494 | SITE_00498 | Room_00010341 | Bathroom_2 | Bathroom | Bathroom Faucet | 1.5 | 1.3267 | 1.5 | 1.5 |  | N/A | N/A | N/A | Bag | 0.796 |  | 1.194 |  | WA | Single Family | Bathroom Faucet | 1018 | 3931.6 | Single Family | FALSE | FALSE |  |  |  | 5897.4 | 4694.3304 | Single Family_FALSE | Single Family_FALSE | Single Family_ | Single Family_ | Single Family_ | unknown | unknownSingle Family_ | unknownSingle Family_FALSE
Water_00007495 | SITE_00498 | Room_00010341 | Bathroom_2 | Bathroom | Bathroom Faucet | 1.5 | 1.3267 | 1.5 | 1.5 |  | N/A | N/A | N/A | Bag | 0.796 |  | 1.194 |  | WA | Single Family | Bathroom Faucet | 1018 | 3931.6 | Single Family | FALSE | FALSE |  |  |  | 5897.4 | 4694.3304 | Single Family_FALSE | Single Family_FALSE | Single Family_ | Single Family_ | Single Family_ | unknown | unknownSingle Family_ | unknownSingle Family_FALSE
Water_00007496 | SITE_00498 | Room_00010341 | Bathroom_2 | Bathroom | Shower | 2.5 | 2.8311 | 2.5 | 3 |  | Primary | Daily / Almost Daily | N/A | Bag | 0.8492 |  | 2.548 |  | WA | Single Family | Shower | 1018 | 3931.6 | Single Family | TRUE | FALSE | TRUE | TRUE | TRUE | 9829 | 10017.7168 | Single Family_TRUE | Single Family_FALSE | Single Family_TRUE | Single Family_TRUE | Single Family_TRUE | 2.5gpm | 2.5gpmSingle Family_TRUE | 2.5gpmSingle Family_TRUE
Water_00007497 | SITE_00439 | Room_00009726 | Kitchen_2 | Kitchen | Kitchen Faucet | 0.88444 | 0.88444 |  | 1 |  | N/A | N/A | N/A | Bag | 0.796 |  | 0.796 |  | WA | Single Family | Kitchen Faucet | 959 | 3805.5 | Single Family | FALSE | FALSE |  |  |  | 3365.7533 | 3029.178 | Single Family_FALSE | Single Family_FALSE | Single Family_ | Single Family_ | Single Family_ | unknown | unknownSingle Family_ | unknownSingle Family_FALSE
Water_00007498 | SITE_00744 | Room_00013592 | Kitchen_1 | Kitchen | Kitchen Faucet | 1.9456 | 1.9456 |  | 2.2 |  | N/A | N/A | N/A | Bag | 0.796 |  | 1.751 |  | WA | Manufactured | Kitchen Faucet | 1263 | 1628.92 | Manufactured | FALSE | FALSE |  |  |  | 3169.1544 | 2852.2389 | Manufactured_FALSE | Manufactured_FALSE | Manufactured_ | Manufactured_ | Manufactured_ | unknown | unknownManufactured_ | unknownManufactured_FALSE
Water_00007499 | SITE_00744 | Room_00013598 | Bathroom_1 | Bathroom | Bathroom Faucet | 0.5 | 3.98 | 0.5 | 4.5 |  | N/A | N/A | N/A | Bag | 0.796 |  | 3.582 |  | WA | Manufactured | Bathroom Faucet | 1263 | 1628.92 | Manufactured | FALSE | FALSE |  |  |  | 814.46 | 5834.7914 | Manufactured_FALSE | Manufactured_FALSE | Manufactured_ | Manufactured_ | Manufactured_ | unknown | unknownManufactured_ | unknownManufactured_FALSE
Water_00007500 | SITE_00744 | Room_00013598 | Bathroom_1 | Bathroom | Shower / Bathtub combo with diverter valve | 2.5 | 2.6422 | 2.5 | 2.8 |  | Primary | Daily / Almost Daily | N/A | Bag | 0.8492 |  | 2.378 |  | WA | Manufactured | Shower | 1263 | 1628.92 | Manufactured | TRUE | TRUE | TRUE | TRUE | TRUE | 4072.3 | 3873.5718 | Manufactured_TRUE | Manufactured_TRUE | Manufactured_TRUE | Manufactured_TRUE | Manufactured_TRUE | 2.5gpm | 2.5gpmManufactured_TRUE | 2.5gpmManufactured_TRUE
Water_00007501 | SITE_00773 | Room_00014063 | Kitchen_1 | Kitchen | Kitchen Faucet | 1.3267 | 1.3267 |  | 1.5 |  | N/A | N/A | N/A | Bag | 0.796 |  | 1.194 |  | WA | Single Family | Kitchen Faucet | 1292 | 3805.5 | Single Family | FALSE | FALSE |  |  |  | 5048.63 | 4543.767 | Single Family_FALSE | Single Family_FALSE | Single Family_ | Single Family_ | Single Family_ | unknown | unknownSingle Family_ | unknownSingle Family_FALSE
Water_00007502 | SITE_00773 | Room_00014065 | Bathroom_1 | Bathroom | Bathroom Faucet | 1.3267 | 1.3267 |  | 1.5 |  | N/A | N/A | N/A | Bag | 0.796 |  | 1.194 |  | WA | Single Family | Bathroom Faucet | 1292 | 3805.5 | Single Family | FALSE | FALSE |  |  |  | 5048.63 | 4543.767 | Single Family_FALSE | Single Family_FALSE | Single Family_ | Single Family_ | Single Family_ | unknown | unknownSingle Family_ | unknownSingle Family_FALSE
Water_00007503 | SITE_00773 | Room_00014065 | Bathroom_1 | Bathroom | Shower | 2.5 | 1.51 | 2.5 | 1.6 |  | Secondary | A few times per month | N/A | Bag | 0.8492 |  | 1.359 |  | WA | Single Family | Shower | 1292 | 3805.5 | Single Family | TRUE | FALSE | TRUE | TRUE | TRUE | 9513.75 | 5171.6745 | Single Family_TRUE | Single Family_FALSE | Single Family_TRUE | Single Family_TRUE | Single Family_TRUE | 2.5gpm | 2.5gpmSingle Family_TRUE | 2.5gpmSingle Family_TRUE
Water_00007504 | SITE_00773 | Room_00014075 | Bathroom_2 | Bathroom | Bathroom Faucet | 5.3067 | 5.3067 |  | 6 |  | N/A | N/A | N/A | Bag | 0.796 |  | 4.776 |  | WA | Single Family | Bathroom Faucet | 1292 | 3805.5 | Single Family | FALSE | FALSE |  |  |  | 20194.52 | 18175.068 | Single Family_FALSE | Single Family_FALSE | Single Family_ | Single Family_ | Single Family_ | unknown | unknownSingle Family_ | unknownSingle Family_FALSE
Water_00007505 | SITE_00773 | Room_00014075 | Bathroom_2 | Bathroom | Shower / Bathtub combo with diverter valve | 2.5 |  | 2.5 |  | Unknown | Never / rarely used | Never | Cannot turn shower on, no water flowing to head | Bag | 0.8492 |  |  | Unknown | WA | Single Family | Shower | 1292 | 3805.5 | Single Family | TRUE | TRUE | TRUE | FALSE | FALSE | 9513.75 | 0 | Single Family_TRUE | Single Family_TRUE | Single Family_TRUE | Single Family_FALSE | Single Family_FALSE | unknown | unknownSingle Family_FALSE | unknownSingle Family_TRUE
Water_00007506 | SITE_00449 | Room_00009804 | Kitchen_1 | Kitchen | Kitchen Faucet | 1.8578 | 1.8578 |  | 2.1 |  | N/A | N/A | N/A | Bag | 0.796 |  | 1.672 |  | WA | Multifamily Residence | Kitchen Faucet | 969 | 1819.67 | Multifamily Residence | FALSE | FALSE |  |  |  | 3380.5425 | 3042.4882 | Multifamily Residence_FALSE | Multifamily Residence_FALSE | Multifamily Residence_ | Multifamily Residence_ | Multifamily Residence_ | unknown | unknownMultifamily Residence_ | unknownMultifamily Residence_FALSE
Water_00007507 | SITE_00449 | Room_00009811 | Bathroom_1 | Bathroom | Bathroom Faucet | 2 | 2.2111 | 2 | 2.5 |  | N/A | N/A | N/A | Bag | 0.796 |  | 1.99 |  | WA | Multifamily Residence | Bathroom Faucet | 969 | 1819.67 | Multifamily Residence | FALSE | FALSE |  |  |  | 3639.34 | 3621.1433 | Multifamily Residence_FALSE | Multifamily Residence_FALSE | Multifamily Residence_ | Multifamily Residence_ | Multifamily Residence_ | unknown | unknownMultifamily Residence_ | unknownMultifamily Residence_FALSE
Water_00007508 | SITE_00449 | Room_00009812 | Bathroom_2 | Bathroom | Bathroom Faucet | 1 | 0.70778 | 1 | 0.8 |  | N/A | N/A | N/A | Bag | 0.796 |  | 0.637 |  | WA | Multifamily Residence | Bathroom Faucet | 969 | 1819.67 | Multifamily Residence | FALSE | FALSE |  |  |  | 1819.67 | 1159.1298 | Multifamily Residence_FALSE | Multifamily Residence_FALSE | Multifamily Residence_ | Multifamily Residence_ | Multifamily Residence_ | unknown | unknownMultifamily Residence_ | unknownMultifamily Residence_FALSE
Water_00007509 | SITE_00449 | Room_00009812 | Bathroom_2 | Bathroom | Shower / Bathtub combo with diverter valve | unknown |  |  |  | Unknown | Primary | A few times per week | Dual head | Bag | 0.8492 |  |  | Unknown | WA | Multifamily Residence | Shower | 969 | 1819.67 | Multifamily Residence | TRUE | TRUE | FALSE | FALSE | FALSE | 0 | 0 | Multifamily Residence_TRUE | Multifamily Residence_TRUE | Multifamily Residence_FALSE | Multifamily Residence_FALSE | Multifamily Residence_FALSE | unknown | unknownMultifamily Residence_FALSE | unknownMultifamily Residence_TRUE
Water_00007510 | SITE_00759 | Room_00013831 | Bathroom_1 | Bathroom | Bathroom Faucet | 2.2 | 1.5922 | 2.2 | 1.8 |  | N/A | N/A | N/A | Bag | 0.796 |  | 1.433 |  | WA | Single Family | Bathroom Faucet | 1278 | 3931.6 | Single Family | FALSE | FALSE |  |  |  | 8649.52 | 5633.9828 | Single Family_FALSE | Single Family_FALSE | Single Family_ | Single Family_ | Single Family_ | unknown | unknownSingle Family_ | unknownSingle Family_FALSE
Water_00007511 | SITE_00759 | Room_00013831 | Bathroom_1 | Bathroom | Shower / Bathtub combo with diverter valve | 2 | 2.0756 | 2 | 2.2 |  | Secondary | A few times per month | N/A | Bag | 0.8492 |  | 1.868 |  | WA | Single Family | Shower | 1278 | 3931.6 | Single Family | TRUE | TRUE | TRUE | TRUE | TRUE | 7863.2 | 7344.2288 | Single Family_TRUE | Single Family_TRUE | Single Family_TRUE | Single Family_TRUE | Single Family_TRUE | 2.0gpm | 2.0gpmSingle Family_TRUE | 2.0gpmSingle Family_TRUE
Water_00007512 | SITE_00759 | Room_00013836 | Bathroom_2 | Bathroom | Bathroom Faucet | 2.2 | 1.9456 | 2.2 | 2.2 |  | N/A | N/A | N/A | Bag | 0.796 |  | 1.751 |  | WA | Single Family | Bathroom Faucet | 1278 | 3931.6 | Single Family | FALSE | FALSE |  |  |  | 8649.52 | 6884.2316 | Single Family_FALSE | Single Family_FALSE | Single Family_ | Single Family_ | Single Family_ | unknown | unknownSingle Family_ | unknownSingle Family_FALSE
Water_00007513 | SITE_00759 | Room_00013836 | Bathroom_2 | Bathroom | Shower | 2.5 | 2.7367 | 2.5 | 2.9 |  | Primary | Daily / Almost Daily | N/A | Bag | 0.8492 |  | 2.463 |  | WA | Single Family | Shower | 1278 | 3931.6 | Single Family | TRUE | FALSE | TRUE | TRUE | TRUE | 9829 | 9683.5308 | Single Family_TRUE | Single Family_FALSE | Single Family_TRUE | Single Family_TRUE | Single Family_TRUE | 2.5gpm | 2.5gpmSingle Family_TRUE | 2.5gpmSingle Family_TRUE
Water_00007514 | SITE_00759 | Room_00013836 | Bathroom_2 | Bathroom | Bathtub | unknown |  |  |  | N/A | N/A | N/A | N/A | Unknown |  | N/A |  | N/A | WA | Single Family | Bathtub | 1278 | 3931.6 | Single Family | FALSE | FALSE |  |  |  | 0 | 0 | Single Family_FALSE | Single Family_FALSE | Single Family_ | Single Family_ | Single Family_ | unknown | unknownSingle Family_ | unknownSingle Family_FALSE
Water_00007515 | SITE_00759 | Room_00013837 | Bathroom_3 | Bathroom | Bathroom Faucet | 2.2 | 1.4156 | 2.2 | 1.6 |  | N/A | N/A | N/A | Bag | 0.796 |  | 1.274 |  | WA | Single Family | Bathroom Faucet | 1278 | 3931.6 | Single Family | FALSE | FALSE |  |  |  | 8649.52 | 5008.8584 | Single Family_FALSE | Single Family_FALSE | Single Family_ | Single Family_ | Single Family_ | unknown | unknownSingle Family_ | unknownSingle Family_FALSE
Water_00007516 | SITE_00759 | Room_00013840 | Kitchen_1 | Kitchen | Kitchen Faucet | 1.8578 | 1.8578 |  | 2.1 |  | N/A | N/A | N/A | Bag | 0.796 |  | 1.672 |  | WA | Single Family | Kitchen Faucet | 1278 | 3931.6 | Single Family | FALSE | FALSE |  |  |  | 7304.0391 | 6573.6352 | Single Family_FALSE | Single Family_FALSE | Single Family_ | Single Family_ | Single Family_ | unknown | unknownSingle Family_ | unknownSingle Family_FALSE
Water_00007517 | SITE_00667 | Room_00012589 | Bathroom_1 | Bathroom | Shower / Bathtub combo with diverter valve | 2.5 | 2.5478 | 2.5 | 2.7 |  | Primary | Daily / Almost Daily | N/A | Bag | 0.8492 |  | 2.293 |  | WA | Manufactured | Shower | 1186 | 1628.92 | Manufactured | TRUE | TRUE | TRUE | TRUE | TRUE | 4072.3 | 3735.1136 | Manufactured_TRUE | Manufactured_TRUE | Manufactured_TRUE | Manufactured_TRUE | Manufactured_TRUE | 2.5gpm | 2.5gpmManufactured_TRUE | 2.5gpmManufactured_TRUE
Water_00007518 | SITE_00667 | Room_00012589 | Bathroom_1 | Bathroom | Bathroom Faucet | 2.2 |  | 2.2 |  | Unknown | N/A | N/A | Shutoff | Bag | 0.796 |  |  | Unknown | WA | Manufactured | Bathroom Faucet | 1186 | 1628.92 | Manufactured | FALSE | FALSE |  |  |  | 3583.624 | 0 | Manufactured_FALSE | Manufactured_FALSE | Manufactured_ | Manufactured_ | Manufactured_ | unknown | unknownManufactured_ | unknownManufactured_FALSE
Water_00007519 | SITE_00667 | Room_00012594 | Kitchen_1 | Kitchen | Kitchen Faucet | 2 |  | 2 |  | Unknown | N/A | N/A | N/A | Bag | 0.796 |  |  | Unknown | WA | Manufactured | Kitchen Faucet | 1186 | 1628.92 | Manufactured | FALSE | FALSE |  |  |  | 3257.84 | 0 | Manufactured_FALSE | Manufactured_FALSE | Manufactured_ | Manufactured_ | Manufactured_ | unknown | unknownManufactured_ | unknownManufactured_FALSE
Water_00007520 | SITE_00667 | Room_00012598 | Bathroom_2 | Bathroom | Bathroom Faucet | 2.2 | 3.98 | 2.2 | 4.5 |  | N/A | N/A | N/A | Bag | 0.796 |  | 3.582 |  | WA | Manufactured | Bathroom Faucet | 1186 | 1628.92 | Manufactured | FALSE | FALSE |  |  |  | 3583.624 | 5834.7914 | Manufactured_FALSE | Manufactured_FALSE | Manufactured_ | Manufactured_ | Manufactured_ | unknown | unknownManufactured_ | unknownManufactured_FALSE
Water_00007521 | SITE_00667 | Room_00012598 | Bathroom_2 | Bathroom | Shower / Bathtub combo with diverter valve | unknown |  |  |  | Unknown | Secondary | A few times per year | Used for storage | Bag | 0.8492 |  |  | Unknown | WA | Manufactured | Shower | 1186 | 1628.92 | Manufactured | TRUE | TRUE | FALSE | FALSE | FALSE | 0 | 0 | Manufactured_TRUE | Manufactured_TRUE | Manufactured_FALSE | Manufactured_FALSE | Manufactured_FALSE | unknown | unknownManufactured_FALSE | unknownManufactured_TRUE
Water_00007522 | SITE_00421 | Room_00009522 | Kitchen_1 | Kitchen | Kitchen Faucet | 1.8 | 2.2111 | 1.8 | 2.5 |  | N/A | N/A | N/A | Bag | 0.796 |  | 1.99 |  | WA | Manufactured | Kitchen Faucet | 941 | 1628.92 | Manufactured | FALSE | FALSE |  |  |  | 2932.056 | 3241.5508 | Manufactured_FALSE | Manufactured_FALSE | Manufactured_ | Manufactured_ | Manufactured_ | unknown | unknownManufactured_ | unknownManufactured_FALSE
Water_00007523 | SITE_00421 | Room_00009524 | Bathroom_1 | Bathroom | Bathroom Faucet | 2 | 2.2111 | 2 | 2.5 |  | N/A | N/A | N/A | Bag | 0.796 |  | 1.99 |  | WA | Manufactured | Bathroom Faucet | 941 | 1628.92 | Manufactured | FALSE | FALSE |  |  |  | 3257.84 | 3241.5508 | Manufactured_FALSE | Manufactured_FALSE | Manufactured_ | Manufactured_ | Manufactured_ | unknown | unknownManufactured_ | unknownManufactured_FALSE
Water_00007524 | SITE_00421 | Room_00009524 | Bathroom_1 | Bathroom | Shower / Bathtub combo with diverter valve | 2 | 1.6989 | 2 | 1.8 |  | Primary | Daily / Almost Daily | N/A | Bag | 0.8492 |  | 1.529 |  | WA | Manufactured | Shower | 941 | 1628.92 | Manufactured | TRUE | TRUE | TRUE | TRUE | TRUE | 3257.84 | 2490.6187 | Manufactured_TRUE | Manufactured_TRUE | Manufactured_TRUE | Manufactured_TRUE | Manufactured_TRUE | 2.0gpm | 2.0gpmManufactured_TRUE | 2.0gpmManufactured_TRUE
Water_00007525 | SITE_00421 | Room_00009528 | Bathroom_2 | Bathroom | Shower / Bathtub combo with diverter valve | 2 | 1.8867 | 2 | 2 |  | Secondary | Daily / Almost Daily | N/A | Bag | 0.8492 |  | 1.698 |  | WA | Manufactured | Shower | 941 | 1628.92 | Manufactured | TRUE | TRUE | TRUE | TRUE | TRUE | 3257.84 | 2765.9062 | Manufactured_TRUE | Manufactured_TRUE | Manufactured_TRUE | Manufactured_TRUE | Manufactured_TRUE | 2.0gpm | 2.0gpmManufactured_TRUE | 2.0gpmManufactured_TRUE
Water_00007526 | SITE_00421 | Room_00009528 | Bathroom_2 | Bathroom | Bathroom Faucet | 2 | 1.5033 | 2 | 1.7 |  | N/A | N/A | N/A | Bag | 0.796 |  | 1.353 |  | WA | Manufactured | Bathroom Faucet | 941 | 1628.92 | Manufactured | FALSE | FALSE |  |  |  | 3257.84 | 2203.9288 | Manufactured_FALSE | Manufactured_FALSE | Manufactured_ | Manufactured_ | Manufactured_ | unknown | unknownManufactured_ | unknownManufactured_FALSE
Water_00007527 | SITE_00707 | Room_00013048 | Bathroom_6 | Bathroom | Shower / Bathtub combo with diverter valve | unknown |  |  |  | Unknown | Unknown | Never | Bathroom still being finished | Bag | 0.8492 |  |  | Unknown | WA | Single Family | Shower | 1226 | 3805.5 | Single Family | TRUE | TRUE | FALSE | FALSE | FALSE | 0 | 0 | Single Family_TRUE | Single Family_TRUE | Single Family_FALSE | Single Family_FALSE | Single Family_FALSE | unknown | unknownSingle Family_FALSE | unknownSingle Family_TRUE
Water_00007528 | SITE_00707 | Room_00013048 | Bathroom_6 | Bathroom | Bathroom Faucet | 1.5 |  | 1.5 |  | Unknown | N/A | N/A | See above notes | Bag | 0.796 |  |  | Unknown | WA | Single Family | Bathroom Faucet | 1226 | 3805.5 | Single Family | FALSE | FALSE |  |  |  | 5708.25 | 0 | Single Family_FALSE | Single Family_FALSE | Single Family_ | Single Family_ | Single Family_ | unknown | unknownSingle Family_ | unknownSingle Family_FALSE
Water_00007529 | SITE_00707 | Room_00013048 | Bathroom_6 | Bathroom | Bathroom Faucet | 1.5 |  | 1.5 |  | Unknown | N/A | N/A | See above notes | Bag | 0.796 |  |  | Unknown | WA | Single Family | Bathroom Faucet | 1226 | 3805.5 | Single Family | FALSE | FALSE |  |  |  | 5708.25 | 0 | Single Family_FALSE | Single Family_FALSE | Single Family_ | Single Family_ | Single Family_ | unknown | unknownSingle Family_ | unknownSingle Family_FALSE
Water_00007530 | SITE_00789 | Room_00014297 | Bathroom_6 | Bathroom | Bathroom Faucet | 2.2 | 2.6533 | 2.2 | 3 |  | N/A | N/A | N/A | Bag | 0.796 |  | 2.388 |  | WA | Single Family | Bathroom Faucet | 1308 | 3931.6 | Single Family | FALSE | FALSE |  |  |  | 8649.52 | 9388.6608 | Single Family_FALSE | Single Family_FALSE | Single Family_ | Single Family_ | Single Family_ | unknown | unknownSingle Family_ | unknownSingle Family_FALSE
Water_00007531 | SITE_00789 | Room_00014297 | Bathroom_6 | Bathroom | Shower / Bathtub combo with diverter valve | 2.5 | 2.3589 | 2.5 | 2.5 |  | Primary | Daily / Almost Daily | N/A | Bag | 0.8492 |  | 2.123 |  | WA | Single Family | Shower | 1308 | 3931.6 | Single Family | TRUE | TRUE | TRUE | TRUE | TRUE | 9829 | 8346.7868 | Single Family_TRUE | Single Family_TRUE | Single Family_TRUE | Single Family_TRUE | Single Family_TRUE | 2.5gpm | 2.5gpmSingle Family_TRUE | 2.5gpmSingle Family_TRUE
Water_00007532 | SITE_00432 | Room_00009658 | Bathroom_6 | Bathroom | Bathroom Faucet | 1.5 | 1.3267 | 1.5 | 1.5 |  | N/A | N/A | N/A | Bag | 0.796 |  | 1.194 |  | WA | Multifamily Residence | Bathroom Faucet | 952 | 687.85 | Multifamily Residence | FALSE | FALSE |  |  |  | 1031.775 | 821.2929 | Multifamily Residence_FALSE | Multifamily Residence_FALSE | Multifamily Residence_ | Multifamily Residence_ | Multifamily Residence_ | unknown | unknownMultifamily Residence_ | unknownMultifamily Residence_FALSE
Water_00007533 | SITE_00432 | Room_00009658 | Bathroom_6 | Bathroom | Shower | 2.5 | 1.8867 | 2.5 | 2 |  | Primary | Daily / Almost Daily | N/A | Bag | 0.8492 |  | 1.698 |  | WA | Multifamily Residence | Shower | 952 | 687.85 | Multifamily Residence | TRUE | FALSE | TRUE | TRUE | TRUE | 1719.625 | 1167.9693 | Multifamily Residence_TRUE | Multifamily Residence_FALSE | Multifamily Residence_TRUE | Multifamily Residence_TRUE | Multifamily Residence_TRUE | 2.5gpm | 2.5gpmMultifamily Residence_TRUE | 2.5gpmMultifamily Residence_TRUE
Water_00007534 | SITE_00646 | Room_00012336 | Bathroom_6 | Bathroom | Bathroom Faucet | 2 | 2.2111 | 2 | 2.5 |  | N/A | N/A | N/A | Bag | 0.796 |  | 1.99 |  | WA | Manufactured | Bathroom Faucet | 1165 | 1628.92 | Manufactured | FALSE | FALSE |  |  |  | 3257.84 | 3241.5508 | Manufactured_FALSE | Manufactured_FALSE | Manufactured_ | Manufactured_ | Manufactured_ | unknown | unknownManufactured_ | unknownManufactured_FALSE
Water_00007535 | SITE_00646 | Room_00012336 | Bathroom_6 | Bathroom | Shower / Bathtub combo with diverter valve | 2.5 | 2.3589 | 2.5 | 2.5 |  | Primary | Daily / Almost Daily | N/A | Bag | 0.8492 |  | 2.123 |  | WA | Manufactured | Shower | 1165 | 1628.92 | Manufactured | TRUE | TRUE | TRUE | TRUE | TRUE | 4072.3 | 3458.1972 | Manufactured_TRUE | Manufactured_TRUE | Manufactured_TRUE | Manufactured_TRUE | Manufactured_TRUE | 2.5gpm | 2.5gpmManufactured_TRUE | 2.5gpmManufactured_TRUE
Water_00007536 | SITE_00646 | Room_00012337 | Bathroom_7 | Bathroom | Bathroom Faucet | 1.5 | 1.7689 | 1.5 | 2 |  | N/A | N/A | N/A | Bag | 0.796 |  | 1.592 |  | WA | Manufactured | Bathroom Faucet | 1165 | 1628.92 | Manufactured | FALSE | FALSE |  |  |  | 2443.38 | 2593.2406 | Manufactured_FALSE | Manufactured_FALSE | Manufactured_ | Manufactured_ | Manufactured_ | unknown | unknownManufactured_ | unknownManufactured_FALSE
Water_00007537 | SITE_00646 | Room_00012337 | Bathroom_7 | Bathroom | Shower / Bathtub combo with diverter valve | 2.5 | 2.3589 | 2.5 | 2.5 |  | Secondary | A few times per year | N/A | Bag | 0.8492 |  | 2.123 |  | WA | Manufactured | Shower | 1165 | 1628.92 | Manufactured | TRUE | TRUE | TRUE | TRUE | TRUE | 4072.3 | 3458.1972 | Manufactured_TRUE | Manufactured_TRUE | Manufactured_TRUE | Manufactured_TRUE | Manufactured_TRUE | 2.5gpm | 2.5gpmManufactured_TRUE | 2.5gpmManufactured_TRUE
Water_00007538 | SITE_00775 | Room_00014089 | Kitchen_1 | Kitchen | Kitchen Faucet | 1.8 | 2.4322 | 1.8 | 2.75 |  | N/A | N/A | N/A | Bag | 0.796 |  | 2.189 |  | WA | Single Family | Kitchen Faucet | 1294 | 3805.5 | Single Family | FALSE | FALSE |  |  |  | 6849.9 | 8330.2395 | Single Family_FALSE | Single Family_FALSE | Single Family_ | Single Family_ | Single Family_ | unknown | unknownSingle Family_ | unknownSingle Family_FALSE
Water_00007539 | SITE_00775 | Room_00014092 | Bathroom_1 | Bathroom | Bathroom Faucet | 2.2111 | 2.2111 |  | 2.5 |  | N/A | N/A | N/A | Bag | 0.796 |  | 1.99 |  | WA | Single Family | Bathroom Faucet | 1294 | 3805.5 | Single Family | FALSE | FALSE |  |  |  | 8414.3833 | 7572.945 | Single Family_FALSE | Single Family_FALSE | Single Family_ | Single Family_ | Single Family_ | unknown | unknownSingle Family_ | unknownSingle Family_FALSE
Water_00007540 | SITE_00775 | Room_00014092 | Bathroom_1 | Bathroom | Shower / Bathtub combo with diverter valve | 1.5 | 1.6511 | 1.5 | 1.75 |  | Unknown | A few times per year | N/A | Bag | 0.8492 |  | 1.486 |  | WA | Single Family | Shower | 1294 | 3805.5 | Single Family | TRUE | TRUE | TRUE | TRUE | TRUE | 5708.25 | 5654.973 | Single Family_TRUE | Single Family_TRUE | Single Family_TRUE | Single Family_TRUE | Single Family_TRUE | 1.5gpm | 1.5gpmSingle Family_TRUE | 1.5gpmSingle Family_TRUE
Water_00007541 | SITE_00775 | Room_00014095 | Bathroom_2 | Bathroom | Bathroom Faucet | 2.2 | 2.4322 | 2.2 | 2.75 |  | N/A | N/A | N/A | Bag | 0.796 |  | 2.189 |  | WA | Single Family | Bathroom Faucet | 1294 | 3805.5 | Single Family | FALSE | FALSE |  |  |  | 8372.1 | 8330.2395 | Single Family_FALSE | Single Family_FALSE | Single Family_ | Single Family_ | Single Family_ | unknown | unknownSingle Family_ | unknownSingle Family_FALSE
Water_00007542 | SITE_00775 | Room_00014095 | Bathroom_2 | Bathroom | Shower | 2 | 2.5944 | 2 | 2.75 |  | Primary | Daily / Almost Daily | N/A | Bag | 0.8492 |  | 2.335 |  | WA | Single Family | Shower | 1294 | 3805.5 | Single Family | TRUE | FALSE | TRUE | TRUE | TRUE | 7611 | 8885.8425 | Single Family_TRUE | Single Family_FALSE | Single Family_TRUE | Single Family_TRUE | Single Family_TRUE | 2.0gpm | 2.0gpmSingle Family_TRUE | 2.0gpmSingle Family_TRUE
Water_00007543 | SITE_00775 | Room_00014099 | Bathroom_3 | Bathroom | Bathroom Faucet | 1.2 | 1.3267 | 1.2 | 1.5 |  | N/A | N/A | N/A | Bag | 0.796 |  | 1.194 |  | WA | Single Family | Bathroom Faucet | 1294 | 3805.5 | Single Family | FALSE | FALSE |  |  |  | 4566.6 | 4543.767 | Single Family_FALSE | Single Family_FALSE | Single Family_ | Single Family_ | Single Family_ | unknown | unknownSingle Family_ | unknownSingle Family_FALSE
Water_00007544 | SITE_00775 | Room_00014099 | Bathroom_3 | Bathroom | Shower / Bathtub combo with diverter valve | 1.6511 | 1.6511 |  | 1.75 |  | Secondary | Daily / Almost Daily | N/A | Bag | 0.8492 |  | 1.486 |  | WA | Single Family | Shower | 1294 | 3805.5 | Single Family | TRUE | TRUE | TRUE | TRUE | TRUE | 6283.3033 | 5654.973 | Single Family_TRUE | Single Family_TRUE | Single Family_TRUE | Single Family_TRUE | Single Family_TRUE | 1.8gpm | 1.8gpmSingle Family_TRUE | 1.8gpmSingle Family_TRUE
Water_00007545 | SITE_00790 | Room_00014300 | Kitchen_1 | Kitchen | Kitchen Faucet | 2.2 | 2.2111 | 2.2 | 2.5 |  | N/A | N/A | N/A | Bag | 0.796 |  | 1.99 |  | WA | Single Family | Kitchen Faucet | 1309 | 3805.5 | Single Family | FALSE | FALSE |  |  |  | 8372.1 | 7572.945 | Single Family_FALSE | Single Family_FALSE | Single Family_ | Single Family_ | Single Family_ | unknown | unknownSingle Family_ | unknownSingle Family_FALSE
Water_00007546 | SITE_00790 | Room_00014305 | Bathroom_1 | Bathroom | Bathroom Faucet | 1.8 | 1.7689 | 1.8 | 2 |  | N/A | N/A | N/A | Bag | 0.796 |  | 1.592 |  | WA | Single Family | Bathroom Faucet | 1309 | 3805.5 | Single Family | FALSE | FALSE |  |  |  | 6849.9 | 6058.356 | Single Family_FALSE | Single Family_FALSE | Single Family_ | Single Family_ | Single Family_ | unknown | unknownSingle Family_ | unknownSingle Family_FALSE
Water_00007547 | SITE_00790 | Room_00014305 | Bathroom_1 | Bathroom | Shower / Bathtub combo with diverter valve | 2.5 | 3.3022 | 2.5 | 3.5 |  | Primary | Daily / Almost Daily | N/A | Bag | 0.8492 |  | 2.972 |  | WA | Single Family | Shower | 1309 | 3805.5 | Single Family | TRUE | TRUE | TRUE | TRUE | TRUE | 9513.75 | 11309.946 | Single Family_TRUE | Single Family_TRUE | Single Family_TRUE | Single Family_TRUE | Single Family_TRUE | 2.5gpm | 2.5gpmSingle Family_TRUE | 2.5gpmSingle Family_TRUE
Water_00007548 | SITE_00673 | Room_00012653 | Kitchen_1 | Kitchen | Kitchen Faucet | 2 | 2.2111 | 2 | 2.5 |  | N/A | N/A | N/A | Bag | 0.796 |  | 1.99 |  | WA | Multifamily Residence | Kitchen Faucet | 1192 | 1819.67 | Multifamily Residence | FALSE | FALSE |  |  |  | 3639.34 | 3621.1433 | Multifamily Residence_FALSE | Multifamily Residence_FALSE | Multifamily Residence_ | Multifamily Residence_ | Multifamily Residence_ | unknown | unknownMultifamily Residence_ | unknownMultifamily Residence_FALSE
Water_00007549 | SITE_00673 | Room_00012655 | Bathroom_1 | Bathroom | Bathroom Faucet | 2 | 2.2111 | 2 | 2.5 |  | N/A | N/A | N/A | Bag | 0.796 |  | 1.99 |  | WA | Multifamily Residence | Bathroom Faucet | 1192 | 1819.67 | Multifamily Residence | FALSE | FALSE |  |  |  | 3639.34 | 3621.1433 | Multifamily Residence_FALSE | Multifamily Residence_FALSE | Multifamily Residence_ | Multifamily Residence_ | Multifamily Residence_ | unknown | unknownMultifamily Residence_ | unknownMultifamily Residence_FALSE
Water_00007550 | SITE_00673 | Room_00012655 | Bathroom_1 | Bathroom | Shower / Bathtub combo with diverter valve | 2.5 | 1.8867 | 2.5 | 2 |  | Primary | Daily / Almost Daily | N/A | Bag | 0.8492 |  | 1.698 |  | WA | Multifamily Residence | Shower | 1192 | 1819.67 | Multifamily Residence | TRUE | TRUE | TRUE | TRUE | TRUE | 4549.175 | 3089.7997 | Multifamily Residence_TRUE | Multifamily Residence_TRUE | Multifamily Residence_TRUE | Multifamily Residence_TRUE | Multifamily Residence_TRUE | 2.5gpm | 2.5gpmMultifamily Residence_TRUE | 2.5gpmMultifamily Residence_TRUE
Water_00007551 | SITE_00653 | Room_00012410 | Bathroom_1 | Bathroom | Bathroom Faucet | 1.7689 | 1.7689 |  | 2 |  | N/A | N/A | N/A | Bag | 0.796 |  | 1.592 |  | WA | Manufactured | Bathroom Faucet | 1172 | 1628.92 | Manufactured | FALSE | FALSE |  |  |  | 2881.3785 | 2593.2406 | Manufactured_FALSE | Manufactured_FALSE | Manufactured_ | Manufactured_ | Manufactured_ | unknown | unknownManufactured_ | unknownManufactured_FALSE
Water_00007552 | SITE_00653 | Room_00012410 | Bathroom_1 | Bathroom | Bathtub | unknown |  |  |  | N/A | N/A | N/A | N/A | Unknown |  | N/A |  | N/A | WA | Manufactured | Bathtub | 1172 | 1628.92 | Manufactured | FALSE | FALSE |  |  |  | 0 | 0 | Manufactured_FALSE | Manufactured_FALSE | Manufactured_ | Manufactured_ | Manufactured_ | unknown | unknownManufactured_ | unknownManufactured_FALSE
Water_00007553 | SITE_00653 | Room_00012413 | Kitchen_1 | Kitchen | Kitchen Faucet | 1.5 | 1.3267 | 1.5 | 1.5 |  | N/A | N/A | N/A | Bag | 0.796 |  | 1.194 |  | WA | Manufactured | Kitchen Faucet | 1172 | 1628.92 | Manufactured | FALSE | FALSE |  |  |  | 2443.38 | 1944.9305 | Manufactured_FALSE | Manufactured_FALSE | Manufactured_ | Manufactured_ | Manufactured_ | unknown | unknownManufactured_ | unknownManufactured_FALSE
Water_00007554 | SITE_00653 | Room_00012416 | Bathroom_2 | Bathroom | Bathroom Faucet | 2.2 | 1.7689 | 2.2 | 2 |  | N/A | N/A | N/A | Bag | 0.796 |  | 1.592 |  | WA | Manufactured | Bathroom Faucet | 1172 | 1628.92 | Manufactured | FALSE | FALSE |  |  |  | 3583.624 | 2593.2406 | Manufactured_FALSE | Manufactured_FALSE | Manufactured_ | Manufactured_ | Manufactured_ | unknown | unknownManufactured_ | unknownManufactured_FALSE
Water_00007555 | SITE_00653 | Room_00012416 | Bathroom_2 | Bathroom | Shower / Bathtub combo with diverter valve | 2.5 | 2.3589 | 2.5 | 2.5 |  | Secondary | A few times per week | N/A | Bag | 0.8492 |  | 2.123 |  | WA | Manufactured | Shower | 1172 | 1628.92 | Manufactured | TRUE | TRUE | TRUE | TRUE | TRUE | 4072.3 | 3458.1972 | Manufactured_TRUE | Manufactured_TRUE | Manufactured_TRUE | Manufactured_TRUE | Manufactured_TRUE | 2.5gpm | 2.5gpmManufactured_TRUE | 2.5gpmManufactured_TRUE
Water_00007556 | SITE_00718 | Room_00013218 | Kitchen_1 | Kitchen | Kitchen Faucet | 2.2 | 1.7689 | 2.2 | 2 |  | N/A | N/A | N/A | Bag | 0.796 |  | 1.592 |  | WA | Multifamily Residence | Kitchen Faucet | 1237 | 1819.67 | Multifamily Residence | FALSE | FALSE |  |  |  | 4003.274 | 2896.9146 | Multifamily Residence_FALSE | Multifamily Residence_FALSE | Multifamily Residence_ | Multifamily Residence_ | Multifamily Residence_ | unknown | unknownMultifamily Residence_ | unknownMultifamily Residence_FALSE
Water_00007557 | SITE_00718 | Room_00013219 | Bathroom_1 | Bathroom | Bathroom Faucet | 1.99 | 1.99 |  | 2.25 |  | N/A | N/A | N/A | Bag | 0.796 |  | 1.791 |  | WA | Multifamily Residence | Bathroom Faucet | 1237 | 1819.67 | Multifamily Residence | FALSE | FALSE |  |  |  | 3621.1433 | 3259.029 | Multifamily Residence_FALSE | Multifamily Residence_FALSE | Multifamily Residence_ | Multifamily Residence_ | Multifamily Residence_ | unknown | unknownMultifamily Residence_ | unknownMultifamily Residence_FALSE
Water_00007558 | SITE_00718 | Room_00013222 | Bathroom_2 | Bathroom | Bathroom Faucet | 2 | 1.5478 | 2 | 1.75 |  | N/A | N/A | N/A | Bag | 0.796 |  | 1.393 |  | WA | Multifamily Residence | Bathroom Faucet | 1237 | 1819.67 | Multifamily Residence | FALSE | FALSE |  |  |  | 3639.34 | 2534.8003 | Multifamily Residence_FALSE | Multifamily Residence_FALSE | Multifamily Residence_ | Multifamily Residence_ | Multifamily Residence_ | unknown | unknownMultifamily Residence_ | unknownMultifamily Residence_FALSE
Water_00007559 | SITE_00718 | Room_00013222 | Bathroom_2 | Bathroom | Shower / Bathtub combo with diverter valve | 1.8867 | 1.8867 |  | 2 |  | Primary | Daily / Almost Daily | N/A | Bag | 0.8492 |  | 1.698 |  | WA | Multifamily Residence | Shower | 1237 | 1819.67 | Multifamily Residence | TRUE | TRUE | TRUE | TRUE | TRUE | 3433.1107 | 3089.7997 | Multifamily Residence_TRUE | Multifamily Residence_TRUE | Multifamily Residence_TRUE | Multifamily Residence_TRUE | Multifamily Residence_TRUE | 2.0gpm | 2.0gpmMultifamily Residence_TRUE | 2.0gpmMultifamily Residence_TRUE
Water_00007560 | SITE_00672 | Room_00012650 | Kitchen_1 | Kitchen | Kitchen Faucet | 4.4222 | 4.4222 |  | 5 |  | N/A | N/A | No flow restriction | Bag | 0.796 |  | 3.98 |  | WA | Multifamily Residence | Kitchen Faucet | 1191 | 1819.67 | Multifamily Residence | FALSE | FALSE |  |  |  | 8046.9851 | 7242.2866 | Multifamily Residence_FALSE | Multifamily Residence_FALSE | Multifamily Residence_ | Multifamily Residence_ | Multifamily Residence_ | unknown | unknownMultifamily Residence_ | unknownMultifamily Residence_FALSE
Water_00007561 | SITE_00672 | Room_00012651 | Bathroom_1 | Bathroom | Bathroom Faucet | 2.6533 | 2.6533 |  | 3 |  | N/A | N/A | N/A | Bag | 0.796 |  | 2.388 |  | WA | Multifamily Residence | Bathroom Faucet | 1191 | 1819.67 | Multifamily Residence | FALSE | FALSE |  |  |  | 4828.1911 | 4345.372 | Multifamily Residence_FALSE | Multifamily Residence_FALSE | Multifamily Residence_ | Multifamily Residence_ | Multifamily Residence_ | unknown | unknownMultifamily Residence_ | unknownMultifamily Residence_FALSE
Water_00007562 | SITE_00672 | Room_00012651 | Bathroom_1 | Bathroom | Shower | 3.3022 | 3.3022 |  | 3.5 |  | Primary | Daily / Almost Daily | N/A | Bag | 0.8492 |  | 2.972 |  | WA | Multifamily Residence | Shower | 1191 | 1819.67 | Multifamily Residence | TRUE | FALSE | TRUE | TRUE | TRUE | 6008.9547 | 5408.0592 | Multifamily Residence_TRUE | Multifamily Residence_FALSE | Multifamily Residence_TRUE | Multifamily Residence_TRUE | Multifamily Residence_TRUE | gt2.5gpm | gt2.5gpmMultifamily Residence_TRUE | gt2.5gpmMultifamily Residence_TRUE
Water_00007563 | SITE_00745 | Room_00013600 | Kitchen_1 | Kitchen | Kitchen Faucet | 1.3267 | 1.3267 |  | 1.5 |  | N/A | N/A | N/A | Bag | 0.796 |  | 1.194 |  | WA | Single Family | Kitchen Faucet | 1264 | 3805.5 | Single Family | FALSE | FALSE |  |  |  | 5048.63 | 4543.767 | Single Family_FALSE | Single Family_FALSE | Single Family_ | Single Family_ | Single Family_ | unknown | unknownSingle Family_ | unknownSingle Family_FALSE
Water_00007564 | SITE_00745 | Room_00013610 | Bathroom_1 | Bathroom | Shower | 2.5 |  | 2.5 | 2.5 |  | Primary | A few times per week | N/A | Unknown |  | N/A |  | N/A | WA | Single Family | Shower | 1264 | 3805.5 | Single Family | TRUE | FALSE | TRUE | FALSE | FALSE | 9513.75 | 0 | Single Family_TRUE | Single Family_FALSE | Single Family_TRUE | Single Family_FALSE | Single Family_FALSE | unknown | unknownSingle Family_FALSE | unknownSingle Family_TRUE
Water_00007565 | SITE_00745 | Room_00013610 | Bathroom_1 | Bathroom | Bathroom Faucet | 2 |  | 2 | 2 |  | N/A | N/A | N/A | Unknown |  | N/A |  | N/A | WA | Single Family | Bathroom Faucet | 1264 | 3805.5 | Single Family | FALSE | FALSE |  |  |  | 7611 | 0 | Single Family_FALSE | Single Family_FALSE | Single Family_ | Single Family_ | Single Family_ | unknown | unknownSingle Family_ | unknownSingle Family_FALSE
Water_00007566 | SITE_00757 | Room_00013797 | Bathroom_1 | Bathroom | Bathroom Faucet | 2 |  | 2 | 2.5 |  | N/A | N/A | N/A | Unknown |  | N/A |  | N/A | WA | Single Family | Bathroom Faucet | 1276 | 3805.5 | Single Family | FALSE | FALSE |  |  |  | 7611 | 0 | Single Family_FALSE | Single Family_FALSE | Single Family_ | Single Family_ | Single Family_ | unknown | unknownSingle Family_ | unknownSingle Family_FALSE
Water_00007567 | SITE_00757 | Room_00013797 | Bathroom_1 | Bathroom | Shower / Bathtub combo with diverter valve | 2 |  | 2 | 2 |  | Secondary | A few times per year | N/A | Unknown |  | N/A |  | N/A | WA | Single Family | Shower | 1276 | 3805.5 | Single Family | TRUE | TRUE | TRUE | FALSE | FALSE | 7611 | 0 | Single Family_TRUE | Single Family_TRUE | Single Family_TRUE | Single Family_FALSE | Single Family_FALSE | unknown | unknownSingle Family_FALSE | unknownSingle Family_TRUE
Water_00007568 | SITE_00757 | Room_00013800 | Bathroom_2 | Bathroom | Shower | 2 |  | 2 | 2.5 |  | Primary | Daily / Almost Daily | N/A | Unknown |  | N/A |  | N/A | WA | Single Family | Shower | 1276 | 3805.5 | Single Family | TRUE | FALSE | TRUE | FALSE | FALSE | 7611 | 0 | Single Family_TRUE | Single Family_FALSE | Single Family_TRUE | Single Family_FALSE | Single Family_FALSE | unknown | unknownSingle Family_FALSE | unknownSingle Family_TRUE
Water_00007569 | SITE_00757 | Room_00013800 | Bathroom_2 | Bathroom | Bathroom Faucet | 2 |  | 2 | 2 |  | N/A | N/A | N/A | Unknown |  | N/A |  | N/A | WA | Single Family | Bathroom Faucet | 1276 | 3805.5 | Single Family | FALSE | FALSE |  |  |  | 7611 | 0 | Single Family_FALSE | Single Family_FALSE | Single Family_ | Single Family_ | Single Family_ | unknown | unknownSingle Family_ | unknownSingle Family_FALSE
Water_00007570 | SITE_00757 | Room_00013806 | Kitchen_1 | Kitchen | Kitchen Faucet | 2 | 1.7689 | 2 | 2 |  | N/A | N/A | N/A | Bag | 0.796 |  | 1.592 |  | WA | Single Family | Kitchen Faucet | 1276 | 3805.5 | Single Family | FALSE | FALSE |  |  |  | 7611 | 6058.356 | Single Family_FALSE | Single Family_FALSE | Single Family_ | Single Family_ | Single Family_ | unknown | unknownSingle Family_ | unknownSingle Family_FALSE
Water_00007571 | SITE_00682 | Room_00012731 | Kitchen_1 | Kitchen | Kitchen Faucet | 3.98 | 3.98 |  | 4.5 |  | N/A | N/A | N/A | Bag | 0.796 |  | 3.582 |  | WA | Multifamily Residence | Kitchen Faucet | 1201 | 1819.67 | Multifamily Residence | FALSE | FALSE |  |  |  | 7242.2866 | 6518.0579 | Multifamily Residence_FALSE | Multifamily Residence_FALSE | Multifamily Residence_ | Multifamily Residence_ | Multifamily Residence_ | unknown | unknownMultifamily Residence_ | unknownMultifamily Residence_FALSE
Water_00007572 | SITE_00682 | Room_00012735 | Bathroom_1 | Bathroom | Shower / Bathtub combo with diverter valve | unknown |  |  | 2.5 |  | Primary | A few times per week | N/A | Unknown |  | N/A |  | N/A | WA | Multifamily Residence | Shower | 1201 | 1819.67 | Multifamily Residence | TRUE | TRUE | FALSE | FALSE | FALSE | 0 | 0 | Multifamily Residence_TRUE | Multifamily Residence_TRUE | Multifamily Residence_FALSE | Multifamily Residence_FALSE | Multifamily Residence_FALSE | unknown | unknownMultifamily Residence_FALSE | unknownMultifamily Residence_TRUE
Water_00007573 | SITE_00682 | Room_00012735 | Bathroom_1 | Bathroom | Bathroom Faucet | 2 |  | 2 | 2 |  | N/A | N/A | N/A | Unknown |  | N/A |  | N/A | WA | Multifamily Residence | Bathroom Faucet | 1201 | 1819.67 | Multifamily Residence | FALSE | FALSE |  |  |  | 3639.34 | 0 | Multifamily Residence_FALSE | Multifamily Residence_FALSE | Multifamily Residence_ | Multifamily Residence_ | Multifamily Residence_ | unknown | unknownMultifamily Residence_ | unknownMultifamily Residence_FALSE
Water_00007574 | SITE_00448 | Room_00009798 | Bathroom_6 | Bathroom | Bathroom Faucet | 1.5 |  | 1.5 | 3.5 |  | N/A | N/A | N/A | Unknown |  | N/A |  | N/A | WA | Multifamily Residence | Bathroom Faucet | 968 | 1819.67 | Multifamily Residence | FALSE | FALSE |  |  |  | 2729.505 | 0 | Multifamily Residence_FALSE | Multifamily Residence_FALSE | Multifamily Residence_ | Multifamily Residence_ | Multifamily Residence_ | unknown | unknownMultifamily Residence_ | unknownMultifamily Residence_FALSE
Water_00007575 | SITE_00448 | Room_00009798 | Bathroom_6 | Bathroom | Shower | unknown |  |  | 3 |  | Primary | A few times per week | N/A | Unknown |  | N/A |  | N/A | WA | Multifamily Residence | Shower | 968 | 1819.67 | Multifamily Residence | TRUE | FALSE | FALSE | FALSE | FALSE | 0 | 0 | Multifamily Residence_TRUE | Multifamily Residence_FALSE | Multifamily Residence_FALSE | Multifamily Residence_FALSE | Multifamily Residence_FALSE | unknown | unknownMultifamily Residence_FALSE | unknownMultifamily Residence_TRUE
Water_00007576 | SITE_00666 | Room_00012575 | Kitchen_1 | Kitchen | Kitchen Faucet | 2.6533 | 2.6533 |  | 3 |  | N/A | N/A | N/A | Bag | 0.796 |  | 2.388 |  | WA | Manufactured | Kitchen Faucet | 1185 | 1628.92 | Manufactured | FALSE | FALSE |  |  |  | 4322.0677 | 3889.861 | Manufactured_FALSE | Manufactured_FALSE | Manufactured_ | Manufactured_ | Manufactured_ | unknown | unknownManufactured_ | unknownManufactured_FALSE
Water_00007577 | SITE_00666 | Room_00012584 | Bathroom_2 | Bathroom | Shower / Bathtub combo with diverter valve | 2 |  | 2 | 2 |  | Primary | Daily / Almost Daily | N/A | Unknown |  | N/A |  | N/A | WA | Manufactured | Shower | 1185 | 1628.92 | Manufactured | TRUE | TRUE | TRUE | FALSE | FALSE | 3257.84 | 0 | Manufactured_TRUE | Manufactured_TRUE | Manufactured_TRUE | Manufactured_FALSE | Manufactured_FALSE | unknown | unknownManufactured_FALSE | unknownManufactured_TRUE
Water_00007578 | SITE_00666 | Room_00012584 | Bathroom_2 | Bathroom | Bathroom Faucet | 2 |  | 2 | 2 |  | N/A | N/A | N/A | Unknown |  | N/A |  | N/A | WA | Manufactured | Bathroom Faucet | 1185 | 1628.92 | Manufactured | FALSE | FALSE |  |  |  | 3257.84 | 0 | Manufactured_FALSE | Manufactured_FALSE | Manufactured_ | Manufactured_ | Manufactured_ | unknown | unknownManufactured_ | unknownManufactured_FALSE
Water_00007579 | SITE_00656 | Room_00012443 | Bathroom_6 | Bathroom | Shower / Bathtub combo with diverter valve | 2.5 |  | 2.5 | 2 |  | Primary | A few times per week | N/A | Unknown |  | N/A |  | N/A | WA | Manufactured | Shower | 1175 | 1628.92 | Manufactured | TRUE | TRUE | TRUE | FALSE | FALSE | 4072.3 | 0 | Manufactured_TRUE | Manufactured_TRUE | Manufactured_TRUE | Manufactured_FALSE | Manufactured_FALSE | unknown | unknownManufactured_FALSE | unknownManufactured_TRUE
Water_00007580 | SITE_00656 | Room_00012443 | Bathroom_6 | Bathroom | Bathroom Faucet | 2 |  | 2 | 15 |  | N/A | N/A | N/A | Unknown |  | N/A |  | N/A | WA | Manufactured | Bathroom Faucet | 1175 | 1628.92 | Manufactured | FALSE | FALSE |  |  |  | 3257.84 | 0 | Manufactured_FALSE | Manufactured_FALSE | Manufactured_ | Manufactured_ | Manufactured_ | unknown | unknownManufactured_ | unknownManufactured_FALSE
Water_00007581 | SITE_00452 | Room_00009826 | Kitchen_1 | Kitchen | Kitchen Faucet | 2.2 | 2.83 | 2.2 | 3.2 |  | N/A | N/A | N/A | Bag | 0.796 |  | 2.547 |  | WA | Single Family | Kitchen Faucet | 972 | 3805.5 | Single Family | FALSE | FALSE |  |  |  | 8372.1 | 9692.6085 | Single Family_FALSE | Single Family_FALSE | Single Family_ | Single Family_ | Single Family_ | unknown | unknownSingle Family_ | unknownSingle Family_FALSE
Water_00007582 | SITE_00452 | Room_00009829 | Bathroom_1 | Bathroom | Bathroom Faucet | 1.8 |  | 1.8 | 2 |  | N/A | N/A | N/A | Unknown |  | N/A |  | N/A | WA | Single Family | Bathroom Faucet | 972 | 3805.5 | Single Family | FALSE | FALSE |  |  |  | 6849.9 | 0 | Single Family_FALSE | Single Family_FALSE | Single Family_ | Single Family_ | Single Family_ | unknown | unknownSingle Family_ | unknownSingle Family_FALSE
Water_00007583 | SITE_00452 | Room_00009829 | Bathroom_1 | Bathroom | Shower / Bathtub combo with diverter valve | 2 |  | 2 | 2 |  | Primary | A few times per week | N/A | Unknown |  | N/A |  | N/A | WA | Single Family | Shower | 972 | 3805.5 | Single Family | TRUE | TRUE | TRUE | FALSE | FALSE | 7611 | 0 | Single Family_TRUE | Single Family_TRUE | Single Family_TRUE | Single Family_FALSE | Single Family_FALSE | unknown | unknownSingle Family_FALSE | unknownSingle Family_TRUE
Water_00007584 | SITE_00442 | Room_00009744 | Bathroom_1 | Bathroom | Shower / Bathtub combo with diverter valve | 2.5 |  | 2.5 |  | Unknown | Primary | A few times per week | Used for storage when not in use. | Unknown |  | N/A |  | N/A | WA | Multifamily Residence | Shower | 962 | 687.85 | Multifamily Residence | TRUE | TRUE | TRUE | FALSE | FALSE | 1719.625 | 0 | Multifamily Residence_TRUE | Multifamily Residence_TRUE | Multifamily Residence_TRUE | Multifamily Residence_FALSE | Multifamily Residence_FALSE | unknown | unknownMultifamily Residence_FALSE | unknownMultifamily Residence_TRUE
Water_00007585 | SITE_00442 | Room_00009744 | Bathroom_1 | Bathroom | Bathroom Faucet | 2 |  | 2 | 1.5 |  | N/A | N/A | N/A | Unknown |  | N/A |  | N/A | WA | Multifamily Residence | Bathroom Faucet | 962 | 687.85 | Multifamily Residence | FALSE | FALSE |  |  |  | 1375.7 | 0 | Multifamily Residence_FALSE | Multifamily Residence_FALSE | Multifamily Residence_ | Multifamily Residence_ | Multifamily Residence_ | unknown | unknownMultifamily Residence_ | unknownMultifamily Residence_FALSE
Water_00007586 | SITE_00442 | Room_00009745 | Kitchen_1 | Kitchen | Kitchen Faucet | 1.3267 | 1.3267 |  | 1.5 |  | N/A | N/A | N/A | Bag | 0.796 |  | 1.194 |  | WA | Multifamily Residence | Kitchen Faucet | 962 | 687.85 | Multifamily Residence | FALSE | FALSE |  |  |  | 912.5477 | 821.2929 | Multifamily Residence_FALSE | Multifamily Residence_FALSE | Multifamily Residence_ | Multifamily Residence_ | Multifamily Residence_ | unknown | unknownMultifamily Residence_ | unknownMultifamily Residence_FALSE
Water_00007587 | SITE_00766 | Room_00013961 | Kitchen_1 | Kitchen | Kitchen Faucet | 1.3267 | 1.3267 |  | 1.5 |  | N/A | N/A | N/A | Bag | 0.796 |  | 1.194 |  | WA | Single Family | Kitchen Faucet | 1285 | 3931.6 | Single Family | FALSE | FALSE |  |  |  | 5215.9227 | 4694.3304 | Single Family_FALSE | Single Family_FALSE | Single Family_ | Single Family_ | Single Family_ | unknown | unknownSingle Family_ | unknownSingle Family_FALSE
Water_00007588 | SITE_00766 | Room_00013964 | Bathroom_1 | Bathroom | Bathroom Faucet | unknown |  |  | 1.5 |  | N/A | N/A | N/A | Unknown |  | N/A |  | N/A | WA | Single Family | Bathroom Faucet | 1285 | 3931.6 | Single Family | FALSE | FALSE |  |  |  | 0 | 0 | Single Family_FALSE | Single Family_FALSE | Single Family_ | Single Family_ | Single Family_ | unknown | unknownSingle Family_ | unknownSingle Family_FALSE
Water_00007589 | SITE_00766 | Room_00013968 | Bathroom_2 | Bathroom | Shower | 1.5 |  | 1.5 | 1.5 |  | Primary | Daily / Almost Daily | N/A | Unknown |  | N/A |  | N/A | WA | Single Family | Shower | 1285 | 3931.6 | Single Family | TRUE | FALSE | TRUE | FALSE | FALSE | 5897.4 | 0 | Single Family_TRUE | Single Family_FALSE | Single Family_TRUE | Single Family_FALSE | Single Family_FALSE | unknown | unknownSingle Family_FALSE | unknownSingle Family_TRUE
Water_00007590 | SITE_00766 | Room_00013968 | Bathroom_2 | Bathroom | Bathroom Faucet | unknown |  |  | 1.5 |  | N/A | N/A | N/A | Unknown |  | N/A |  | N/A | WA | Single Family | Bathroom Faucet | 1285 | 3931.6 | Single Family | FALSE | FALSE |  |  |  | 0 | 0 | Single Family_FALSE | Single Family_FALSE | Single Family_ | Single Family_ | Single Family_ | unknown | unknownSingle Family_ | unknownSingle Family_FALSE
Water_00007591 | SITE_00766 | Room_00013968 | Bathroom_2 | Bathroom | Bathroom Faucet | unknown |  |  | 1.5 |  | N/A | N/A | N/A | Unknown |  | N/A |  | N/A | WA | Single Family | Bathroom Faucet | 1285 | 3931.6 | Single Family | FALSE | FALSE |  |  |  | 0 | 0 | Single Family_FALSE | Single Family_FALSE | Single Family_ | Single Family_ | Single Family_ | unknown | unknownSingle Family_ | unknownSingle Family_FALSE
Water_00007592 | SITE_00766 | Room_00013970 | Bathroom_3 | Bathroom | Shower / Bathtub combo with diverter valve | 1.5 |  | 1.5 | 1.5 |  | Secondary | Daily / Almost Daily | N/A | Unknown |  | N/A |  | N/A | WA | Single Family | Shower | 1285 | 3931.6 | Single Family | TRUE | TRUE | TRUE | FALSE | FALSE | 5897.4 | 0 | Single Family_TRUE | Single Family_TRUE | Single Family_TRUE | Single Family_FALSE | Single Family_FALSE | unknown | unknownSingle Family_FALSE | unknownSingle Family_TRUE
Water_00007593 | SITE_00766 | Room_00013970 | Bathroom_3 | Bathroom | Bathroom Faucet | unknown |  |  | 0.5 |  | N/A | N/A | N/A | Unknown |  | N/A |  | N/A | WA | Single Family | Bathroom Faucet | 1285 | 3931.6 | Single Family | FALSE | FALSE |  |  |  | 0 | 0 | Single Family_FALSE | Single Family_FALSE | Single Family_ | Single Family_ | Single Family_ | unknown | unknownSingle Family_ | unknownSingle Family_FALSE
Water_00007594 | SITE_00779 | Room_00014146 | Kitchen_1 | Kitchen | Kitchen Faucet | 2.2 | 1.8578 | 2.2 | 2.1 |  | N/A | N/A | N/A | Bag | 0.796 |  | 1.672 |  | WA | Single Family | Kitchen Faucet | 1298 | 3805.5 | Single Family | FALSE | FALSE |  |  |  | 8372.1 | 6362.796 | Single Family_FALSE | Single Family_FALSE | Single Family_ | Single Family_ | Single Family_ | unknown | unknownSingle Family_ | unknownSingle Family_FALSE
Water_00007595 | SITE_00779 | Room_00014152 | Bathroom_1 | Bathroom | Bathroom Faucet | 1.5 | 1.5033 | 1.5 | 1.7 |  | N/A | N/A | N/A | Bag | 0.796 |  | 1.353 |  | WA | Single Family | Bathroom Faucet | 1298 | 3805.5 | Single Family | FALSE | FALSE |  |  |  | 5708.25 | 5148.8415 | Single Family_FALSE | Single Family_FALSE | Single Family_ | Single Family_ | Single Family_ | unknown | unknownSingle Family_ | unknownSingle Family_FALSE
Water_00007596 | SITE_00779 | Room_00014152 | Bathroom_1 | Bathroom | Shower / Bathtub combo with diverter valve | 2.5 |  | 2.5 | 2.4 |  | Secondary | A few times per week | N/A | Unknown |  | N/A |  | N/A | WA | Single Family | Shower | 1298 | 3805.5 | Single Family | TRUE | TRUE | TRUE | FALSE | FALSE | 9513.75 | 0 | Single Family_TRUE | Single Family_TRUE | Single Family_TRUE | Single Family_FALSE | Single Family_FALSE | unknown | unknownSingle Family_FALSE | unknownSingle Family_TRUE
Water_00007597 | SITE_00779 | Room_00014157 | Bathroom_2 | Bathroom | Bathroom Faucet | 1.5 | 1.5922 | 1.5 | 1.8 |  | N/A | N/A | N/A | Bag | 0.796 |  | 1.433 |  | WA | Single Family | Bathroom Faucet | 1298 | 3805.5 | Single Family | FALSE | FALSE |  |  |  | 5708.25 | 5453.2815 | Single Family_FALSE | Single Family_FALSE | Single Family_ | Single Family_ | Single Family_ | unknown | unknownSingle Family_ | unknownSingle Family_FALSE
Water_00007598 | SITE_00779 | Room_00014157 | Bathroom_2 | Bathroom | Shower | unknown |  |  | 2.4 |  | Primary | Daily / Almost Daily | N/A | Unknown |  | N/A |  | N/A | WA | Single Family | Shower | 1298 | 3805.5 | Single Family | TRUE | FALSE | FALSE | FALSE | FALSE | 0 | 0 | Single Family_TRUE | Single Family_FALSE | Single Family_FALSE | Single Family_FALSE | Single Family_FALSE | unknown | unknownSingle Family_FALSE | unknownSingle Family_TRUE
Water_00007599 | SITE_00779 | Room_00014163 | Bathroom_3 | Bathroom | Bathroom Faucet | 2.2 | 1.7689 | 2.2 | 2 |  | N/A | N/A | N/A | Bag | 0.796 |  | 1.592 |  | WA | Single Family | Bathroom Faucet | 1298 | 3805.5 | Single Family | FALSE | FALSE |  |  |  | 8372.1 | 6058.356 | Single Family_FALSE | Single Family_FALSE | Single Family_ | Single Family_ | Single Family_ | unknown | unknownSingle Family_ | unknownSingle Family_FALSE
Water_00007600 | SITE_00779 | Room_00014163 | Bathroom_3 | Bathroom | Shower / Bathtub combo with diverter valve | 2.5 |  | 2.5 | 2.7 |  | Secondary | A few times per year | N/A | Unknown |  | N/A |  | N/A | WA | Single Family | Shower | 1298 | 3805.5 | Single Family | TRUE | TRUE | TRUE | FALSE | FALSE | 9513.75 | 0 | Single Family_TRUE | Single Family_TRUE | Single Family_TRUE | Single Family_FALSE | Single Family_FALSE | unknown | unknownSingle Family_FALSE | unknownSingle Family_TRUE
Water_00007601 | SITE_00692 | Room_00012822 | Kitchen_1 | Kitchen | Kitchen Faucet | 1.8 | 1.5033 | 1.8 | 1.7 |  | N/A | N/A | N/A | Bag | 0.796 |  | 1.353 |  | WA | Single Family | Kitchen Faucet | 1211 | 3805.5 | Single Family | FALSE | FALSE |  |  |  | 6849.9 | 5148.8415 | Single Family_FALSE | Single Family_FALSE | Single Family_ | Single Family_ | Single Family_ | unknown | unknownSingle Family_ | unknownSingle Family_FALSE
Water_00007602 | SITE_00762 | Room_00013882 | Kitchen_1 | Kitchen | Kitchen Faucet | 2.2 | 1.9456 | 2.2 | 2.2 |  | N/A | N/A | N/A | Bag | 0.796 |  | 1.751 |  | WA | Single Family | Kitchen Faucet | 1281 | 3805.5 | Single Family | FALSE | FALSE |  |  |  | 8372.1 | 6663.4305 | Single Family_FALSE | Single Family_FALSE | Single Family_ | Single Family_ | Single Family_ | unknown | unknownSingle Family_ | unknownSingle Family_FALSE
Water_00007603 | SITE_00762 | Room_00013887 | Bathroom_1 | Bathroom | Bathroom Faucet | 1.5 | 1.4156 | 1.5 | 1.6 |  | N/A | N/A | N/A | Bag | 0.796 |  | 1.274 |  | WA | Single Family | Bathroom Faucet | 1281 | 3805.5 | Single Family | FALSE | FALSE |  |  |  | 5708.25 | 4848.207 | Single Family_FALSE | Single Family_FALSE | Single Family_ | Single Family_ | Single Family_ | unknown | unknownSingle Family_ | unknownSingle Family_FALSE
Water_00007604 | SITE_00762 | Room_00013887 | Bathroom_1 | Bathroom | Shower / Bathtub combo with diverter valve | unknown |  |  | 2.8 |  | Primary | Daily / Almost Daily | N/A | Unknown |  | N/A |  | N/A | WA | Single Family | Shower | 1281 | 3805.5 | Single Family | TRUE | TRUE | FALSE | FALSE | FALSE | 0 | 0 | Single Family_TRUE | Single Family_TRUE | Single Family_FALSE | Single Family_FALSE | Single Family_FALSE | unknown | unknownSingle Family_FALSE | unknownSingle Family_TRUE
Water_00007605 | SITE_00762 | Room_00013890 | Bathroom_2 | Bathroom | Bathroom Faucet | 2 | 1.9456 | 2 | 2.2 |  | N/A | N/A | N/A | Bag | 0.796 |  | 1.751 |  | WA | Single Family | Bathroom Faucet | 1281 | 3805.5 | Single Family | FALSE | FALSE |  |  |  | 7611 | 6663.4305 | Single Family_FALSE | Single Family_FALSE | Single Family_ | Single Family_ | Single Family_ | unknown | unknownSingle Family_ | unknownSingle Family_FALSE
Water_00007606 | SITE_00762 | Room_00013890 | Bathroom_2 | Bathroom | Bathroom Faucet | 2 | 1.7689 | 2 | 2 |  | N/A | N/A | N/A | Bag | 0.796 |  | 1.592 |  | WA | Single Family | Bathroom Faucet | 1281 | 3805.5 | Single Family | FALSE | FALSE |  |  |  | 7611 | 6058.356 | Single Family_FALSE | Single Family_FALSE | Single Family_ | Single Family_ | Single Family_ | unknown | unknownSingle Family_ | unknownSingle Family_FALSE
Water_00007607 | SITE_00762 | Room_00013890 | Bathroom_2 | Bathroom | Shower | 2.5 |  | 2.5 | 2.6 |  | Primary | Daily / Almost Daily | N/A | Unknown |  | N/A |  | N/A | WA | Single Family | Shower | 1281 | 3805.5 | Single Family | TRUE | FALSE | TRUE | FALSE | FALSE | 9513.75 | 0 | Single Family_TRUE | Single Family_FALSE | Single Family_TRUE | Single Family_FALSE | Single Family_FALSE | unknown | unknownSingle Family_FALSE | unknownSingle Family_TRUE
Water_00007608 | SITE_00762 | Room_00013892 | Bathroom_3 | Bathroom | Bathroom Faucet | 2 | 1.68 | 2 | 1.9 |  | N/A | N/A | N/A | Bag | 0.796 |  | 1.512 |  | WA | Single Family | Bathroom Faucet | 1281 | 3805.5 | Single Family | FALSE | FALSE |  |  |  | 7611 | 5753.916 | Single Family_FALSE | Single Family_FALSE | Single Family_ | Single Family_ | Single Family_ | unknown | unknownSingle Family_ | unknownSingle Family_FALSE
Water_00007609 | SITE_00762 | Room_00013892 | Bathroom_3 | Bathroom | Shower | 2.5 |  | 2.5 |  | Unknown | Secondary | A few times per year | Can't measure. Being used for storage | Unknown |  | N/A |  | N/A | WA | Single Family | Shower | 1281 | 3805.5 | Single Family | TRUE | FALSE | TRUE | FALSE | FALSE | 9513.75 | 0 | Single Family_TRUE | Single Family_FALSE | Single Family_TRUE | Single Family_FALSE | Single Family_FALSE | unknown | unknownSingle Family_FALSE | unknownSingle Family_TRUE
Water_00007610 | SITE_00444 | Room_00009754 | Bathroom_1 | Bathroom | Bathroom Faucet | 2.2 | 2.1222 | 2.2 | 2.4 |  | N/A | N/A | N/A | Bag | 0.796 |  | 1.91 |  | WA | Multifamily Residence | Bathroom Faucet | 964 | 687.85 | Multifamily Residence | FALSE | FALSE |  |  |  | 1513.27 | 1313.7935 | Multifamily Residence_FALSE | Multifamily Residence_FALSE | Multifamily Residence_ | Multifamily Residence_ | Multifamily Residence_ | unknown | unknownMultifamily Residence_ | unknownMultifamily Residence_FALSE
Water_00007611 | SITE_00444 | Room_00009754 | Bathroom_1 | Bathroom | Shower / Bathtub combo with diverter valve | 2.5 |  | 2.5 | 2.7 |  | All used about the same | Daily / Almost Daily | N/A | Unknown |  | N/A |  | N/A | WA | Multifamily Residence | Shower | 964 | 687.85 | Multifamily Residence | TRUE | TRUE | TRUE | FALSE | FALSE | 1719.625 | 0 | Multifamily Residence_TRUE | Multifamily Residence_TRUE | Multifamily Residence_TRUE | Multifamily Residence_FALSE | Multifamily Residence_FALSE | unknown | unknownMultifamily Residence_FALSE | unknownMultifamily Residence_TRUE
Water_00007612 | SITE_00463 | Room_00009926 | Bathroom_6 | Bathroom | Bathroom Faucet | 1.5 | 1.5922 | 1.5 | 1.8 |  | N/A | N/A | N/A | Bag | 0.796 |  | 1.433 |  | WA | Multifamily Residence | Bathroom Faucet | 983 | 1819.67 | Multifamily Residence | FALSE | FALSE |  |  |  | 2729.505 | 2607.5871 | Multifamily Residence_FALSE | Multifamily Residence_FALSE | Multifamily Residence_ | Multifamily Residence_ | Multifamily Residence_ | unknown | unknownMultifamily Residence_ | unknownMultifamily Residence_FALSE
Water_00007613 | SITE_00463 | Room_00009926 | Bathroom_6 | Bathroom | Shower / Bathtub combo with diverter valve | 2.5 |  | 2.5 | 3 |  | Primary | Daily / Almost Daily | N/A | Unknown |  | N/A |  | N/A | WA | Multifamily Residence | Shower | 983 | 1819.67 | Multifamily Residence | TRUE | TRUE | TRUE | FALSE | FALSE | 4549.175 | 0 | Multifamily Residence_TRUE | Multifamily Residence_TRUE | Multifamily Residence_TRUE | Multifamily Residence_FALSE | Multifamily Residence_FALSE | unknown | unknownMultifamily Residence_FALSE | unknownMultifamily Residence_TRUE
Water_00007614 | SITE_00463 | Room_00009929 | Kitchen_2 | Kitchen | Kitchen Faucet | 2.2 | 1.8578 | 2.2 | 2.1 |  | N/A | N/A | N/A | Bag | 0.796 |  | 1.672 |  | WA | Multifamily Residence | Kitchen Faucet | 983 | 1819.67 | Multifamily Residence | FALSE | FALSE |  |  |  | 4003.274 | 3042.4882 | Multifamily Residence_FALSE | Multifamily Residence_FALSE | Multifamily Residence_ | Multifamily Residence_ | Multifamily Residence_ | unknown | unknownMultifamily Residence_ | unknownMultifamily Residence_FALSE
Water_00007615 | SITE_00458 | Room_00009880 | Bathroom_1 | Bathroom | Shower / Bathtub combo with separate valve | unknown |  |  |  | Unknown | All used about the same | Daily / Almost Daily | dual shower head | Unknown |  | N/A |  | N/A | WA | Manufactured | Shower | 978 | 1824.63 | Manufactured | TRUE | TRUE | FALSE | FALSE | FALSE | 0 | 0 | Manufactured_TRUE | Manufactured_TRUE | Manufactured_FALSE | Manufactured_FALSE | Manufactured_FALSE | unknown | unknownManufactured_FALSE | unknownManufactured_TRUE
Water_00007616 | SITE_00458 | Room_00009880 | Bathroom_1 | Bathroom | Bathroom Faucet | unknown |  |  | 1.8 |  | N/A | N/A | N/A | Unknown |  | N/A |  | N/A | WA | Manufactured | Bathroom Faucet | 978 | 1824.63 | Manufactured | FALSE | FALSE |  |  |  | 0 | 0 | Manufactured_FALSE | Manufactured_FALSE | Manufactured_ | Manufactured_ | Manufactured_ | unknown | unknownManufactured_ | unknownManufactured_FALSE
Water_00007617 | SITE_00433 | Room_00009662 | Bathroom_6 | Bathroom | Bathroom Faucet | 1.5 |  | 1.5 | 2.5 |  | N/A | N/A | N/A | Unknown |  | N/A |  | N/A | WA | Multifamily Residence | Bathroom Faucet | 953 | 687.85 | Multifamily Residence | FALSE | FALSE |  |  |  | 1031.775 | 0 | Multifamily Residence_FALSE | Multifamily Residence_FALSE | Multifamily Residence_ | Multifamily Residence_ | Multifamily Residence_ | unknown | unknownMultifamily Residence_ | unknownMultifamily Residence_FALSE
Water_00007618 | SITE_00433 | Room_00009662 | Bathroom_6 | Bathroom | Shower / Bathtub combo with diverter valve | unknown |  |  | 3.4 |  | Primary | Daily / Almost Daily | N/A | Unknown |  | N/A |  | N/A | WA | Multifamily Residence | Shower | 953 | 687.85 | Multifamily Residence | TRUE | TRUE | FALSE | FALSE | FALSE | 0 | 0 | Multifamily Residence_TRUE | Multifamily Residence_TRUE | Multifamily Residence_FALSE | Multifamily Residence_FALSE | Multifamily Residence_FALSE | unknown | unknownMultifamily Residence_FALSE | unknownMultifamily Residence_TRUE
Water_00007619 | SITE_00493 | Room_00010262 | Bathroom_1 | Bathroom | Bathroom Faucet | unknown |  |  | 2.5 |  | N/A | N/A | N/A | Unknown |  | N/A |  | N/A | WA | Single Family | Bathroom Faucet | 1013 | 3805.5 | Single Family | FALSE | FALSE |  |  |  | 0 | 0 | Single Family_FALSE | Single Family_FALSE | Single Family_ | Single Family_ | Single Family_ | unknown | unknownSingle Family_ | unknownSingle Family_FALSE
Water_00007620 | SITE_00493 | Room_00010262 | Bathroom_1 | Bathroom | Shower / Bathtub combo with separate valve | unknown |  |  | 2.5 |  | Primary | Daily / Almost Daily | N/A | Unknown |  | N/A |  | N/A | WA | Single Family | Shower | 1013 | 3805.5 | Single Family | TRUE | TRUE | FALSE | FALSE | FALSE | 0 | 0 | Single Family_TRUE | Single Family_TRUE | Single Family_FALSE | Single Family_FALSE | Single Family_FALSE | unknown | unknownSingle Family_FALSE | unknownSingle Family_TRUE
Water_00007621 | SITE_00749 | Room_00013657 | Bathroom_1 | Bathroom | Bathroom Faucet | unknown |  |  | 2 |  | N/A | N/A | N/A | Unknown |  | N/A |  | N/A | WA | Single Family | Bathroom Faucet | 1268 | 3805.5 | Single Family | FALSE | FALSE |  |  |  | 0 | 0 | Single Family_FALSE | Single Family_FALSE | Single Family_ | Single Family_ | Single Family_ | unknown | unknownSingle Family_ | unknownSingle Family_FALSE
Water_00007622 | SITE_00749 | Room_00013657 | Bathroom_1 | Bathroom | Bathroom Faucet | unknown |  |  | 2 |  | N/A | N/A | N/A | Unknown |  | N/A |  | N/A | WA | Single Family | Bathroom Faucet | 1268 | 3805.5 | Single Family | FALSE | FALSE |  |  |  | 0 | 0 | Single Family_FALSE | Single Family_FALSE | Single Family_ | Single Family_ | Single Family_ | unknown | unknownSingle Family_ | unknownSingle Family_FALSE
Water_00007623 | SITE_00749 | Room_00013657 | Bathroom_1 | Bathroom | Shower | 2.5 |  | 2.5 | 2 |  | Primary | Daily / Almost Daily | N/A | Unknown |  | N/A |  | N/A | WA | Single Family | Shower | 1268 | 3805.5 | Single Family | TRUE | FALSE | TRUE | FALSE | FALSE | 9513.75 | 0 | Single Family_TRUE | Single Family_FALSE | Single Family_TRUE | Single Family_FALSE | Single Family_FALSE | unknown | unknownSingle Family_FALSE | unknownSingle Family_TRUE
Water_00007624 | SITE_00749 | Room_00013662 | Kitchen_1 | Kitchen | Kitchen Faucet | 1.5 |  | 1.5 | 2 |  | N/A | N/A | N/A | Unknown |  | N/A |  | N/A | WA | Single Family | Kitchen Faucet | 1268 | 3805.5 | Single Family | FALSE | FALSE |  |  |  | 5708.25 | 0 | Single Family_FALSE | Single Family_FALSE | Single Family_ | Single Family_ | Single Family_ | unknown | unknownSingle Family_ | unknownSingle Family_FALSE
Water_00007625 | SITE_00431 | Room_00009649 | Kitchen_1 | Kitchen | Kitchen Faucet | 1.8 |  | 1.8 | 1.8 |  | N/A | N/A | N/A | Unknown |  | N/A |  | N/A | WA | Multifamily Residence | Kitchen Faucet | 951 | 687.85 | Multifamily Residence | FALSE | FALSE |  |  |  | 1238.13 | 0 | Multifamily Residence_FALSE | Multifamily Residence_FALSE | Multifamily Residence_ | Multifamily Residence_ | Multifamily Residence_ | unknown | unknownMultifamily Residence_ | unknownMultifamily Residence_FALSE
Water_00007626 | SITE_00431 | Room_00009654 | Bathroom_1 | Bathroom | Bathroom Faucet | unknown |  |  | 2.5 |  | N/A | N/A | N/A | Unknown |  | N/A |  | N/A | WA | Multifamily Residence | Bathroom Faucet | 951 | 687.85 | Multifamily Residence | FALSE | FALSE |  |  |  | 0 | 0 | Multifamily Residence_FALSE | Multifamily Residence_FALSE | Multifamily Residence_ | Multifamily Residence_ | Multifamily Residence_ | unknown | unknownMultifamily Residence_ | unknownMultifamily Residence_FALSE
Water_00007627 | SITE_00431 | Room_00009654 | Bathroom_1 | Bathroom | Shower / Bathtub combo with diverter valve | unknown |  |  | 1.5 |  | Primary | Daily / Almost Daily | N/A | Unknown |  | N/A |  | N/A | WA | Multifamily Residence | Shower | 951 | 687.85 | Multifamily Residence | TRUE | TRUE | FALSE | FALSE | FALSE | 0 | 0 | Multifamily Residence_TRUE | Multifamily Residence_TRUE | Multifamily Residence_FALSE | Multifamily Residence_FALSE | Multifamily Residence_FALSE | unknown | unknownMultifamily Residence_FALSE | unknownMultifamily Residence_TRUE
Water_00007628 | SITE_00756 | Room_00013784 | Kitchen_2 | Kitchen | Kitchen Faucet | 1.5 | 1.7689 | 1.5 | 2 |  | N/A | N/A | N/A | Bag | 0.796 |  | 1.592 |  | WA | Single Family | Kitchen Faucet | 1275 | 3931.6 | Single Family | FALSE | FALSE |  |  |  | 5897.4 | 6259.1072 | Single Family_FALSE | Single Family_FALSE | Single Family_ | Single Family_ | Single Family_ | unknown | unknownSingle Family_ | unknownSingle Family_FALSE
Water_00007629 | SITE_00427 | Room_00009607 | Bathroom_6 | Bathroom | Bathroom Faucet | 2.2 |  | 2.2 |  | Unknown | N/A | N/A | Couldn't measure | Bag | 0.796 |  |  | Unknown | WA | Manufactured | Bathroom Faucet | 947 | 1824.63 | Manufactured | FALSE | FALSE |  |  |  | 4014.186 | 0 | Manufactured_FALSE | Manufactured_FALSE | Manufactured_ | Manufactured_ | Manufactured_ | unknown | unknownManufactured_ | unknownManufactured_FALSE
Water_00007630 | SITE_00427 | Room_00009607 | Bathroom_6 | Bathroom | Shower / Bathtub combo with diverter valve | 2 |  | 2 |  | Unknown | Secondary | A few times per week | N/A | Bag | 0.8492 |  |  | Unknown | WA | Manufactured | Shower | 947 | 1824.63 | Manufactured | TRUE | TRUE | TRUE | FALSE | FALSE | 3649.26 | 0 | Manufactured_TRUE | Manufactured_TRUE | Manufactured_TRUE | Manufactured_FALSE | Manufactured_FALSE | unknown | unknownManufactured_FALSE | unknownManufactured_TRUE
Water_00007631 | SITE_00427 | Room_00009609 | Bathroom_7 | Bathroom | Bathroom Faucet | 2.2 |  | 2.2 |  | Unknown | N/A | N/A | Couldn't measure | Bag | 0.796 |  |  | Unknown | WA | Manufactured | Bathroom Faucet | 947 | 1824.63 | Manufactured | FALSE | FALSE |  |  |  | 4014.186 | 0 | Manufactured_FALSE | Manufactured_FALSE | Manufactured_ | Manufactured_ | Manufactured_ | unknown | unknownManufactured_ | unknownManufactured_FALSE
Water_00007632 | SITE_00427 | Room_00009609 | Bathroom_7 | Bathroom | Bathroom Faucet | 2.2 |  | 2.2 |  | Unknown | N/A | N/A | Couldn't measure | Bag | 0.796 |  |  | Unknown | WA | Manufactured | Bathroom Faucet | 947 | 1824.63 | Manufactured | FALSE | FALSE |  |  |  | 4014.186 | 0 | Manufactured_FALSE | Manufactured_FALSE | Manufactured_ | Manufactured_ | Manufactured_ | unknown | unknownManufactured_ | unknownManufactured_FALSE
Water_00007633 | SITE_00427 | Room_00009609 | Bathroom_7 | Bathroom | Shower | unknown |  |  |  | Unknown | Primary | Daily / Almost Daily | Couldn't measure | Bag | 0.8492 |  |  | Unknown | WA | Manufactured | Shower | 947 | 1824.63 | Manufactured | TRUE | FALSE | FALSE | FALSE | FALSE | 0 | 0 | Manufactured_TRUE | Manufactured_FALSE | Manufactured_FALSE | Manufactured_FALSE | Manufactured_FALSE | unknown | unknownManufactured_FALSE | unknownManufactured_TRUE
Water_00007634 | SITE_00427 | Room_00009609 | Bathroom_7 | Bathroom | Bathtub | unknown |  |  |  | N/A | N/A | N/A | N/A | Unknown |  | N/A |  | N/A | WA | Manufactured | Bathtub | 947 | 1824.63 | Manufactured | FALSE | FALSE |  |  |  | 0 | 0 | Manufactured_FALSE | Manufactured_FALSE | Manufactured_ | Manufactured_ | Manufactured_ | unknown | unknownManufactured_ | unknownManufactured_FALSE
Water_00007635 | SITE_00610 | Room_00011864 | Kitchen_1 | Kitchen | Kitchen Faucet | 2.2 | 1.3267 | 2.2 | 1.5 |  | N/A | N/A | N/A | Bag | 0.796 |  | 1.194 |  | OR | Single Family | Kitchen Faucet | 1129 | 1362.08 | Single Family | FALSE | FALSE |  |  |  | 2996.576 | 1626.3235 | Single Family_FALSE | Single Family_FALSE | Single Family_ | Single Family_ | Single Family_ | unknown | unknownSingle Family_ | unknownSingle Family_FALSE
Water_00007636 | SITE_00610 | Room_00011869 | Bathroom_1 | Bathroom | Bathroom Faucet | 0.88444 | 0.88444 |  | 1 |  | N/A | N/A | N/A | Bag | 0.796 |  | 0.796 |  | OR | Single Family | Bathroom Faucet | 1129 | 1362.08 | Single Family | FALSE | FALSE |  |  |  | 1204.6841 | 1084.2157 | Single Family_FALSE | Single Family_FALSE | Single Family_ | Single Family_ | Single Family_ | unknown | unknownSingle Family_ | unknownSingle Family_FALSE
Water_00007637 | SITE_00610 | Room_00011869 | Bathroom_1 | Bathroom | Shower / Bathtub combo with diverter valve | 2.5 | 2.3589 | 2.5 | 2.5 |  | Primary | Daily / Almost Daily | N/A | Bag | 0.8492 |  | 2.123 |  | OR | Single Family | Shower | 1129 | 1362.08 | Single Family | TRUE | TRUE | TRUE | TRUE | TRUE | 3405.2 | 2891.6958 | Single Family_TRUE | Single Family_TRUE | Single Family_TRUE | Single Family_TRUE | Single Family_TRUE | 2.5gpm | 2.5gpmSingle Family_TRUE | 2.5gpmSingle Family_TRUE
Water_00007638 | SITE_00514 | Room_00010579 | Kitchen_1 | Kitchen | Kitchen Faucet | 1.5 | 1.5922 | 1.5 | 1.8 |  | N/A | N/A | N/A | Bag | 0.796 |  | 1.433 |  | OR | Manufactured | Kitchen Faucet | 1034 | 1323.42 | Manufactured | FALSE | FALSE |  |  |  | 1985.13 | 1896.4609 | Manufactured_FALSE | Manufactured_FALSE | Manufactured_ | Manufactured_ | Manufactured_ | unknown | unknownManufactured_ | unknownManufactured_FALSE
Water_00007639 | SITE_00514 | Room_00010582 | Bathroom_1 | Bathroom | Bathroom Faucet | 1.5 | 1.15 | 1.5 | 1.3 |  | N/A | N/A | N/A | Bag | 0.796 |  | 1.035 |  | OR | Manufactured | Bathroom Faucet | 1034 | 1323.42 | Manufactured | FALSE | FALSE |  |  |  | 1985.13 | 1369.7397 | Manufactured_FALSE | Manufactured_FALSE | Manufactured_ | Manufactured_ | Manufactured_ | unknown | unknownManufactured_ | unknownManufactured_FALSE
Water_00007640 | SITE_00514 | Room_00010582 | Bathroom_1 | Bathroom | Shower / Bathtub combo with diverter valve | 1.75 | 2.3589 | 1.75 | 2.5 |  | Primary | Daily / Almost Daily | N/A | Bag | 0.8492 |  | 2.123 |  | OR | Manufactured | Shower | 1034 | 1323.42 | Manufactured | TRUE | TRUE | TRUE | TRUE | TRUE | 2315.985 | 2809.6207 | Manufactured_TRUE | Manufactured_TRUE | Manufactured_TRUE | Manufactured_TRUE | Manufactured_TRUE | 1.8gpm | 1.8gpmManufactured_TRUE | 1.8gpmManufactured_TRUE
Water_00007641 | SITE_00514 | Room_00010585 | Bathroom_2 | Bathroom | Bathroom Faucet | 1.5 | 0.70778 | 1.5 | 0.8 |  | N/A | N/A | N/A | Bag | 0.796 |  | 0.637 |  | OR | Manufactured | Bathroom Faucet | 1034 | 1323.42 | Manufactured | FALSE | FALSE |  |  |  | 1985.13 | 843.0185 | Manufactured_FALSE | Manufactured_FALSE | Manufactured_ | Manufactured_ | Manufactured_ | unknown | unknownManufactured_ | unknownManufactured_FALSE
Water_00007642 | SITE_00514 | Room_00010585 | Bathroom_2 | Bathroom | Shower | 2.5 | 3.5856 | 2.5 | 3.8 |  | Secondary | A few times per year | N/A | Bag | 0.8492 |  | 3.227 |  | OR | Manufactured | Shower | 1034 | 1323.42 | Manufactured | TRUE | FALSE | TRUE | TRUE | TRUE | 3308.55 | 4270.6763 | Manufactured_TRUE | Manufactured_FALSE | Manufactured_TRUE | Manufactured_TRUE | Manufactured_TRUE | 2.5gpm | 2.5gpmManufactured_TRUE | 2.5gpmManufactured_TRUE
Water_00007643 | SITE_01990 | Room_00024309 | Kitchen_1 | Kitchen | Kitchen Faucet | 1.7689 | 1.7689 |  | 2 |  | N/A | N/A | N/A | Bag | 0.796 |  | 1.592 |  | WA | Single Family | Kitchen Faucet | 2497 | 2986.36 | Single Family | FALSE | FALSE |  |  |  | 5282.539 | 4754.2851 | Single Family_FALSE | Single Family_FALSE | Single Family_ | Single Family_ | Single Family_ | unknown | unknownSingle Family_ | unknownSingle Family_FALSE
Water_00007644 | SITE_01990 | Room_00024312 | Bathroom_1 | Bathroom | Bathtub | unknown |  |  |  | N/A | N/A | N/A | N/A | Unknown |  | N/A |  | N/A | WA | Single Family | Bathtub | 2497 | 2986.36 | Single Family | FALSE | FALSE |  |  |  | 0 | 0 | Single Family_FALSE | Single Family_FALSE | Single Family_ | Single Family_ | Single Family_ | unknown | unknownSingle Family_ | unknownSingle Family_FALSE
Water_00007645 | SITE_01990 | Room_00024312 | Bathroom_1 | Bathroom | Bathroom Faucet | 1.15 | 1.15 |  | 1.3 |  | N/A | N/A | N/A | Bag | 0.796 |  | 1.035 |  | WA | Single Family | Bathroom Faucet | 2497 | 2986.36 | Single Family | FALSE | FALSE |  |  |  | 3434.314 | 3090.8826 | Single Family_FALSE | Single Family_FALSE | Single Family_ | Single Family_ | Single Family_ | unknown | unknownSingle Family_ | unknownSingle Family_FALSE
Water_00007646 | SITE_01990 | Room_00024314 | Bathroom_2 | Bathroom | Bathroom Faucet | 1.5 | 1.3267 | 1.5 | 1.5 |  | N/A | N/A | N/A | Bag | 0.796 |  | 1.194 |  | WA | Single Family | Bathroom Faucet | 2497 | 2986.36 | Single Family | FALSE | FALSE |  |  |  | 4479.54 | 3565.7138 | Single Family_FALSE | Single Family_FALSE | Single Family_ | Single Family_ | Single Family_ | unknown | unknownSingle Family_ | unknownSingle Family_FALSE
Water_00007647 | SITE_01990 | Room_00024314 | Bathroom_2 | Bathroom | Shower | 2 |  | 2 |  | Unknown | Primary | Daily / Almost Daily | Could not test showerhead too large for flow bag | Bag | 0.8492 |  |  | Unknown | WA | Single Family | Shower | 2497 | 2986.36 | Single Family | TRUE | FALSE | TRUE | FALSE | FALSE | 5972.72 | 0 | Single Family_TRUE | Single Family_FALSE | Single Family_TRUE | Single Family_FALSE | Single Family_FALSE | unknown | unknownSingle Family_FALSE | unknownSingle Family_TRUE
Water_00007648 | SITE_01938 | Room_00023592 | Kitchen_1 | Kitchen | Kitchen Faucet | 1.3267 | 1.3267 |  | 1.5 |  | N/A | N/A | N/A | Bag | 0.796 |  | 1.194 |  | WA | Single Family | Kitchen Faucet | 2445 | 2986.36 | Single Family | FALSE | FALSE |  |  |  | 3961.9043 | 3565.7138 | Single Family_FALSE | Single Family_FALSE | Single Family_ | Single Family_ | Single Family_ | unknown | unknownSingle Family_ | unknownSingle Family_FALSE
Water_00007649 | SITE_01938 | Room_00023595 | Bathroom_1 | Bathroom | Bathroom Faucet | 2.2111 | 2.2111 |  | 2.5 |  | N/A | N/A | N/A | Bag | 0.796 |  | 1.99 |  | WA | Single Family | Bathroom Faucet | 2445 | 2986.36 | Single Family | FALSE | FALSE |  |  |  | 6603.1738 | 5942.8564 | Single Family_FALSE | Single Family_FALSE | Single Family_ | Single Family_ | Single Family_ | unknown | unknownSingle Family_ | unknownSingle Family_FALSE
Water_00007650 | SITE_01938 | Room_00023595 | Bathroom_1 | Bathroom | Shower / Bathtub combo with diverter valve | 2.5 |  | 2.5 |  | Unknown | Secondary | A few times per year | Could not test flow shower head too large for flow bag | Bag | 0.8492 |  |  | Unknown | WA | Single Family | Shower | 2445 | 2986.36 | Single Family | TRUE | TRUE | TRUE | FALSE | FALSE | 7465.9 | 0 | Single Family_TRUE | Single Family_TRUE | Single Family_TRUE | Single Family_FALSE | Single Family_FALSE | unknown | unknownSingle Family_FALSE | unknownSingle Family_TRUE
Water_00007651 | SITE_01938 | Room_00023602 | Bathroom_2 | Bathroom | Bathtub | unknown |  |  |  | N/A | N/A | N/A | N/A | Unknown |  | N/A |  | N/A | WA | Single Family | Bathtub | 2445 | 2986.36 | Single Family | FALSE | FALSE |  |  |  | 0 | 0 | Single Family_FALSE | Single Family_FALSE | Single Family_ | Single Family_ | Single Family_ | unknown | unknownSingle Family_ | unknownSingle Family_FALSE
Water_00007652 | SITE_01938 | Room_00023602 | Bathroom_2 | Bathroom | Shower | 2.5 | 2.2644 | 2.5 | 2.4 |  | Primary | Daily / Almost Daily | N/A | Bag | 0.8492 |  | 2.038 |  | WA | Single Family | Shower | 2445 | 2986.36 | Single Family | TRUE | FALSE | TRUE | TRUE | TRUE | 7465.9 | 6086.2017 | Single Family_TRUE | Single Family_FALSE | Single Family_TRUE | Single Family_TRUE | Single Family_TRUE | 2.5gpm | 2.5gpmSingle Family_TRUE | 2.5gpmSingle Family_TRUE
Water_00007653 | SITE_01938 | Room_00023602 | Bathroom_2 | Bathroom | Bathroom Faucet | 2.2 | 2.2111 | 2.2 | 2.5 |  | N/A | N/A | N/A | Bag | 0.796 |  | 1.99 |  | WA | Single Family | Bathroom Faucet | 2445 | 2986.36 | Single Family | FALSE | FALSE |  |  |  | 6569.992 | 5942.8564 | Single Family_FALSE | Single Family_FALSE | Single Family_ | Single Family_ | Single Family_ | unknown | unknownSingle Family_ | unknownSingle Family_FALSE
Water_00007654 | SITE_01938 | Room_00023602 | Bathroom_2 | Bathroom | Bathroom Faucet | 2.2 | 2.2111 | 2.2 | 2.5 |  | N/A | N/A | N/A | Bag | 0.796 |  | 1.99 |  | WA | Single Family | Bathroom Faucet | 2445 | 2986.36 | Single Family | FALSE | FALSE |  |  |  | 6569.992 | 5942.8564 | Single Family_FALSE | Single Family_FALSE | Single Family_ | Single Family_ | Single Family_ | unknown | unknownSingle Family_ | unknownSingle Family_FALSE
Water_00007655 | SITE_01933 | Room_00023529 | Kitchen_1 | Kitchen | Kitchen Faucet | 1.3267 | 1.3267 |  | 1.5 |  | N/A | N/A | N/A | Bag | 0.796 |  | 1.194 |  | WA | Single Family | Kitchen Faucet | 2440 | 5123.47 | Single Family | FALSE | FALSE |  |  |  | 6797.1369 | 6117.4232 | Single Family_FALSE | Single Family_FALSE | Single Family_ | Single Family_ | Single Family_ | unknown | unknownSingle Family_ | unknownSingle Family_FALSE
Water_00007656 | SITE_01933 | Room_00023530 | Bathroom_1 | Bathroom | Bathroom Faucet | 1.3267 | 1.3267 |  | 1.5 |  | N/A | N/A | N/A | Bag | 0.796 |  | 1.194 |  | WA | Single Family | Bathroom Faucet | 2440 | 5123.47 | Single Family | FALSE | FALSE |  |  |  | 6797.1369 | 6117.4232 | Single Family_FALSE | Single Family_FALSE | Single Family_ | Single Family_ | Single Family_ | unknown | unknownSingle Family_ | unknownSingle Family_FALSE
Water_00007657 | SITE_01933 | Room_00023532 | Bathroom_2 | Bathroom | Bathroom Faucet | 2.2111 | 2.2111 |  | 2.5 |  | N/A | N/A | N/A | Bag | 0.796 |  | 1.99 |  | WA | Single Family | Bathroom Faucet | 2440 | 5123.47 | Single Family | FALSE | FALSE |  |  |  | 11328.5614 | 10195.7053 | Single Family_FALSE | Single Family_FALSE | Single Family_ | Single Family_ | Single Family_ | unknown | unknownSingle Family_ | unknownSingle Family_FALSE
Water_00007658 | SITE_01933 | Room_00023532 | Bathroom_2 | Bathroom | Shower / Bathtub combo with diverter valve | 3.3022 | 3.3022 |  | 3.5 |  | Secondary | A few times per year | N/A | Bag | 0.8492 |  | 2.972 |  | WA | Single Family | Shower | 2440 | 5123.47 | Single Family | TRUE | TRUE | TRUE | TRUE | TRUE | 16918.8365 | 15226.9528 | Single Family_TRUE | Single Family_TRUE | Single Family_TRUE | Single Family_TRUE | Single Family_TRUE | gt2.5gpm | gt2.5gpmSingle Family_TRUE | gt2.5gpmSingle Family_TRUE
Water_00007659 | SITE_01933 | Room_00023534 | Bathroom_3 | Bathroom | Bathroom Faucet | 1.3267 | 1.3267 |  | 1.5 |  | N/A | N/A | N/A | Bag | 0.796 |  | 1.194 |  | WA | Single Family | Bathroom Faucet | 2440 | 5123.47 | Single Family | FALSE | FALSE |  |  |  | 6797.1369 | 6117.4232 | Single Family_FALSE | Single Family_FALSE | Single Family_ | Single Family_ | Single Family_ | unknown | unknownSingle Family_ | unknownSingle Family_FALSE
Water_00007660 | SITE_01933 | Room_00023534 | Bathroom_3 | Bathroom | Shower | unknown |  |  |  | Unknown | Primary | Daily / Almost Daily | Unknown | Bag | 0.8492 |  |  | Unknown | WA | Single Family | Shower | 2440 | 5123.47 | Single Family | TRUE | FALSE | FALSE | FALSE | FALSE | 0 | 0 | Single Family_TRUE | Single Family_FALSE | Single Family_FALSE | Single Family_FALSE | Single Family_FALSE | unknown | unknownSingle Family_FALSE | unknownSingle Family_TRUE
Water_00007661 | SITE_00705 | Room_00013000 | Kitchen_3 | Kitchen | Kitchen Faucet | 2.2111 | 2.2111 |  | 2.5 |  | N/A | N/A | N/A | Bag | 0.796 |  | 1.99 |  | WA | Single Family | Kitchen Faucet | 1224 | 3805.5 | Single Family | FALSE | FALSE |  |  |  | 8414.3833 | 7572.945 | Single Family_FALSE | Single Family_FALSE | Single Family_ | Single Family_ | Single Family_ | unknown | unknownSingle Family_ | unknownSingle Family_FALSE
Water_00007662 | SITE_00705 | Room_00013003 | Bathroom_1 | Bathroom | Bathroom Faucet | 1.5 | 1.3267 | 1.5 | 1.5 |  | N/A | N/A | N/A | Bag | 0.796 |  | 1.194 |  | WA | Single Family | Bathroom Faucet | 1224 | 3805.5 | Single Family | FALSE | FALSE |  |  |  | 5708.25 | 4543.767 | Single Family_FALSE | Single Family_FALSE | Single Family_ | Single Family_ | Single Family_ | unknown | unknownSingle Family_ | unknownSingle Family_FALSE
Water_00007663 | SITE_00705 | Room_00013011 | Bathroom_2 | Bathroom | Bathroom Faucet | 2.2 | 2.6533 | 2.2 | 3 |  | N/A | N/A | N/A | Bag | 0.796 |  | 2.388 |  | WA | Single Family | Bathroom Faucet | 1224 | 3805.5 | Single Family | FALSE | FALSE |  |  |  | 8372.1 | 9087.534 | Single Family_FALSE | Single Family_FALSE | Single Family_ | Single Family_ | Single Family_ | unknown | unknownSingle Family_ | unknownSingle Family_FALSE
Water_00007664 | SITE_00705 | Room_00013011 | Bathroom_2 | Bathroom | Bathroom Faucet | 2.2 | 2.6533 | 2.2 | 3 |  | N/A | N/A | N/A | Bag | 0.796 |  | 2.388 |  | WA | Single Family | Bathroom Faucet | 1224 | 3805.5 | Single Family | FALSE | FALSE |  |  |  | 8372.1 | 9087.534 | Single Family_FALSE | Single Family_FALSE | Single Family_ | Single Family_ | Single Family_ | unknown | unknownSingle Family_ | unknownSingle Family_FALSE
Water_00007665 | SITE_00705 | Room_00013011 | Bathroom_2 | Bathroom | Shower / Bathtub combo with diverter valve | 2.5 | 3.0667 | 2.5 | 3.25 |  | Secondary | Daily / Almost Daily | N/A | Bag | 0.8492 |  | 2.76 |  | WA | Single Family | Shower | 1224 | 3805.5 | Single Family | TRUE | TRUE | TRUE | TRUE | TRUE | 9513.75 | 10503.18 | Single Family_TRUE | Single Family_TRUE | Single Family_TRUE | Single Family_TRUE | Single Family_TRUE | 2.5gpm | 2.5gpmSingle Family_TRUE | 2.5gpmSingle Family_TRUE
Water_00007666 | SITE_00705 | Room_00013012 | Bathroom_3 | Bathroom | Bathroom Faucet | 1.5 | 1.7689 | 1.5 | 2 |  | N/A | N/A | N/A | Bag | 0.796 |  | 1.592 |  | WA | Single Family | Bathroom Faucet | 1224 | 3805.5 | Single Family | FALSE | FALSE |  |  |  | 5708.25 | 6058.356 | Single Family_FALSE | Single Family_FALSE | Single Family_ | Single Family_ | Single Family_ | unknown | unknownSingle Family_ | unknownSingle Family_FALSE
Water_00007667 | SITE_00705 | Room_00013012 | Bathroom_3 | Bathroom | Shower | 2 | 1.4156 | 2 | 1.5 |  | Primary | Daily / Almost Daily | N/A | Bag | 0.8492 |  | 1.274 |  | WA | Single Family | Shower | 1224 | 3805.5 | Single Family | TRUE | FALSE | TRUE | TRUE | TRUE | 7611 | 4848.207 | Single Family_TRUE | Single Family_FALSE | Single Family_TRUE | Single Family_TRUE | Single Family_TRUE | 2.0gpm | 2.0gpmSingle Family_TRUE | 2.0gpmSingle Family_TRUE
Water_00007668 | SITE_00740 | Room_00013541 | Kitchen_1 | Kitchen | Kitchen Faucet | 1.5 | 1.7689 | 1.5 | 2 |  | N/A | N/A | N/A | Bag | 0.796 |  | 1.592 |  | WA | Single Family | Kitchen Faucet | 1259 | 3931.6 | Single Family | FALSE | FALSE |  |  |  | 5897.4 | 6259.1072 | Single Family_FALSE | Single Family_FALSE | Single Family_ | Single Family_ | Single Family_ | unknown | unknownSingle Family_ | unknownSingle Family_FALSE
Water_00007669 | SITE_00740 | Room_00013543 | Bathroom_1 | Bathroom | Bathroom Faucet | 1.7689 | 1.7689 |  | 2 |  | N/A | N/A | N/A | Bag | 0.796 |  | 1.592 |  | WA | Single Family | Bathroom Faucet | 1259 | 3931.6 | Single Family | FALSE | FALSE |  |  |  | 6954.5636 | 6259.1072 | Single Family_FALSE | Single Family_FALSE | Single Family_ | Single Family_ | Single Family_ | unknown | unknownSingle Family_ | unknownSingle Family_FALSE
Water_00007670 | SITE_00740 | Room_00013543 | Bathroom_1 | Bathroom | Shower / Bathtub combo with diverter valve | 2.5 | 3.0667 | 2.5 | 3.25 |  | Primary | Daily / Almost Daily | N/A | Bag | 0.8492 |  | 2.76 |  | WA | Single Family | Shower | 1259 | 3931.6 | Single Family | TRUE | TRUE | TRUE | TRUE | TRUE | 9829 | 10851.216 | Single Family_TRUE | Single Family_TRUE | Single Family_TRUE | Single Family_TRUE | Single Family_TRUE | 2.5gpm | 2.5gpmSingle Family_TRUE | 2.5gpmSingle Family_TRUE
Water_00007671 | SITE_00692 | Room_00012828 | Bathroom_6 | Bathroom | Bathroom Faucet | 2.6533 | 2.6533 |  | 3 |  | N/A | N/A | N/A | Bag | 0.796 |  | 2.388 |  | WA | Single Family | Bathroom Faucet | 1211 | 3805.5 | Single Family | FALSE | FALSE |  |  |  | 10097.26 | 9087.534 | Single Family_FALSE | Single Family_FALSE | Single Family_ | Single Family_ | Single Family_ | unknown | unknownSingle Family_ | unknownSingle Family_FALSE
Water_00007672 | SITE_00692 | Room_00012828 | Bathroom_6 | Bathroom | Shower / Bathtub combo with diverter valve | 2.5 | 2.3589 | 2.5 | 2.5 |  | Primary | Daily / Almost Daily | N/A | Bag | 0.8492 |  | 2.123 |  | WA | Single Family | Shower | 1211 | 3805.5 | Single Family | TRUE | TRUE | TRUE | TRUE | TRUE | 9513.75 | 8079.0765 | Single Family_TRUE | Single Family_TRUE | Single Family_TRUE | Single Family_TRUE | Single Family_TRUE | 2.5gpm | 2.5gpmSingle Family_TRUE | 2.5gpmSingle Family_TRUE
Water_00007673 | SITE_00496 | Room_00010308 | Kitchen_1 | Kitchen | Kitchen Faucet | 2.2 | 1.7689 | 2.2 | 2 |  | N/A | N/A | N/A | Bag | 0.796 |  | 1.592 |  | WA | Multifamily Residence | Kitchen Faucet | 1016 | 687.85 | Multifamily Residence | FALSE | FALSE |  |  |  | 1513.27 | 1095.0572 | Multifamily Residence_FALSE | Multifamily Residence_FALSE | Multifamily Residence_ | Multifamily Residence_ | Multifamily Residence_ | unknown | unknownMultifamily Residence_ | unknownMultifamily Residence_FALSE
Water_00007674 | SITE_00496 | Room_00010309 | Bathroom_1 | Bathroom | Bathroom Faucet | 1.5 | 1.7689 | 1.5 | 2 |  | N/A | N/A | N/A | Bag | 0.796 |  | 1.592 |  | WA | Multifamily Residence | Bathroom Faucet | 1016 | 687.85 | Multifamily Residence | FALSE | FALSE |  |  |  | 1031.775 | 1095.0572 | Multifamily Residence_FALSE | Multifamily Residence_FALSE | Multifamily Residence_ | Multifamily Residence_ | Multifamily Residence_ | unknown | unknownMultifamily Residence_ | unknownMultifamily Residence_FALSE
Water_00007675 | SITE_00496 | Room_00010309 | Bathroom_1 | Bathroom | Shower / Bathtub combo with diverter valve | 2.3589 | 2.3589 |  | 2.5 |  | Primary | Daily / Almost Daily | N/A | Bag | 0.8492 |  | 2.123 |  | WA | Multifamily Residence | Shower | 1016 | 687.85 | Multifamily Residence | TRUE | TRUE | TRUE | TRUE | TRUE | 1622.5617 | 1460.3056 | Multifamily Residence_TRUE | Multifamily Residence_TRUE | Multifamily Residence_TRUE | Multifamily Residence_TRUE | Multifamily Residence_TRUE | 2.5gpm | 2.5gpmMultifamily Residence_TRUE | 2.5gpmMultifamily Residence_TRUE
Water_00007676 | SITE_00782 | Room_00014203 | Kitchen_1 | Kitchen | Kitchen Faucet | unknown |  |  |  | Unknown | N/A | N/A | Can't use water | Bag | 0.796 |  |  | Unknown | WA | Single Family | Kitchen Faucet | 1301 | 3805.5 | Single Family | FALSE | FALSE |  |  |  | 0 | 0 | Single Family_FALSE | Single Family_FALSE | Single Family_ | Single Family_ | Single Family_ | unknown | unknownSingle Family_ | unknownSingle Family_FALSE
Water_00007677 | SITE_00782 | Room_00014205 | Bathroom_1 | Bathroom | Bathroom Faucet | unknown |  |  |  | Unknown | N/A | N/A | Can't measure | Bag | 0.796 |  |  | Unknown | WA | Single Family | Bathroom Faucet | 1301 | 3805.5 | Single Family | FALSE | FALSE |  |  |  | 0 | 0 | Single Family_FALSE | Single Family_FALSE | Single Family_ | Single Family_ | Single Family_ | unknown | unknownSingle Family_ | unknownSingle Family_FALSE
Water_00007678 | SITE_00782 | Room_00014205 | Bathroom_1 | Bathroom | Shower / Bathtub combo with diverter valve | 2.5 |  | 2.5 |  | Unknown | Primary | Daily / Almost Daily | Can't measure | Bag | 0.8492 |  |  | Unknown | WA | Single Family | Shower | 1301 | 3805.5 | Single Family | TRUE | TRUE | TRUE | FALSE | FALSE | 9513.75 | 0 | Single Family_TRUE | Single Family_TRUE | Single Family_TRUE | Single Family_FALSE | Single Family_FALSE | unknown | unknownSingle Family_FALSE | unknownSingle Family_TRUE
Water_00007679 | SITE_00444 | Room_00009757 | Bathroom_6 | Bathroom | Bathroom Faucet | 2.2 | 2.2111 | 2.2 | 2.5 |  | N/A | N/A | N/A | Bag | 0.796 |  | 1.99 |  | WA | Multifamily Residence | Bathroom Faucet | 964 | 687.85 | Multifamily Residence | FALSE | FALSE |  |  |  | 1513.27 | 1368.8215 | Multifamily Residence_FALSE | Multifamily Residence_FALSE | Multifamily Residence_ | Multifamily Residence_ | Multifamily Residence_ | unknown | unknownMultifamily Residence_ | unknownMultifamily Residence_FALSE
Water_00007680 | SITE_00444 | Room_00009757 | Bathroom_6 | Bathroom | Shower / Bathtub combo with diverter valve | 1.5 | 1.8867 | 1.5 | 2 |  | Primary | Daily / Almost Daily | N/A | Bag | 0.8492 |  | 1.698 |  | WA | Multifamily Residence | Shower | 964 | 687.85 | Multifamily Residence | TRUE | TRUE | TRUE | TRUE | TRUE | 1031.775 | 1167.9693 | Multifamily Residence_TRUE | Multifamily Residence_TRUE | Multifamily Residence_TRUE | Multifamily Residence_TRUE | Multifamily Residence_TRUE | 1.5gpm | 1.5gpmMultifamily Residence_TRUE | 1.5gpmMultifamily Residence_TRUE
Water_00007681 | SITE_00444 | Room_00009760 | Kitchen_2 | Kitchen | Kitchen Faucet | 1.8 | 2.2111 | 1.8 | 2.5 |  | N/A | N/A | N/A | Bag | 0.796 |  | 1.99 |  | WA | Multifamily Residence | Kitchen Faucet | 964 | 687.85 | Multifamily Residence | FALSE | FALSE |  |  |  | 1238.13 | 1368.8215 | Multifamily Residence_FALSE | Multifamily Residence_FALSE | Multifamily Residence_ | Multifamily Residence_ | Multifamily Residence_ | unknown | unknownMultifamily Residence_ | unknownMultifamily Residence_FALSE
Water_00007682 | SITE_00712 | Room_00013130 | Kitchen_1 | Kitchen | Kitchen Faucet | 2.6533 | 2.6533 |  | 3 |  | N/A | N/A | N/A | Bag | 0.796 |  | 2.388 |  | WA | Single Family | Kitchen Faucet | 1231 | 3805.5 | Single Family | FALSE | FALSE |  |  |  | 10097.26 | 9087.534 | Single Family_FALSE | Single Family_FALSE | Single Family_ | Single Family_ | Single Family_ | unknown | unknownSingle Family_ | unknownSingle Family_FALSE
Water_00007683 | SITE_00712 | Room_00013134 | Bathroom_2 | Bathroom | Bathroom Faucet | 2 | 1.5922 | 2 | 1.8 |  | N/A | N/A | N/A | Bag | 0.796 |  | 1.433 |  | WA | Single Family | Bathroom Faucet | 1231 | 3805.5 | Single Family | FALSE | FALSE |  |  |  | 7611 | 5453.2815 | Single Family_FALSE | Single Family_FALSE | Single Family_ | Single Family_ | Single Family_ | unknown | unknownSingle Family_ | unknownSingle Family_FALSE
Water_00007684 | SITE_00712 | Room_00013134 | Bathroom_2 | Bathroom | Shower / Bathtub combo with diverter valve | 3.0667 | 3.0667 |  | 3.25 |  | Secondary | A few times per week | N/A | Bag | 0.8492 |  | 2.76 |  | WA | Single Family | Shower | 1231 | 3805.5 | Single Family | TRUE | TRUE | TRUE | TRUE | TRUE | 11670.2 | 10503.18 | Single Family_TRUE | Single Family_TRUE | Single Family_TRUE | Single Family_TRUE | Single Family_TRUE | gt2.5gpm | gt2.5gpmSingle Family_TRUE | gt2.5gpmSingle Family_TRUE
Water_00007685 | SITE_00712 | Room_00013125 | Bathroom_1 | Bathroom | Bathroom Faucet | 1.5 | 1.3267 | 1.5 | 1.5 |  | N/A | N/A | N/A | Bag | 0.796 |  | 1.194 |  | WA | Single Family | Bathroom Faucet | 1231 | 3805.5 | Single Family | FALSE | FALSE |  |  |  | 5708.25 | 4543.767 | Single Family_FALSE | Single Family_FALSE | Single Family_ | Single Family_ | Single Family_ | unknown | unknownSingle Family_ | unknownSingle Family_FALSE
Water_00007686 | SITE_00712 | Room_00013125 | Bathroom_1 | Bathroom | Bathroom Faucet | 1.5 | 1.1056 | 1.5 | 1.25 |  | N/A | N/A | N/A | Bag | 0.796 |  | 0.995 |  | WA | Single Family | Bathroom Faucet | 1231 | 3805.5 | Single Family | FALSE | FALSE |  |  |  | 5708.25 | 3786.4725 | Single Family_FALSE | Single Family_FALSE | Single Family_ | Single Family_ | Single Family_ | unknown | unknownSingle Family_ | unknownSingle Family_FALSE
Water_00007687 | SITE_00712 | Room_00013125 | Bathroom_1 | Bathroom | Shower | 2.8311 | 2.8311 |  | 3 |  | Primary | Daily / Almost Daily | N/A | Bag | 0.8492 |  | 2.548 |  | WA | Single Family | Shower | 1231 | 3805.5 | Single Family | TRUE | FALSE | TRUE | TRUE | TRUE | 10773.7933 | 9696.414 | Single Family_TRUE | Single Family_FALSE | Single Family_TRUE | Single Family_TRUE | Single Family_TRUE | gt2.5gpm | gt2.5gpmSingle Family_TRUE | gt2.5gpmSingle Family_TRUE
Water_00007688 | SITE_00729 | Room_00013372 | Kitchen_1 | Kitchen | Kitchen Faucet | 2.2 | 2.6533 | 2.2 | 3 |  | N/A | N/A | N/A | Bag | 0.796 |  | 2.388 |  | WA | Single Family | Kitchen Faucet | 1248 | 3805.5 | Single Family | FALSE | FALSE |  |  |  | 8372.1 | 9087.534 | Single Family_FALSE | Single Family_FALSE | Single Family_ | Single Family_ | Single Family_ | unknown | unknownSingle Family_ | unknownSingle Family_FALSE
Water_00007689 | SITE_00729 | Room_00013375 | Bathroom_1 | Bathroom | Bathroom Faucet | 3.5378 | 3.5378 |  | 4 |  | N/A | N/A | N/A | Bag | 0.796 |  | 3.184 |  | WA | Single Family | Bathroom Faucet | 1248 | 3805.5 | Single Family | FALSE | FALSE |  |  |  | 13463.0133 | 12116.712 | Single Family_FALSE | Single Family_FALSE | Single Family_ | Single Family_ | Single Family_ | unknown | unknownSingle Family_ | unknownSingle Family_FALSE
Water_00007690 | SITE_00729 | Room_00013375 | Bathroom_1 | Bathroom | Shower / Bathtub combo with diverter valve | 2.5 | 3.3022 | 2.5 | 3.5 |  | Primary | Daily / Almost Daily | N/A | Bag | 0.8492 |  | 2.972 |  | WA | Single Family | Shower | 1248 | 3805.5 | Single Family | TRUE | TRUE | TRUE | TRUE | TRUE | 9513.75 | 11309.946 | Single Family_TRUE | Single Family_TRUE | Single Family_TRUE | Single Family_TRUE | Single Family_TRUE | 2.5gpm | 2.5gpmSingle Family_TRUE | 2.5gpmSingle Family_TRUE
Water_00007691 | SITE_00710 | Room_00013078 | Bathroom_6 | Bathroom | Bathroom Faucet | 1.3267 | 1.3267 |  | 1.5 |  | N/A | N/A | N/A | Bag | 0.796 |  | 1.194 |  | WA | Single Family | Bathroom Faucet | 1229 | 3931.6 | Single Family | FALSE | FALSE |  |  |  | 5215.9227 | 4694.3304 | Single Family_FALSE | Single Family_FALSE | Single Family_ | Single Family_ | Single Family_ | unknown | unknownSingle Family_ | unknownSingle Family_FALSE
Water_00007692 | SITE_00710 | Room_00013078 | Bathroom_6 | Bathroom | Bathroom Faucet | 3.5378 | 3.5378 |  | 4 |  | N/A | N/A | N/A | Bag | 0.796 |  | 3.184 |  | WA | Single Family | Bathroom Faucet | 1229 | 3931.6 | Single Family | FALSE | FALSE |  |  |  | 13909.1271 | 12518.2144 | Single Family_FALSE | Single Family_FALSE | Single Family_ | Single Family_ | Single Family_ | unknown | unknownSingle Family_ | unknownSingle Family_FALSE
Water_00007693 | SITE_00710 | Room_00013078 | Bathroom_6 | Bathroom | Shower / Bathtub combo with diverter valve | 1.4156 | 1.4156 |  | 1.5 |  | Secondary | Daily / Almost Daily | N/A | Bag | 0.8492 |  | 1.274 |  | WA | Single Family | Shower | 1229 | 3931.6 | Single Family | TRUE | TRUE | TRUE | TRUE | TRUE | 5565.3982 | 5008.8584 | Single Family_TRUE | Single Family_TRUE | Single Family_TRUE | Single Family_TRUE | Single Family_TRUE | <1.5gpm | <1.5gpmSingle Family_TRUE | <1.5gpmSingle Family_TRUE
Water_00007694 | SITE_00465 | Room_00009943 | Bathroom_1 | Bathroom | Bathroom Faucet | 2 | 4.4222 | 2 | 5 |  | N/A | N/A | N/A | Bag | 0.796 |  | 3.98 |  | WA | Multifamily Residence | Bathroom Faucet | 985 | 687.85 | Multifamily Residence | FALSE | FALSE |  |  |  | 1375.7 | 2737.643 | Multifamily Residence_FALSE | Multifamily Residence_FALSE | Multifamily Residence_ | Multifamily Residence_ | Multifamily Residence_ | unknown | unknownMultifamily Residence_ | unknownMultifamily Residence_FALSE
Water_00007695 | SITE_00465 | Room_00009943 | Bathroom_1 | Bathroom | Shower / Bathtub combo with diverter valve | 2 | 1.8867 | 2 | 2 |  | Primary | Daily / Almost Daily | N/A | Bag | 0.8492 |  | 1.698 |  | WA | Multifamily Residence | Shower | 985 | 687.85 | Multifamily Residence | TRUE | TRUE | TRUE | TRUE | TRUE | 1375.7 | 1167.9693 | Multifamily Residence_TRUE | Multifamily Residence_TRUE | Multifamily Residence_TRUE | Multifamily Residence_TRUE | Multifamily Residence_TRUE | 2.0gpm | 2.0gpmMultifamily Residence_TRUE | 2.0gpmMultifamily Residence_TRUE
Water_00007696 | SITE_00465 | Room_00009945 | Kitchen_1 | Kitchen | Kitchen Faucet | 2.2 |  | 2.2 |  | Unknown | N/A | N/A | Cant access sink, filled with dishes | Bag | 0.796 |  |  | Unknown | WA | Multifamily Residence | Kitchen Faucet | 985 | 687.85 | Multifamily Residence | FALSE | FALSE |  |  |  | 1513.27 | 0 | Multifamily Residence_FALSE | Multifamily Residence_FALSE | Multifamily Residence_ | Multifamily Residence_ | Multifamily Residence_ | unknown | unknownMultifamily Residence_ | unknownMultifamily Residence_FALSE
Water_00007697 | SITE_00465 | Room_00009947 | Bathroom_2 | Bathroom | Bathroom Faucet | 2.1222 | 2.1222 |  | 2.4 |  | N/A | N/A | N/A | Bag | 0.796 |  | 1.91 |  | WA | Multifamily Residence | Bathroom Faucet | 985 | 687.85 | Multifamily Residence | FALSE | FALSE |  |  |  | 1459.7706 | 1313.7935 | Multifamily Residence_FALSE | Multifamily Residence_FALSE | Multifamily Residence_ | Multifamily Residence_ | Multifamily Residence_ | unknown | unknownMultifamily Residence_ | unknownMultifamily Residence_FALSE
Water_00007698 | SITE_00658 | Room_00012461 | Bathroom_1 | Bathroom | Bathroom Faucet | 1.2 | 1.3267 | 1.2 | 1.5 |  | N/A | N/A | N/A | Bag | 0.796 |  | 1.194 |  | WA | Manufactured | Bathroom Faucet | 1177 | 1628.92 | Manufactured | FALSE | FALSE |  |  |  | 1954.704 | 1944.9305 | Manufactured_FALSE | Manufactured_FALSE | Manufactured_ | Manufactured_ | Manufactured_ | unknown | unknownManufactured_ | unknownManufactured_FALSE
Water_00007699 | SITE_00658 | Room_00012461 | Bathroom_1 | Bathroom | Shower / Bathtub combo with diverter valve | 2.0756 | 2.0756 |  | 2.2 |  | Secondary | A few times per year | N/A | Bag | 0.8492 |  | 1.868 |  | WA | Manufactured | Shower | 1177 | 1628.92 | Manufactured | TRUE | TRUE | TRUE | TRUE | TRUE | 3380.914 | 3042.8226 | Manufactured_TRUE | Manufactured_TRUE | Manufactured_TRUE | Manufactured_TRUE | Manufactured_TRUE | 2.5gpm | 2.5gpmManufactured_TRUE | 2.5gpmManufactured_TRUE
Water_00007700 | SITE_00658 | Room_00012465 | Kitchen_1 | Kitchen | Kitchen Faucet | 1.8 | 1.4156 | 1.8 | 1.6 |  | N/A | N/A | N/A | Bag | 0.796 |  | 1.274 |  | WA | Manufactured | Kitchen Faucet | 1177 | 1628.92 | Manufactured | FALSE | FALSE |  |  |  | 2932.056 | 2075.2441 | Manufactured_FALSE | Manufactured_FALSE | Manufactured_ | Manufactured_ | Manufactured_ | unknown | unknownManufactured_ | unknownManufactured_FALSE
Water_00007701 | SITE_00658 | Room_00012467 | Bathroom_2 | Bathroom | Bathroom Faucet | 1.7689 | 1.7689 |  | 2 |  | N/A | N/A | N/A | Bag | 0.796 |  | 1.592 |  | WA | Manufactured | Bathroom Faucet | 1177 | 1628.92 | Manufactured | FALSE | FALSE |  |  |  | 2881.3785 | 2593.2406 | Manufactured_FALSE | Manufactured_FALSE | Manufactured_ | Manufactured_ | Manufactured_ | unknown | unknownManufactured_ | unknownManufactured_FALSE
Water_00007702 | SITE_00658 | Room_00012467 | Bathroom_2 | Bathroom | Bathroom Faucet | 1.7689 | 1.7689 |  | 2 |  | N/A | N/A | N/A | Bag | 0.796 |  | 1.592 |  | WA | Manufactured | Bathroom Faucet | 1177 | 1628.92 | Manufactured | FALSE | FALSE |  |  |  | 2881.3785 | 2593.2406 | Manufactured_FALSE | Manufactured_FALSE | Manufactured_ | Manufactured_ | Manufactured_ | unknown | unknownManufactured_ | unknownManufactured_FALSE
Water_00007703 | SITE_00658 | Room_00012467 | Bathroom_2 | Bathroom | Shower | 2.3589 | 2.3589 |  | 2.5 |  | Primary | Daily / Almost Daily | N/A | Bag | 0.8492 |  | 2.123 |  | WA | Manufactured | Shower | 1177 | 1628.92 | Manufactured | TRUE | FALSE | TRUE | TRUE | TRUE | 3842.4413 | 3458.1972 | Manufactured_TRUE | Manufactured_FALSE | Manufactured_TRUE | Manufactured_TRUE | Manufactured_TRUE | 2.5gpm | 2.5gpmManufactured_TRUE | 2.5gpmManufactured_TRUE
Water_00007704 | SITE_00461 | Room_00009911 | Bathroom_1 | Bathroom | Bathroom Faucet | 1.3267 | 1.3267 |  | 1.5 |  | N/A | N/A | N/A | Bag | 0.796 |  | 1.194 |  | WA | Multifamily Residence | Bathroom Faucet | 981 | 1819.67 | Multifamily Residence | FALSE | FALSE |  |  |  | 2414.0955 | 2172.686 | Multifamily Residence_FALSE | Multifamily Residence_FALSE | Multifamily Residence_ | Multifamily Residence_ | Multifamily Residence_ | unknown | unknownMultifamily Residence_ | unknownMultifamily Residence_FALSE
Water_00007705 | SITE_00461 | Room_00009911 | Bathroom_1 | Bathroom | Shower / Bathtub combo with diverter valve | 1.8867 | 1.8867 |  | 2 |  | Primary | Daily / Almost Daily | N/A | Bag | 0.8492 |  | 1.698 |  | WA | Multifamily Residence | Shower | 981 | 1819.67 | Multifamily Residence | TRUE | TRUE | TRUE | TRUE | TRUE | 3433.1107 | 3089.7997 | Multifamily Residence_TRUE | Multifamily Residence_TRUE | Multifamily Residence_TRUE | Multifamily Residence_TRUE | Multifamily Residence_TRUE | 2.0gpm | 2.0gpmMultifamily Residence_TRUE | 2.0gpmMultifamily Residence_TRUE
Water_00007706 | SITE_00461 | Room_00009912 | Kitchen_1 | Kitchen | Kitchen Faucet | 3.98 | 3.98 |  | 4.5 |  | N/A | N/A | N/A | Bag | 0.796 |  | 3.582 |  | WA | Multifamily Residence | Kitchen Faucet | 981 | 1819.67 | Multifamily Residence | FALSE | FALSE |  |  |  | 7242.2866 | 6518.0579 | Multifamily Residence_FALSE | Multifamily Residence_FALSE | Multifamily Residence_ | Multifamily Residence_ | Multifamily Residence_ | unknown | unknownMultifamily Residence_ | unknownMultifamily Residence_FALSE
Water_00007707 | SITE_00506 | Room_00010463 | Bathroom_1 | Bathroom | Bathroom Faucet | 1.3267 | 1.3267 |  | 1.5 |  | N/A | N/A | N/A | Bag | 0.796 |  | 1.194 |  | WA | Single Family | Bathroom Faucet | 1026 | 3931.6 | Single Family | FALSE | FALSE |  |  |  | 5215.9227 | 4694.3304 | Single Family_FALSE | Single Family_FALSE | Single Family_ | Single Family_ | Single Family_ | unknown | unknownSingle Family_ | unknownSingle Family_FALSE
Water_00007708 | SITE_00506 | Room_00010463 | Bathroom_1 | Bathroom | Shower / Bathtub combo with diverter valve | 1.4156 | 1.4156 |  | 1.5 |  | Secondary | A few times per year | N/A | Bag | 0.8492 |  | 1.274 |  | WA | Single Family | Shower | 1026 | 3931.6 | Single Family | TRUE | TRUE | TRUE | TRUE | TRUE | 5565.3982 | 5008.8584 | Single Family_TRUE | Single Family_TRUE | Single Family_TRUE | Single Family_TRUE | Single Family_TRUE | <1.5gpm | <1.5gpmSingle Family_TRUE | <1.5gpmSingle Family_TRUE
Water_00007709 | SITE_00506 | Room_00010467 | Bathroom_2 | Bathroom | Bathroom Faucet | 0.88444 | 0.88444 |  | 1 |  | N/A | N/A | N/A | Bag | 0.796 |  | 0.796 |  | WA | Single Family | Bathroom Faucet | 1026 | 3931.6 | Single Family | FALSE | FALSE |  |  |  | 3477.2818 | 3129.5536 | Single Family_FALSE | Single Family_FALSE | Single Family_ | Single Family_ | Single Family_ | unknown | unknownSingle Family_ | unknownSingle Family_FALSE
Water_00007710 | SITE_00506 | Room_00010467 | Bathroom_2 | Bathroom | Bathroom Faucet | 1.3267 | 1.3267 |  | 1.5 |  | N/A | N/A | N/A | Bag | 0.796 |  | 1.194 |  | WA | Single Family | Bathroom Faucet | 1026 | 3931.6 | Single Family | FALSE | FALSE |  |  |  | 5215.9227 | 4694.3304 | Single Family_FALSE | Single Family_FALSE | Single Family_ | Single Family_ | Single Family_ | unknown | unknownSingle Family_ | unknownSingle Family_FALSE
Water_00007711 | SITE_00506 | Room_00010467 | Bathroom_2 | Bathroom | Bathtub | unknown |  |  |  | N/A | N/A | N/A | N/A | Unknown |  | N/A |  | N/A | WA | Single Family | Bathtub | 1026 | 3931.6 | Single Family | FALSE | FALSE |  |  |  | 0 | 0 | Single Family_FALSE | Single Family_FALSE | Single Family_ | Single Family_ | Single Family_ | unknown | unknownSingle Family_ | unknownSingle Family_FALSE
Water_00007712 | SITE_00506 | Room_00010467 | Bathroom_2 | Bathroom | Shower | unknown |  |  |  | Unknown | Primary | Daily / Almost Daily | Cant collect flow data. Multiple showerheads, sideways showerheads, overhead showerhead, etc. Lots going on here. | Bag | 0.8492 |  |  | Unknown | WA | Single Family | Shower | 1026 | 3931.6 | Single Family | TRUE | FALSE | FALSE | FALSE | FALSE | 0 | 0 | Single Family_TRUE | Single Family_FALSE | Single Family_FALSE | Single Family_FALSE | Single Family_FALSE | unknown | unknownSingle Family_FALSE | unknownSingle Family_TRUE
Water_00007713 | SITE_00506 | Room_00010468 | Kitchen_1 | Kitchen | Kitchen Faucet | 1.7689 | 1.7689 |  | 2 |  | N/A | N/A | N/A | Bag | 0.796 |  | 1.592 |  | WA | Single Family | Kitchen Faucet | 1026 | 3931.6 | Single Family | FALSE | FALSE |  |  |  | 6954.5636 | 6259.1072 | Single Family_FALSE | Single Family_FALSE | Single Family_ | Single Family_ | Single Family_ | unknown | unknownSingle Family_ | unknownSingle Family_FALSE
Water_00007714 | SITE_00748 | Room_00013643 | Bathroom_1 | Bathroom | Bathroom Faucet | 2 | 2.0344 | 2 | 2.3 |  | N/A | N/A | N/A | Bag | 0.796 |  | 1.831 |  | WA | Single Family | Bathroom Faucet | 1267 | 3931.6 | Single Family | FALSE | FALSE |  |  |  | 7863.2 | 7198.7596 | Single Family_FALSE | Single Family_FALSE | Single Family_ | Single Family_ | Single Family_ | unknown | unknownSingle Family_ | unknownSingle Family_FALSE
Water_00007715 | SITE_00748 | Room_00013643 | Bathroom_1 | Bathroom | Shower / Bathtub combo with diverter valve | 2 | 1.51 | 2 | 1.6 |  | Secondary | A few times per year | N/A | Bag | 0.8492 |  | 1.359 |  | WA | Single Family | Shower | 1267 | 3931.6 | Single Family | TRUE | TRUE | TRUE | TRUE | TRUE | 7863.2 | 5343.0444 | Single Family_TRUE | Single Family_TRUE | Single Family_TRUE | Single Family_TRUE | Single Family_TRUE | 2.0gpm | 2.0gpmSingle Family_TRUE | 2.0gpmSingle Family_TRUE
Water_00007716 | SITE_00748 | Room_00013647 | Bathroom_2 | Bathroom | Bathroom Faucet | 1.7689 | 1.7689 |  | 2 |  | N/A | N/A | N/A | Bag | 0.796 |  | 1.592 |  | WA | Single Family | Bathroom Faucet | 1267 | 3931.6 | Single Family | FALSE | FALSE |  |  |  | 6954.5636 | 6259.1072 | Single Family_FALSE | Single Family_FALSE | Single Family_ | Single Family_ | Single Family_ | unknown | unknownSingle Family_ | unknownSingle Family_FALSE
Water_00007717 | SITE_00748 | Room_00013648 | Kitchen_1 | Kitchen | Kitchen Faucet | 1.7689 | 1.7689 |  | 2 |  | N/A | N/A | N/A | Bag | 0.796 |  | 1.592 |  | WA | Single Family | Kitchen Faucet | 1267 | 3931.6 | Single Family | FALSE | FALSE |  |  |  | 6954.5636 | 6259.1072 | Single Family_FALSE | Single Family_FALSE | Single Family_ | Single Family_ | Single Family_ | unknown | unknownSingle Family_ | unknownSingle Family_FALSE
Water_00007718 | SITE_00748 | Room_00013651 | Bathroom_3 | Bathroom | Bathtub | unknown |  |  |  | N/A | N/A | N/A | N/A | Unknown |  | N/A |  | N/A | WA | Single Family | Bathtub | 1267 | 3931.6 | Single Family | FALSE | FALSE |  |  |  | 0 | 0 | Single Family_FALSE | Single Family_FALSE | Single Family_ | Single Family_ | Single Family_ | unknown | unknownSingle Family_ | unknownSingle Family_FALSE
Water_00007719 | SITE_00748 | Room_00013651 | Bathroom_3 | Bathroom | Bathroom Faucet | 1.3267 | 1.3267 |  | 1.5 |  | N/A | N/A | N/A | Bag | 0.796 |  | 1.194 |  | WA | Single Family | Bathroom Faucet | 1267 | 3931.6 | Single Family | FALSE | FALSE |  |  |  | 5215.9227 | 4694.3304 | Single Family_FALSE | Single Family_FALSE | Single Family_ | Single Family_ | Single Family_ | unknown | unknownSingle Family_ | unknownSingle Family_FALSE
Water_00007720 | SITE_00748 | Room_00013651 | Bathroom_3 | Bathroom | Bathroom Faucet | 1.3267 | 1.3267 |  | 1.5 |  | N/A | N/A | N/A | Bag | 0.796 |  | 1.194 |  | WA | Single Family | Bathroom Faucet | 1267 | 3931.6 | Single Family | FALSE | FALSE |  |  |  | 5215.9227 | 4694.3304 | Single Family_FALSE | Single Family_FALSE | Single Family_ | Single Family_ | Single Family_ | unknown | unknownSingle Family_ | unknownSingle Family_FALSE
Water_00007721 | SITE_00748 | Room_00013651 | Bathroom_3 | Bathroom | Shower | 1.8867 | 1.8867 |  | 2 |  | Primary | Daily / Almost Daily | N/A | Bag | 0.8492 |  | 1.698 |  | WA | Single Family | Shower | 1267 | 3931.6 | Single Family | TRUE | FALSE | TRUE | TRUE | TRUE | 7417.6187 | 6675.8568 | Single Family_TRUE | Single Family_FALSE | Single Family_TRUE | Single Family_TRUE | Single Family_TRUE | 2.0gpm | 2.0gpmSingle Family_TRUE | 2.0gpmSingle Family_TRUE
Water_00007722 | SITE_00466 | Room_00009949 | Bathroom_1 | Bathroom | Bathroom Faucet | 2.2 | 1.3267 | 2.2 | 1.5 |  | N/A | N/A | N/A | Bag | 0.796 |  | 1.194 |  | WA | Multifamily Residence | Bathroom Faucet | 986 | 687.85 | Multifamily Residence | FALSE | FALSE |  |  |  | 1513.27 | 821.2929 | Multifamily Residence_FALSE | Multifamily Residence_FALSE | Multifamily Residence_ | Multifamily Residence_ | Multifamily Residence_ | unknown | unknownMultifamily Residence_ | unknownMultifamily Residence_FALSE
Water_00007723 | SITE_00466 | Room_00009949 | Bathroom_1 | Bathroom | Shower / Bathtub combo with diverter valve | 0.94333 | 0.94333 |  | 1 |  | Primary | A few times per week | N/A | Bag | 0.8492 |  | 0.849 |  | WA | Multifamily Residence | Shower | 986 | 687.85 | Multifamily Residence | TRUE | TRUE | TRUE | TRUE | TRUE | 648.8718 | 583.9846 | Multifamily Residence_TRUE | Multifamily Residence_TRUE | Multifamily Residence_TRUE | Multifamily Residence_TRUE | Multifamily Residence_TRUE | <1.5gpm | <1.5gpmMultifamily Residence_TRUE | <1.5gpmMultifamily Residence_TRUE
Water_00007724 | SITE_00466 | Room_00009950 | Kitchen_1 | Kitchen | Kitchen Faucet | 1.3267 | 1.3267 |  | 1.5 |  | N/A | N/A | N/A | Bag | 0.796 |  | 1.194 |  | WA | Multifamily Residence | Kitchen Faucet | 986 | 687.85 | Multifamily Residence | FALSE | FALSE |  |  |  | 912.5477 | 821.2929 | Multifamily Residence_FALSE | Multifamily Residence_FALSE | Multifamily Residence_ | Multifamily Residence_ | Multifamily Residence_ | unknown | unknownMultifamily Residence_ | unknownMultifamily Residence_FALSE
Water_00007725 | SITE_00681 | Room_00012719 | Kitchen_1 | Kitchen | Kitchen Faucet | 2.2 |  | 2.2 |  | Unknown | N/A | N/A | Couldn't measure | Bag | 0.796 |  |  | Unknown | WA | Multifamily Residence | Kitchen Faucet | 1200 | 1819.67 | Multifamily Residence | FALSE | FALSE |  |  |  | 4003.274 | 0 | Multifamily Residence_FALSE | Multifamily Residence_FALSE | Multifamily Residence_ | Multifamily Residence_ | Multifamily Residence_ | unknown | unknownMultifamily Residence_ | unknownMultifamily Residence_FALSE
Water_00007726 | SITE_00681 | Room_00012723 | Bathroom_1 | Bathroom | Bathroom Faucet | unknown |  |  |  | Unknown | N/A | N/A | Couldn't measure | Bag | 0.796 |  |  | Unknown | WA | Multifamily Residence | Bathroom Faucet | 1200 | 1819.67 | Multifamily Residence | FALSE | FALSE |  |  |  | 0 | 0 | Multifamily Residence_FALSE | Multifamily Residence_FALSE | Multifamily Residence_ | Multifamily Residence_ | Multifamily Residence_ | unknown | unknownMultifamily Residence_ | unknownMultifamily Residence_FALSE
Water_00007727 | SITE_00681 | Room_00012723 | Bathroom_1 | Bathroom | Shower / Bathtub combo with diverter valve | unknown |  |  |  | Unknown | Primary | Daily / Almost Daily | Couldn't measure | Bag | 0.8492 |  |  | Unknown | WA | Multifamily Residence | Shower | 1200 | 1819.67 | Multifamily Residence | TRUE | TRUE | FALSE | FALSE | FALSE | 0 | 0 | Multifamily Residence_TRUE | Multifamily Residence_TRUE | Multifamily Residence_FALSE | Multifamily Residence_FALSE | Multifamily Residence_FALSE | unknown | unknownMultifamily Residence_FALSE | unknownMultifamily Residence_TRUE
Water_00007728 | SITE_00760 | Room_00013844 | Kitchen_1 | Kitchen | Kitchen Faucet | 1.7689 | 1.7689 |  | 2 |  | N/A | N/A | N/A | Bag | 0.796 |  | 1.592 |  | WA | Single Family | Kitchen Faucet | 1279 | 3805.5 | Single Family | FALSE | FALSE |  |  |  | 6731.5067 | 6058.356 | Single Family_FALSE | Single Family_FALSE | Single Family_ | Single Family_ | Single Family_ | unknown | unknownSingle Family_ | unknownSingle Family_FALSE
Water_00007729 | SITE_00760 | Room_00013847 | Bathroom_1 | Bathroom | Bathroom Faucet | 2 | 1.3267 | 2 | 1.5 |  | N/A | N/A | N/A | Bag | 0.796 |  | 1.194 |  | WA | Single Family | Bathroom Faucet | 1279 | 3805.5 | Single Family | FALSE | FALSE |  |  |  | 7611 | 4543.767 | Single Family_FALSE | Single Family_FALSE | Single Family_ | Single Family_ | Single Family_ | unknown | unknownSingle Family_ | unknownSingle Family_FALSE
Water_00007730 | SITE_00760 | Room_00013847 | Bathroom_1 | Bathroom | Shower / Bathtub combo with diverter valve | 2.1233 | 2.1233 |  | 2.25 |  | Secondary | A few times per year | N/A | Bag | 0.8492 |  | 1.911 |  | WA | Single Family | Shower | 1279 | 3805.5 | Single Family | TRUE | TRUE | TRUE | TRUE | TRUE | 8080.345 | 7272.3105 | Single Family_TRUE | Single Family_TRUE | Single Family_TRUE | Single Family_TRUE | Single Family_TRUE | 2.5gpm | 2.5gpmSingle Family_TRUE | 2.5gpmSingle Family_TRUE
Water_00007731 | SITE_00760 | Room_00013850 | Bathroom_2 | Bathroom | Bathroom Faucet | 3.5378 | 3.5378 |  | 4 |  | N/A | N/A | N/A | Bag | 0.796 |  | 3.184 |  | WA | Single Family | Bathroom Faucet | 1279 | 3805.5 | Single Family | FALSE | FALSE |  |  |  | 13463.0133 | 12116.712 | Single Family_FALSE | Single Family_FALSE | Single Family_ | Single Family_ | Single Family_ | unknown | unknownSingle Family_ | unknownSingle Family_FALSE
Water_00007732 | SITE_00760 | Room_00013850 | Bathroom_2 | Bathroom | Shower | 3.3022 | 3.3022 |  | 3.5 |  | Primary | Daily / Almost Daily | N/A | Bag | 0.8492 |  | 2.972 |  | WA | Single Family | Shower | 1279 | 3805.5 | Single Family | TRUE | FALSE | TRUE | TRUE | TRUE | 12566.6067 | 11309.946 | Single Family_TRUE | Single Family_FALSE | Single Family_TRUE | Single Family_TRUE | Single Family_TRUE | gt2.5gpm | gt2.5gpmSingle Family_TRUE | gt2.5gpmSingle Family_TRUE
Water_00007733 | SITE_00760 | Room_00013853 | Bathroom_3 | Bathroom | Bathroom Faucet | 2.2111 | 2.2111 |  | 2.5 |  | N/A | N/A | Looks like a kitchen sink but it's in the bathroom | Bag | 0.796 |  | 1.99 |  | WA | Single Family | Bathroom Faucet | 1279 | 3805.5 | Single Family | FALSE | FALSE |  |  |  | 8414.3833 | 7572.945 | Single Family_FALSE | Single Family_FALSE | Single Family_ | Single Family_ | Single Family_ | unknown | unknownSingle Family_ | unknownSingle Family_FALSE
Water_00007734 | SITE_00760 | Room_00013853 | Bathroom_3 | Bathroom | Shower | 2.8311 | 2.8311 |  | 3 |  | Secondary | A few times per year | N/A | Bag | 0.8492 |  | 2.548 |  | WA | Single Family | Shower | 1279 | 3805.5 | Single Family | TRUE | FALSE | TRUE | TRUE | TRUE | 10773.7933 | 9696.414 | Single Family_TRUE | Single Family_FALSE | Single Family_TRUE | Single Family_TRUE | Single Family_TRUE | gt2.5gpm | gt2.5gpmSingle Family_TRUE | gt2.5gpmSingle Family_TRUE
Water_00007735 | SITE_00695 | Room_00012861 | Kitchen_1 | Kitchen | Kitchen Faucet | 1.5 | 1.3267 | 1.5 | 1.5 |  | N/A | N/A | N/A | Bag | 0.796 |  | 1.194 |  | WA | Single Family | Kitchen Faucet | 1214 | 3805.5 | Single Family | FALSE | FALSE |  |  |  | 5708.25 | 4543.767 | Single Family_FALSE | Single Family_FALSE | Single Family_ | Single Family_ | Single Family_ | unknown | unknownSingle Family_ | unknownSingle Family_FALSE
Water_00007736 | SITE_00695 | Room_00012864 | Bathroom_1 | Bathroom | Bathroom Faucet | 1.3267 | 1.3267 |  | 1.5 |  | N/A | N/A | N/A | Bag | 0.796 |  | 1.194 |  | WA | Single Family | Bathroom Faucet | 1214 | 3805.5 | Single Family | FALSE | FALSE |  |  |  | 5048.63 | 4543.767 | Single Family_FALSE | Single Family_FALSE | Single Family_ | Single Family_ | Single Family_ | unknown | unknownSingle Family_ | unknownSingle Family_FALSE
Water_00007737 | SITE_00695 | Room_00012864 | Bathroom_1 | Bathroom | Bathroom Faucet | 1.3267 | 1.3267 |  | 1.5 |  | N/A | N/A | N/A | Bag | 0.796 |  | 1.194 |  | WA | Single Family | Bathroom Faucet | 1214 | 3805.5 | Single Family | FALSE | FALSE |  |  |  | 5048.63 | 4543.767 | Single Family_FALSE | Single Family_FALSE | Single Family_ | Single Family_ | Single Family_ | unknown | unknownSingle Family_ | unknownSingle Family_FALSE
Water_00007738 | SITE_00695 | Room_00012864 | Bathroom_1 | Bathroom | Shower | 3.0667 | 3.0667 |  | 3.25 |  | Primary | Daily / Almost Daily | Walk in shower with two separately controlled identical heads | Bag | 0.8492 |  | 2.76 |  | WA | Single Family | Shower | 1214 | 3805.5 | Single Family | TRUE | FALSE | TRUE | TRUE | TRUE | 11670.2 | 10503.18 | Single Family_TRUE | Single Family_FALSE | Single Family_TRUE | Single Family_TRUE | Single Family_TRUE | gt2.5gpm | gt2.5gpmSingle Family_TRUE | gt2.5gpmSingle Family_TRUE
Water_00007739 | SITE_00695 | Room_00012864 | Bathroom_1 | Bathroom | Shower | 2.5944 | 2.5944 |  | 2.75 |  | Primary | Daily / Almost Daily | Ditto | Bag | 0.8492 |  | 2.335 |  | WA | Single Family | Shower | 1214 | 3805.5 | Single Family | TRUE | FALSE | TRUE | TRUE | TRUE | 9873.1583 | 8885.8425 | Single Family_TRUE | Single Family_FALSE | Single Family_TRUE | Single Family_TRUE | Single Family_TRUE | gt2.5gpm | gt2.5gpmSingle Family_TRUE | gt2.5gpmSingle Family_TRUE
Water_00007740 | SITE_00695 | Room_00012866 | Bathroom_2 | Bathroom | Bathroom Faucet | 1.3267 | 1.3267 |  | 1.5 |  | N/A | N/A | N/A | Bag | 0.796 |  | 1.194 |  | WA | Single Family | Bathroom Faucet | 1214 | 3805.5 | Single Family | FALSE | FALSE |  |  |  | 5048.63 | 4543.767 | Single Family_FALSE | Single Family_FALSE | Single Family_ | Single Family_ | Single Family_ | unknown | unknownSingle Family_ | unknownSingle Family_FALSE
Water_00007741 | SITE_00695 | Room_00012866 | Bathroom_2 | Bathroom | Shower / Bathtub combo with diverter valve | 2.3589 | 2.3589 |  | 2.5 |  | Secondary | A few times per year | N/A | Bag | 0.8492 |  | 2.123 |  | WA | Single Family | Shower | 1214 | 3805.5 | Single Family | TRUE | TRUE | TRUE | TRUE | TRUE | 8976.7517 | 8079.0765 | Single Family_TRUE | Single Family_TRUE | Single Family_TRUE | Single Family_TRUE | Single Family_TRUE | 2.5gpm | 2.5gpmSingle Family_TRUE | 2.5gpmSingle Family_TRUE
Water_00007742 | SITE_00754 | Room_00013740 | Kitchen_1 | Kitchen | Kitchen Faucet | 1.5 | 1.3267 | 1.5 | 1.5 |  | N/A | N/A | N/A | Bag | 0.796 |  | 1.194 |  | WA | Single Family | Kitchen Faucet | 1273 | 3931.6 | Single Family | FALSE | FALSE |  |  |  | 5897.4 | 4694.3304 | Single Family_FALSE | Single Family_FALSE | Single Family_ | Single Family_ | Single Family_ | unknown | unknownSingle Family_ | unknownSingle Family_FALSE
Water_00007743 | SITE_00754 | Room_00013745 | Bathroom_1 | Bathroom | Bathroom Faucet | 2 | 4.4222 | 2 | 5 |  | N/A | N/A | N/A | Bag | 0.796 |  | 3.98 |  | WA | Single Family | Bathroom Faucet | 1273 | 3931.6 | Single Family | FALSE | FALSE |  |  |  | 7863.2 | 15647.768 | Single Family_FALSE | Single Family_FALSE | Single Family_ | Single Family_ | Single Family_ | unknown | unknownSingle Family_ | unknownSingle Family_FALSE
Water_00007744 | SITE_00754 | Room_00013745 | Bathroom_1 | Bathroom | Bathroom Faucet | 2 | 2.6533 | 2 | 3 |  | N/A | N/A | N/A | Bag | 0.796 |  | 2.388 |  | WA | Single Family | Bathroom Faucet | 1273 | 3931.6 | Single Family | FALSE | FALSE |  |  |  | 7863.2 | 9388.6608 | Single Family_FALSE | Single Family_FALSE | Single Family_ | Single Family_ | Single Family_ | unknown | unknownSingle Family_ | unknownSingle Family_FALSE
Water_00007745 | SITE_00754 | Room_00013745 | Bathroom_1 | Bathroom | Shower | 2 | 2.1233 | 2 | 2.25 |  | All used about the same | Daily / Almost Daily | N/A | Bag | 0.8492 |  | 1.911 |  | WA | Single Family | Shower | 1273 | 3931.6 | Single Family | TRUE | FALSE | TRUE | TRUE | TRUE | 7863.2 | 7513.2876 | Single Family_TRUE | Single Family_FALSE | Single Family_TRUE | Single Family_TRUE | Single Family_TRUE | 2.0gpm | 2.0gpmSingle Family_TRUE | 2.0gpmSingle Family_TRUE
Water_00007746 | SITE_00754 | Room_00013747 | Bathroom_2 | Bathroom | Bathroom Faucet | 1.2 | 1.1056 | 1.2 | 1.25 |  | N/A | N/A | N/A | Bag | 0.796 |  | 0.995 |  | WA | Single Family | Bathroom Faucet | 1273 | 3931.6 | Single Family | FALSE | FALSE |  |  |  | 4717.92 | 3911.942 | Single Family_FALSE | Single Family_FALSE | Single Family_ | Single Family_ | Single Family_ | unknown | unknownSingle Family_ | unknownSingle Family_FALSE
Water_00007747 | SITE_00754 | Room_00013747 | Bathroom_2 | Bathroom | Shower / Bathtub combo with diverter valve | 2 | 2.3589 | 2 | 2.5 |  | All used about the same | Daily / Almost Daily | N/A | Bag | 0.8492 |  | 2.123 |  | WA | Single Family | Shower | 1273 | 3931.6 | Single Family | TRUE | TRUE | TRUE | TRUE | TRUE | 7863.2 | 8346.7868 | Single Family_TRUE | Single Family_TRUE | Single Family_TRUE | Single Family_TRUE | Single Family_TRUE | 2.0gpm | 2.0gpmSingle Family_TRUE | 2.0gpmSingle Family_TRUE
Water_00007748 | SITE_00754 | Room_00013752 | Bathroom_3 | Bathroom | Bathroom Faucet | 2.2 | 2.2111 | 2.2 | 2.5 |  | N/A | N/A | N/A | Bag | 0.796 |  | 1.99 |  | WA | Single Family | Bathroom Faucet | 1273 | 3931.6 | Single Family | FALSE | FALSE |  |  |  | 8649.52 | 7823.884 | Single Family_FALSE | Single Family_FALSE | Single Family_ | Single Family_ | Single Family_ | unknown | unknownSingle Family_ | unknownSingle Family_FALSE
Water_00007749 | SITE_00754 | Room_00013752 | Bathroom_3 | Bathroom | Shower | 2.8311 | 2.8311 |  | 3 |  | Secondary | A few times per month | N/A | Bag | 0.8492 |  | 2.548 |  | WA | Single Family | Shower | 1273 | 3931.6 | Single Family | TRUE | FALSE | TRUE | TRUE | TRUE | 11130.7964 | 10017.7168 | Single Family_TRUE | Single Family_FALSE | Single Family_TRUE | Single Family_TRUE | Single Family_TRUE | gt2.5gpm | gt2.5gpmSingle Family_TRUE | gt2.5gpmSingle Family_TRUE
Water_00007750 | SITE_00687 | Room_00012768 | Kitchen_2 | Kitchen | Kitchen Faucet | 2.2 |  | 2.2 |  | Unknown | N/A | N/A | Couldn't measure | Bag | 0.796 |  |  | Unknown | WA | Single Family | Kitchen Faucet | 1206 | 3805.5 | Single Family | FALSE | FALSE |  |  |  | 8372.1 | 0 | Single Family_FALSE | Single Family_FALSE | Single Family_ | Single Family_ | Single Family_ | unknown | unknownSingle Family_ | unknownSingle Family_FALSE
Water_00007751 | SITE_00687 | Room_00012769 | Bathroom_6 | Bathroom | Bathroom Faucet | unknown |  |  |  | Unknown | N/A | N/A | Couldn't measure | Bag | 0.796 |  |  | Unknown | WA | Single Family | Bathroom Faucet | 1206 | 3805.5 | Single Family | FALSE | FALSE |  |  |  | 0 | 0 | Single Family_FALSE | Single Family_FALSE | Single Family_ | Single Family_ | Single Family_ | unknown | unknownSingle Family_ | unknownSingle Family_FALSE
Water_00007752 | SITE_00687 | Room_00012769 | Bathroom_6 | Bathroom | Shower / Bathtub combo with diverter valve | 2.5 |  | 2.5 |  | Unknown | Secondary | A few times per year | N/A | Bag | 0.8492 |  |  | Unknown | WA | Single Family | Shower | 1206 | 3805.5 | Single Family | TRUE | TRUE | TRUE | FALSE | FALSE | 9513.75 | 0 | Single Family_TRUE | Single Family_TRUE | Single Family_TRUE | Single Family_FALSE | Single Family_FALSE | unknown | unknownSingle Family_FALSE | unknownSingle Family_TRUE
Water_00007753 | SITE_00441 | Room_00009732 | Bathroom_1 | Bathroom | Bathroom Faucet | unknown |  |  |  | Unknown | N/A | N/A | The bathroom was fairly messy, i did not test flow | Bag | 0.796 |  |  | Unknown | WA | Multifamily Residence | Bathroom Faucet | 961 | 687.85 | Multifamily Residence | FALSE | FALSE |  |  |  | 0 | 0 | Multifamily Residence_FALSE | Multifamily Residence_FALSE | Multifamily Residence_ | Multifamily Residence_ | Multifamily Residence_ | unknown | unknownMultifamily Residence_ | unknownMultifamily Residence_FALSE
Water_00007754 | SITE_00441 | Room_00009732 | Bathroom_1 | Bathroom | Shower / Bathtub combo with diverter valve | unknown |  |  |  | Unknown | Primary | A few times per week | N/A | Bag | 0.8492 |  |  | Unknown | WA | Multifamily Residence | Shower | 961 | 687.85 | Multifamily Residence | TRUE | TRUE | FALSE | FALSE | FALSE | 0 | 0 | Multifamily Residence_TRUE | Multifamily Residence_TRUE | Multifamily Residence_FALSE | Multifamily Residence_FALSE | Multifamily Residence_FALSE | unknown | unknownMultifamily Residence_FALSE | unknownMultifamily Residence_TRUE
Water_00007755 | SITE_00441 | Room_00009736 | Kitchen_1 | Kitchen | Kitchen Faucet | 1.5 | 1.7689 | 1.5 | 2 |  | N/A | N/A | N/A | Bag | 0.796 |  | 1.592 |  | WA | Multifamily Residence | Kitchen Faucet | 961 | 687.85 | Multifamily Residence | FALSE | FALSE |  |  |  | 1031.775 | 1095.0572 | Multifamily Residence_FALSE | Multifamily Residence_FALSE | Multifamily Residence_ | Multifamily Residence_ | Multifamily Residence_ | unknown | unknownMultifamily Residence_ | unknownMultifamily Residence_FALSE
Water_00007756 | SITE_00716 | Room_00013189 | Kitchen_1 | Kitchen | Kitchen Faucet | 1.99 | 1.99 |  | 2.25 |  | N/A | N/A | N/A | Bag | 0.796 |  | 1.791 |  | WA | Single Family | Kitchen Faucet | 1235 | 3931.6 | Single Family | FALSE | FALSE |  |  |  | 7823.884 | 7041.4956 | Single Family_FALSE | Single Family_FALSE | Single Family_ | Single Family_ | Single Family_ | unknown | unknownSingle Family_ | unknownSingle Family_FALSE
Water_00007757 | SITE_00716 | Room_00013192 | Bathroom_1 | Bathroom | Bathroom Faucet | 2.2 | 1.3267 | 2.2 | 1.5 |  | N/A | N/A | N/A | Bag | 0.796 |  | 1.194 |  | WA | Single Family | Bathroom Faucet | 1235 | 3931.6 | Single Family | FALSE | FALSE |  |  |  | 8649.52 | 4694.3304 | Single Family_FALSE | Single Family_FALSE | Single Family_ | Single Family_ | Single Family_ | unknown | unknownSingle Family_ | unknownSingle Family_FALSE
Water_00007758 | SITE_00716 | Room_00013195 | Bathroom_2 | Bathroom | Bathtub | unknown |  |  |  | N/A | N/A | N/A | N/A | Unknown |  | N/A |  | N/A | WA | Single Family | Bathtub | 1235 | 3931.6 | Single Family | FALSE | FALSE |  |  |  | 0 | 0 | Single Family_FALSE | Single Family_FALSE | Single Family_ | Single Family_ | Single Family_ | unknown | unknownSingle Family_ | unknownSingle Family_FALSE
Water_00007759 | SITE_00716 | Room_00013195 | Bathroom_2 | Bathroom | Bathroom Faucet | 2.2 | 2.2111 | 2.2 | 2.5 |  | N/A | N/A | N/A | Bag | 0.796 |  | 1.99 |  | WA | Single Family | Bathroom Faucet | 1235 | 3931.6 | Single Family | FALSE | FALSE |  |  |  | 8649.52 | 7823.884 | Single Family_FALSE | Single Family_FALSE | Single Family_ | Single Family_ | Single Family_ | unknown | unknownSingle Family_ | unknownSingle Family_FALSE
Water_00007760 | SITE_00716 | Room_00013195 | Bathroom_2 | Bathroom | Bathroom Faucet | 2.2 | 2.4322 | 2.2 | 2.75 |  | N/A | N/A | N/A | Bag | 0.796 |  | 2.189 |  | WA | Single Family | Bathroom Faucet | 1235 | 3931.6 | Single Family | FALSE | FALSE |  |  |  | 8649.52 | 8606.2724 | Single Family_FALSE | Single Family_FALSE | Single Family_ | Single Family_ | Single Family_ | unknown | unknownSingle Family_ | unknownSingle Family_FALSE
Water_00007761 | SITE_00716 | Room_00013195 | Bathroom_2 | Bathroom | Shower | 2.8311 | 2.8311 |  | 3 |  | Primary | Daily / Almost Daily | N/A | Bag | 0.8492 |  | 2.548 |  | WA | Single Family | Shower | 1235 | 3931.6 | Single Family | TRUE | FALSE | TRUE | TRUE | TRUE | 11130.7964 | 10017.7168 | Single Family_TRUE | Single Family_FALSE | Single Family_TRUE | Single Family_TRUE | Single Family_TRUE | gt2.5gpm | gt2.5gpmSingle Family_TRUE | gt2.5gpmSingle Family_TRUE
Water_00007762 | SITE_00716 | Room_00013197 | Bathroom_3 | Bathroom | Bathroom Faucet | 2.2 | 1.7689 | 2.2 | 2 |  | N/A | N/A | N/A | Bag | 0.796 |  | 1.592 |  | WA | Single Family | Bathroom Faucet | 1235 | 3931.6 | Single Family | FALSE | FALSE |  |  |  | 8649.52 | 6259.1072 | Single Family_FALSE | Single Family_FALSE | Single Family_ | Single Family_ | Single Family_ | unknown | unknownSingle Family_ | unknownSingle Family_FALSE
Water_00007763 | SITE_00716 | Room_00013197 | Bathroom_3 | Bathroom | Bathroom Faucet | 2.2 | 1.7689 | 2.2 | 2 |  | N/A | N/A | N/A | Bag | 0.796 |  | 1.592 |  | WA | Single Family | Bathroom Faucet | 1235 | 3931.6 | Single Family | FALSE | FALSE |  |  |  | 8649.52 | 6259.1072 | Single Family_FALSE | Single Family_FALSE | Single Family_ | Single Family_ | Single Family_ | unknown | unknownSingle Family_ | unknownSingle Family_FALSE
Water_00007764 | SITE_00716 | Room_00013197 | Bathroom_3 | Bathroom | Shower / Bathtub combo with diverter valve | 2.8311 | 2.8311 |  | 3 |  | Secondary | A few times per year | N/A | Bag | 0.8492 |  | 2.548 |  | WA | Single Family | Shower | 1235 | 3931.6 | Single Family | TRUE | TRUE | TRUE | TRUE | TRUE | 11130.7964 | 10017.7168 | Single Family_TRUE | Single Family_TRUE | Single Family_TRUE | Single Family_TRUE | Single Family_TRUE | gt2.5gpm | gt2.5gpmSingle Family_TRUE | gt2.5gpmSingle Family_TRUE
Water_00007765 | SITE_00677 | Room_00012689 | Kitchen_1 | Kitchen | Kitchen Faucet | 1.99 | 1.99 |  | 2.25 |  | N/A | N/A | N/A | Bag | 0.796 |  | 1.791 |  | WA | Multifamily Residence | Kitchen Faucet | 1196 | 687.85 | Multifamily Residence | FALSE | FALSE |  |  |  | 1368.8215 | 1231.9393 | Multifamily Residence_FALSE | Multifamily Residence_FALSE | Multifamily Residence_ | Multifamily Residence_ | Multifamily Residence_ | unknown | unknownMultifamily Residence_ | unknownMultifamily Residence_FALSE
Water_00007766 | SITE_00677 | Room_00012691 | Bathroom_1 | Bathroom | Bathroom Faucet | 2.6533 | 2.6533 |  | 3 |  | N/A | N/A | N/A | Bag | 0.796 |  | 2.388 |  | WA | Multifamily Residence | Bathroom Faucet | 1196 | 687.85 | Multifamily Residence | FALSE | FALSE |  |  |  | 1825.0953 | 1642.5858 | Multifamily Residence_FALSE | Multifamily Residence_FALSE | Multifamily Residence_ | Multifamily Residence_ | Multifamily Residence_ | unknown | unknownMultifamily Residence_ | unknownMultifamily Residence_FALSE
Water_00007767 | SITE_00677 | Room_00012691 | Bathroom_1 | Bathroom | Shower / Bathtub combo with diverter valve | 1.6511 | 1.6511 |  | 1.75 |  | Primary | Daily / Almost Daily | N/A | Bag | 0.8492 |  | 1.486 |  | WA | Multifamily Residence | Shower | 1196 | 687.85 | Multifamily Residence | TRUE | TRUE | TRUE | TRUE | TRUE | 1135.7168 | 1022.1451 | Multifamily Residence_TRUE | Multifamily Residence_TRUE | Multifamily Residence_TRUE | Multifamily Residence_TRUE | Multifamily Residence_TRUE | 1.8gpm | 1.8gpmMultifamily Residence_TRUE | 1.8gpmMultifamily Residence_TRUE
Water_00007768 | SITE_00501 | Room_00010386 | Kitchen_1 | Kitchen | Kitchen Faucet | 2.2 | 1.9456 | 2.2 | 2.2 |  | N/A | N/A | N/A | Bag | 0.796 |  | 1.751 |  | WA | Single Family | Kitchen Faucet | 1021 | 3931.6 | Single Family | FALSE | FALSE |  |  |  | 8649.52 | 6884.2316 | Single Family_FALSE | Single Family_FALSE | Single Family_ | Single Family_ | Single Family_ | unknown | unknownSingle Family_ | unknownSingle Family_FALSE
Water_00007769 | SITE_00501 | Room_00010382 | Bathroom_1 | Bathroom | Bathroom Faucet | 1.4156 | 1.4156 |  | 1.6 |  | N/A | N/A | N/A | Bag | 0.796 |  | 1.274 |  | WA | Single Family | Bathroom Faucet | 1021 | 3931.6 | Single Family | FALSE | FALSE |  |  |  | 5565.3982 | 5008.8584 | Single Family_FALSE | Single Family_FALSE | Single Family_ | Single Family_ | Single Family_ | unknown | unknownSingle Family_ | unknownSingle Family_FALSE
Water_00007770 | SITE_00501 | Room_00010382 | Bathroom_1 | Bathroom | Bathroom Faucet | 4.4222 | 4.4222 |  | 5 |  | N/A | N/A | N/A | Bag | 0.796 |  | 3.98 |  | WA | Single Family | Bathroom Faucet | 1021 | 3931.6 | Single Family | FALSE | FALSE |  |  |  | 17386.4089 | 15647.768 | Single Family_FALSE | Single Family_FALSE | Single Family_ | Single Family_ | Single Family_ | unknown | unknownSingle Family_ | unknownSingle Family_FALSE
Water_00007771 | SITE_00501 | Room_00010384 | Bathroom_2 | Bathroom | Bathroom Faucet | 1.5 | 1.3267 | 1.5 | 1.5 |  | N/A | N/A | N/A | Bag | 0.796 |  | 1.194 |  | WA | Single Family | Bathroom Faucet | 1021 | 3931.6 | Single Family | FALSE | FALSE |  |  |  | 5897.4 | 4694.3304 | Single Family_FALSE | Single Family_FALSE | Single Family_ | Single Family_ | Single Family_ | unknown | unknownSingle Family_ | unknownSingle Family_FALSE
Water_00007772 | SITE_00501 | Room_00010384 | Bathroom_2 | Bathroom | Bathroom Faucet | 1.5 | 0.44222 | 1.5 | 0.5 |  | N/A | N/A | N/A | Bag | 0.796 |  | 0.398 |  | WA | Single Family | Bathroom Faucet | 1021 | 3931.6 | Single Family | FALSE | FALSE |  |  |  | 5897.4 | 1564.7768 | Single Family_FALSE | Single Family_FALSE | Single Family_ | Single Family_ | Single Family_ | unknown | unknownSingle Family_ | unknownSingle Family_FALSE
Water_00007773 | SITE_00501 | Room_00010384 | Bathroom_2 | Bathroom | Shower / Bathtub combo with diverter valve | 2.5 | 2.3589 | 2.5 | 2.5 |  | Primary | A few times per week | N/A | Bag | 0.8492 |  | 2.123 |  | WA | Single Family | Shower | 1021 | 3931.6 | Single Family | TRUE | TRUE | TRUE | TRUE | TRUE | 9829 | 8346.7868 | Single Family_TRUE | Single Family_TRUE | Single Family_TRUE | Single Family_TRUE | Single Family_TRUE | 2.5gpm | 2.5gpmSingle Family_TRUE | 2.5gpmSingle Family_TRUE
Water_00007774 | SITE_00710 | Room_00013083 | Bathroom_1 | Bathroom | Bathroom Faucet | 0.88444 | 0.88444 |  | 1 |  | N/A | N/A | N/A | Bag | 0.796 |  | 0.796 |  | WA | Single Family | Bathroom Faucet | 1229 | 3931.6 | Single Family | FALSE | FALSE |  |  |  | 3477.2818 | 3129.5536 | Single Family_FALSE | Single Family_FALSE | Single Family_ | Single Family_ | Single Family_ | unknown | unknownSingle Family_ | unknownSingle Family_FALSE
Water_00007775 | SITE_00710 | Room_00013083 | Bathroom_1 | Bathroom | Shower | 1.1322 | 1.1322 |  | 1.2 |  | Secondary | A few times per month | N/A | Bag | 0.8492 |  | 1.019 |  | WA | Single Family | Shower | 1229 | 3931.6 | Single Family | TRUE | FALSE | TRUE | TRUE | TRUE | 4451.4449 | 4006.3004 | Single Family_TRUE | Single Family_FALSE | Single Family_TRUE | Single Family_TRUE | Single Family_TRUE | <1.5gpm | <1.5gpmSingle Family_TRUE | <1.5gpmSingle Family_TRUE
Water_00007776 | SITE_00710 | Room_00013085 | Bathroom_2 | Bathroom | Bathroom Faucet | 0.88444 | 0.88444 |  | 1 |  | N/A | N/A | N/A | Bag | 0.796 |  | 0.796 |  | WA | Single Family | Bathroom Faucet | 1229 | 3931.6 | Single Family | FALSE | FALSE |  |  |  | 3477.2818 | 3129.5536 | Single Family_FALSE | Single Family_FALSE | Single Family_ | Single Family_ | Single Family_ | unknown | unknownSingle Family_ | unknownSingle Family_FALSE
Water_00007777 | SITE_00710 | Room_00013085 | Bathroom_2 | Bathroom | Shower | 1.4156 | 1.4156 |  | 1.5 |  | Primary | Daily / Almost Daily | N/A | Bag | 0.8492 |  | 1.274 |  | WA | Single Family | Shower | 1229 | 3931.6 | Single Family | TRUE | FALSE | TRUE | TRUE | TRUE | 5565.3982 | 5008.8584 | Single Family_TRUE | Single Family_FALSE | Single Family_TRUE | Single Family_TRUE | Single Family_TRUE | <1.5gpm | <1.5gpmSingle Family_TRUE | <1.5gpmSingle Family_TRUE
Water_00007778 | SITE_00710 | Room_00013088 | Kitchen_1 | Kitchen | Kitchen Faucet | 1.0611 | 1.0611 |  | 1.2 |  | N/A | N/A | N/A | Bag | 0.796 |  | 0.955 |  | WA | Single Family | Kitchen Faucet | 1229 | 3931.6 | Single Family | FALSE | FALSE |  |  |  | 4171.8644 | 3754.678 | Single Family_FALSE | Single Family_FALSE | Single Family_ | Single Family_ | Single Family_ | unknown | unknownSingle Family_ | unknownSingle Family_FALSE
Water_00007779 | SITE_00503 | Room_00010411 | Bathroom_2 | Bathroom | Bathroom Faucet | 1.3267 | 1.3267 |  | 1.5 |  | N/A | N/A | N/A | Bag | 0.796 |  | 1.194 |  | WA | Single Family | Bathroom Faucet | 1023 | 3931.6 | Single Family | FALSE | FALSE |  |  |  | 5215.9227 | 4694.3304 | Single Family_FALSE | Single Family_FALSE | Single Family_ | Single Family_ | Single Family_ | unknown | unknownSingle Family_ | unknownSingle Family_FALSE
Water_00007780 | SITE_00503 | Room_00010411 | Bathroom_2 | Bathroom | Bathroom Faucet | 1.3267 | 1.3267 |  | 1.5 |  | N/A | N/A | N/A | Bag | 0.796 |  | 1.194 |  | WA | Single Family | Bathroom Faucet | 1023 | 3931.6 | Single Family | FALSE | FALSE |  |  |  | 5215.9227 | 4694.3304 | Single Family_FALSE | Single Family_FALSE | Single Family_ | Single Family_ | Single Family_ | unknown | unknownSingle Family_ | unknownSingle Family_FALSE
Water_00007781 | SITE_00503 | Room_00010411 | Bathroom_2 | Bathroom | Shower | 2.5 | 2.3589 | 2.5 | 2.5 |  | Primary | Daily / Almost Daily | N/A | Bag | 0.8492 |  | 2.123 |  | WA | Single Family | Shower | 1023 | 3931.6 | Single Family | TRUE | FALSE | TRUE | TRUE | TRUE | 9829 | 8346.7868 | Single Family_TRUE | Single Family_FALSE | Single Family_TRUE | Single Family_TRUE | Single Family_TRUE | 2.5gpm | 2.5gpmSingle Family_TRUE | 2.5gpmSingle Family_TRUE
Water_00007782 | SITE_00503 | Room_00010407 | Bathroom_1 | Bathroom | Bathroom Faucet | 1.5 | 1.3267 | 1.5 | 1.5 |  | N/A | N/A | N/A | Bag | 0.796 |  | 1.194 |  | WA | Single Family | Bathroom Faucet | 1023 | 3931.6 | Single Family | FALSE | FALSE |  |  |  | 5897.4 | 4694.3304 | Single Family_FALSE | Single Family_FALSE | Single Family_ | Single Family_ | Single Family_ | unknown | unknownSingle Family_ | unknownSingle Family_FALSE
Water_00007783 | SITE_00503 | Room_00010407 | Bathroom_1 | Bathroom | Shower / Bathtub combo with diverter valve | 2.5 | 2.8311 | 2.5 | 3 |  | Secondary | A few times per month | N/A | Bag | 0.8492 |  | 2.548 |  | WA | Single Family | Shower | 1023 | 3931.6 | Single Family | TRUE | TRUE | TRUE | TRUE | TRUE | 9829 | 10017.7168 | Single Family_TRUE | Single Family_TRUE | Single Family_TRUE | Single Family_TRUE | Single Family_TRUE | 2.5gpm | 2.5gpmSingle Family_TRUE | 2.5gpmSingle Family_TRUE
Water_00007784 | SITE_00503 | Room_00010412 | Bathroom_3 | Bathroom | Bathroom Faucet | 1.5 | 1.3267 | 1.5 | 1.5 |  | N/A | N/A | N/A | Bag | 0.796 |  | 1.194 |  | WA | Single Family | Bathroom Faucet | 1023 | 3931.6 | Single Family | FALSE | FALSE |  |  |  | 5897.4 | 4694.3304 | Single Family_FALSE | Single Family_FALSE | Single Family_ | Single Family_ | Single Family_ | unknown | unknownSingle Family_ | unknownSingle Family_FALSE
Water_00007785 | SITE_00503 | Room_00010415 | Kitchen_1 | Kitchen | Kitchen Faucet | 2.2111 | 2.2111 |  | 2.5 |  | N/A | N/A | N/A | Bag | 0.796 |  | 1.99 |  | WA | Single Family | Kitchen Faucet | 1023 | 3931.6 | Single Family | FALSE | FALSE |  |  |  | 8693.2044 | 7823.884 | Single Family_FALSE | Single Family_FALSE | Single Family_ | Single Family_ | Single Family_ | unknown | unknownSingle Family_ | unknownSingle Family_FALSE
Water_00007786 | SITE_00494 | Room_00010272 | Bathroom_1 | Bathroom | Bathroom Faucet | 1.8578 | 1.8578 |  | 2.1 |  | N/A | N/A | N/A | Bag | 0.796 |  | 1.672 |  | WA | Single Family | Bathroom Faucet | 1014 | 3931.6 | Single Family | FALSE | FALSE |  |  |  | 7304.0391 | 6573.6352 | Single Family_FALSE | Single Family_FALSE | Single Family_ | Single Family_ | Single Family_ | unknown | unknownSingle Family_ | unknownSingle Family_FALSE
Water_00007787 | SITE_00494 | Room_00010273 | Bathroom_2 | Bathroom | Bathroom Faucet | 3.0956 | 3.0956 |  | 3.5 |  | N/A | N/A | N/A | Bag | 0.796 |  | 2.786 |  | WA | Single Family | Bathroom Faucet | 1014 | 3931.6 | Single Family | FALSE | FALSE |  |  |  | 12170.4862 | 10953.4376 | Single Family_FALSE | Single Family_FALSE | Single Family_ | Single Family_ | Single Family_ | unknown | unknownSingle Family_ | unknownSingle Family_FALSE
Water_00007788 | SITE_00494 | Room_00010273 | Bathroom_2 | Bathroom | Shower | 3.3022 | 3.3022 |  | 3.5 |  | Primary | Daily / Almost Daily | N/A | Bag | 0.8492 |  | 2.972 |  | WA | Single Family | Shower | 1014 | 3931.6 | Single Family | TRUE | FALSE | TRUE | TRUE | TRUE | 12983.0169 | 11684.7152 | Single Family_TRUE | Single Family_FALSE | Single Family_TRUE | Single Family_TRUE | Single Family_TRUE | gt2.5gpm | gt2.5gpmSingle Family_TRUE | gt2.5gpmSingle Family_TRUE
Water_00007789 | SITE_00494 | Room_00010277 | Kitchen_1 | Kitchen | Kitchen Faucet | 2.2 | 1.9456 | 2.2 | 2.2 |  | N/A | N/A | N/A | Bag | 0.796 |  | 1.751 |  | WA | Single Family | Kitchen Faucet | 1014 | 3931.6 | Single Family | FALSE | FALSE |  |  |  | 8649.52 | 6884.2316 | Single Family_FALSE | Single Family_FALSE | Single Family_ | Single Family_ | Single Family_ | unknown | unknownSingle Family_ | unknownSingle Family_FALSE
Water_00007790 | SITE_01217 | Room_00017368 | Bathroom_7 | Bathroom | Bathroom Faucet | 2.3878 | 2.3878 |  | 2.7 |  | N/A | N/A | N/A | Bag | 0.796 |  | 2.149 |  | WA | Single Family | Bathroom Faucet | 1732 | 2259.17 | Single Family | FALSE | FALSE |  |  |  | 5394.3959 | 4854.9563 | Single Family_FALSE | Single Family_FALSE | Single Family_ | Single Family_ | Single Family_ | unknown | unknownSingle Family_ | unknownSingle Family_FALSE
Water_00007791 | SITE_01217 | Room_00017368 | Bathroom_7 | Bathroom | Shower | 2.5 | 1.8867 | 2.5 | 2 |  | Primary | Daily / Almost Daily | N/A | Bag | 0.8492 |  | 1.698 |  | WA | Single Family | Shower | 1732 | 2259.17 | Single Family | TRUE | FALSE | TRUE | TRUE | TRUE | 5647.925 | 3836.0707 | Single Family_TRUE | Single Family_FALSE | Single Family_TRUE | Single Family_TRUE | Single Family_TRUE | 2.5gpm | 2.5gpmSingle Family_TRUE | 2.5gpmSingle Family_TRUE
Water_00007792 | SITE_00165 | Room_00008021 | Kitchen_1 | Kitchen | Kitchen Faucet | 1.5 | 1.3267 | 1.5 | 1.5 |  | N/A | N/A | N/A | Bag | 0.796 |  | 1.194 |  | WA | Single Family | Kitchen Faucet | 686 | 2259.17 | Single Family | FALSE | FALSE |  |  |  | 3388.755 | 2697.449 | Single Family_FALSE | Single Family_FALSE | Single Family_ | Single Family_ | Single Family_ | unknown | unknownSingle Family_ | unknownSingle Family_FALSE
Water_00007793 | SITE_00165 | Room_00008025 | Bathroom_1 | Bathroom | Bathroom Faucet | 1.9456 | 1.9456 |  | 2.2 |  | N/A | N/A | N/A | Bag | 0.796 |  | 1.751 |  | WA | Single Family | Bathroom Faucet | 686 | 2259.17 | Single Family | FALSE | FALSE |  |  |  | 4395.3407 | 3955.8067 | Single Family_FALSE | Single Family_FALSE | Single Family_ | Single Family_ | Single Family_ | unknown | unknownSingle Family_ | unknownSingle Family_FALSE
Water_00007794 | SITE_00165 | Room_00008025 | Bathroom_1 | Bathroom | Shower / Bathtub combo with diverter valve | 2.3589 | 2.3589 |  | 2.5 |  | Primary | Daily / Almost Daily | N/A | Bag | 0.8492 |  | 2.123 |  | WA | Single Family | Shower | 686 | 2259.17 | Single Family | TRUE | TRUE | TRUE | TRUE | TRUE | 5329.131 | 4796.2179 | Single Family_TRUE | Single Family_TRUE | Single Family_TRUE | Single Family_TRUE | Single Family_TRUE | 2.5gpm | 2.5gpmSingle Family_TRUE | 2.5gpmSingle Family_TRUE
Water_00007795 | SITE_00143 | Room_00007717 | Bathroom_1 | Bathroom | Bathroom Faucet | 2.2111 | 2.2111 |  | 2.5 |  | N/A | N/A | N/A | Bag | 0.796 |  | 1.99 |  | WA | Single Family | Bathroom Faucet | 665 | 2259.17 | Single Family | FALSE | FALSE |  |  |  | 4995.2759 | 4495.7483 | Single Family_FALSE | Single Family_FALSE | Single Family_ | Single Family_ | Single Family_ | unknown | unknownSingle Family_ | unknownSingle Family_FALSE
Water_00007796 | SITE_00143 | Room_00007717 | Bathroom_1 | Bathroom | Shower / Bathtub combo with diverter valve | 2.5 | 2.17 | 2.5 | 2.3 |  | Secondary | Daily / Almost Daily | N/A | Bag | 0.8492 |  | 1.953 |  | WA | Single Family | Shower | 665 | 2259.17 | Single Family | TRUE | TRUE | TRUE | TRUE | TRUE | 5647.925 | 4412.159 | Single Family_TRUE | Single Family_TRUE | Single Family_TRUE | Single Family_TRUE | Single Family_TRUE | 2.5gpm | 2.5gpmSingle Family_TRUE | 2.5gpmSingle Family_TRUE
Water_00007797 | SITE_00143 | Room_00007715 | Living Room_1 | Living Room | Kitchen Faucet | 2.0344 | 2.0344 |  | 2.3 |  | N/A | N/A | N/A | Bag | 0.796 |  | 1.831 |  | WA | Single Family | Kitchen Faucet | 665 | 2259.17 | Single Family | FALSE | FALSE |  |  |  | 4596.1559 | 4136.5403 | Single Family_FALSE | Single Family_FALSE | Single Family_ | Single Family_ | Single Family_ | unknown | unknownSingle Family_ | unknownSingle Family_FALSE
Water_00007798 | SITE_00143 | Room_00007720 | Bathroom_2 | Bathroom | Bathroom Faucet | 2.3 | 2.3 |  | 2.6 |  | N/A | N/A | N/A | Bag | 0.796 |  | 2.07 |  | WA | Single Family | Bathroom Faucet | 665 | 2259.17 | Single Family | FALSE | FALSE |  |  |  | 5196.091 | 4676.4819 | Single Family_FALSE | Single Family_FALSE | Single Family_ | Single Family_ | Single Family_ | unknown | unknownSingle Family_ | unknownSingle Family_FALSE
Water_00007799 | SITE_00143 | Room_00007722 | Bathroom_3 | Bathroom | Bathroom Faucet | 2.1222 | 2.1222 |  | 2.4 |  | N/A | N/A | N/A | Bag | 0.796 |  | 1.91 |  | WA | Single Family | Bathroom Faucet | 665 | 2259.17 | Single Family | FALSE | FALSE |  |  |  | 4794.4608 | 4315.0147 | Single Family_FALSE | Single Family_FALSE | Single Family_ | Single Family_ | Single Family_ | unknown | unknownSingle Family_ | unknownSingle Family_FALSE
Water_00007800 | SITE_00143 | Room_00007722 | Bathroom_3 | Bathroom | Shower / Bathtub combo with diverter valve | 2.5 | 1.9811 | 2.5 | 2.1 |  | Secondary | A few times per year | N/A | Bag | 0.8492 |  | 1.783 |  | WA | Single Family | Shower | 665 | 2259.17 | Single Family | TRUE | TRUE | TRUE | TRUE | TRUE | 5647.925 | 4028.1001 | Single Family_TRUE | Single Family_TRUE | Single Family_TRUE | Single Family_TRUE | Single Family_TRUE | 2.5gpm | 2.5gpmSingle Family_TRUE | 2.5gpmSingle Family_TRUE
Water_00007801 | SITE_00143 | Room_00007724 | Bathroom_4 | Bathroom | Bathroom Faucet | 2.2111 | 2.2111 |  | 2.5 |  | N/A | N/A | N/A | Bag | 0.796 |  | 1.99 |  | WA | Single Family | Bathroom Faucet | 665 | 2259.17 | Single Family | FALSE | FALSE |  |  |  | 4995.2759 | 4495.7483 | Single Family_FALSE | Single Family_FALSE | Single Family_ | Single Family_ | Single Family_ | unknown | unknownSingle Family_ | unknownSingle Family_FALSE
Water_00007802 | SITE_00143 | Room_00007724 | Bathroom_4 | Bathroom | Shower | 2.5 | 1.9811 | 2.5 | 2.1 |  | Primary | Daily / Almost Daily | N/A | Bag | 0.8492 |  | 1.783 |  | WA | Single Family | Shower | 665 | 2259.17 | Single Family | TRUE | FALSE | TRUE | TRUE | TRUE | 5647.925 | 4028.1001 | Single Family_TRUE | Single Family_FALSE | Single Family_TRUE | Single Family_TRUE | Single Family_TRUE | 2.5gpm | 2.5gpmSingle Family_TRUE | 2.5gpmSingle Family_TRUE
Water_00007803 | SITE_00143 | Room_00007724 | Bathroom_4 | Bathroom | Bathtub | unknown |  |  |  | N/A | N/A | N/A | N/A | Unknown |  | N/A |  | N/A | WA | Single Family | Bathtub | 665 | 2259.17 | Single Family | FALSE | FALSE |  |  |  | 0 | 0 | Single Family_FALSE | Single Family_FALSE | Single Family_ | Single Family_ | Single Family_ | unknown | unknownSingle Family_ | unknownSingle Family_FALSE
Water_00007804 | SITE_00012 | Room_00006505 | Kitchen_1 | Kitchen | Kitchen Faucet | 2 | 2.2111 | 2 | 2.5 |  | N/A | N/A | N/A | Bag | 0.796 |  | 1.99 |  | WA | Manufactured | Kitchen Faucet | 535 | 1982.27 | Manufactured | FALSE | FALSE |  |  |  | 3964.54 | 3944.7173 | Manufactured_FALSE | Manufactured_FALSE | Manufactured_ | Manufactured_ | Manufactured_ | unknown | unknownManufactured_ | unknownManufactured_FALSE
Water_00007805 | SITE_00012 | Room_00006508 | Bathroom_1 | Bathroom | Bathroom Faucet | 2 | 2.83 | 2 | 3.2 |  | N/A | N/A | N/A | Bag | 0.796 |  | 2.547 |  | WA | Manufactured | Bathroom Faucet | 535 | 1982.27 | Manufactured | FALSE | FALSE |  |  |  | 3964.54 | 5048.8417 | Manufactured_FALSE | Manufactured_FALSE | Manufactured_ | Manufactured_ | Manufactured_ | unknown | unknownManufactured_ | unknownManufactured_FALSE
Water_00007806 | SITE_00012 | Room_00006508 | Bathroom_1 | Bathroom | Shower / Bathtub combo with diverter valve | 1.8867 | 1.8867 |  | 2 |  | Primary | Daily / Almost Daily | N/A | Bag | 0.8492 |  | 1.698 |  | WA | Manufactured | Shower | 535 | 1982.27 | Manufactured | TRUE | TRUE | TRUE | TRUE | TRUE | 3739.8827 | 3365.8945 | Manufactured_TRUE | Manufactured_TRUE | Manufactured_TRUE | Manufactured_TRUE | Manufactured_TRUE | 2.0gpm | 2.0gpmManufactured_TRUE | 2.0gpmManufactured_TRUE
Water_00007807 | SITE_01202 | Room_00017116 | Bathroom_6 | Bathroom | Bathroom Faucet | 2 | 2.5644 | 2 | 2.9 |  | N/A | N/A | N/A | Bag | 0.796 |  | 2.308 |  | WA | Single Family | Bathroom Faucet | 1717 | 12576.67 | Single Family | FALSE | FALSE |  |  |  | 25153.34 | 29026.9544 | Single Family_FALSE | Single Family_FALSE | Single Family_ | Single Family_ | Single Family_ | unknown | unknownSingle Family_ | unknownSingle Family_FALSE
Water_00007808 | SITE_01202 | Room_00017116 | Bathroom_6 | Bathroom | Shower | 2.5 | 2.3589 | 2.5 | 2.5 |  | Primary | Daily / Almost Daily | N/A | Bag | 0.8492 |  | 2.123 |  | WA | Single Family | Shower | 1717 | 12576.67 | Single Family | TRUE | FALSE | TRUE | TRUE | TRUE | 31441.675 | 26700.2704 | Single Family_TRUE | Single Family_FALSE | Single Family_TRUE | Single Family_TRUE | Single Family_TRUE | 2.5gpm | 2.5gpmSingle Family_TRUE | 2.5gpmSingle Family_TRUE
Water_00007809 | SITE_01202 | Room_00017116 | Bathroom_6 | Bathroom | Bathtub | unknown |  |  |  | N/A | N/A | N/A | N/A | Unknown |  | N/A |  | N/A | WA | Single Family | Bathtub | 1717 | 12576.67 | Single Family | FALSE | FALSE |  |  |  | 0 | 0 | Single Family_FALSE | Single Family_FALSE | Single Family_ | Single Family_ | Single Family_ | unknown | unknownSingle Family_ | unknownSingle Family_FALSE
Water_00007810 | SITE_01191 | Room_00016955 | Bathroom_7 | Bathroom | Bathroom Faucet | 1.5 | 0.97333 | 1.5 | 1.1 |  | N/A | N/A | N/A | Bag | 0.796 |  | 0.876 |  | WA | Multifamily Residence | Bathroom Faucet | 1706 | 2383.66 | Multifamily Residence | FALSE | FALSE |  |  |  | 3575.49 | 2088.0862 | Multifamily Residence_FALSE | Multifamily Residence_FALSE | Multifamily Residence_ | Multifamily Residence_ | Multifamily Residence_ | unknown | unknownMultifamily Residence_ | unknownMultifamily Residence_FALSE
Water_00007811 | SITE_01191 | Room_00016955 | Bathroom_7 | Bathroom | Shower | 1.75 | 1.8867 | 1.75 | 2 |  | Primary | Daily / Almost Daily | N/A | Bag | 0.8492 |  | 1.698 |  | WA | Multifamily Residence | Shower | 1706 | 2383.66 | Multifamily Residence | TRUE | FALSE | TRUE | TRUE | TRUE | 4171.405 | 4047.4547 | Multifamily Residence_TRUE | Multifamily Residence_FALSE | Multifamily Residence_TRUE | Multifamily Residence_TRUE | Multifamily Residence_TRUE | 1.8gpm | 1.8gpmMultifamily Residence_TRUE | 1.8gpmMultifamily Residence_TRUE
Water_00007812 | SITE_00700 | Room_00012941 | Bathroom_1 | Bathroom | Bathroom Faucet | 2.2111 | 2.2111 |  | 2.5 |  | N/A | N/A | N/A | Bag | 0.796 |  | 1.99 |  | WA | Single Family | Bathroom Faucet | 1219 | 3805.5 | Single Family | FALSE | FALSE |  |  |  | 8414.3833 | 7572.945 | Single Family_FALSE | Single Family_FALSE | Single Family_ | Single Family_ | Single Family_ | unknown | unknownSingle Family_ | unknownSingle Family_FALSE
Water_00007813 | SITE_00700 | Room_00012942 | Kitchen_1 | Kitchen | Kitchen Faucet | 1.8 | 1.7689 | 1.8 | 2 |  | N/A | N/A | N/A | Bag | 0.796 |  | 1.592 |  | WA | Single Family | Kitchen Faucet | 1219 | 3805.5 | Single Family | FALSE | FALSE |  |  |  | 6849.9 | 6058.356 | Single Family_FALSE | Single Family_FALSE | Single Family_ | Single Family_ | Single Family_ | unknown | unknownSingle Family_ | unknownSingle Family_FALSE
Water_00007814 | SITE_00700 | Room_00012946 | Bathroom_2 | Bathroom | Bathroom Faucet | 1.3267 | 1.3267 |  | 1.5 |  | N/A | N/A | N/A | Bag | 0.796 |  | 1.194 |  | WA | Single Family | Bathroom Faucet | 1219 | 3805.5 | Single Family | FALSE | FALSE |  |  |  | 5048.63 | 4543.767 | Single Family_FALSE | Single Family_FALSE | Single Family_ | Single Family_ | Single Family_ | unknown | unknownSingle Family_ | unknownSingle Family_FALSE
Water_00007815 | SITE_00700 | Room_00012946 | Bathroom_2 | Bathroom | Shower / Bathtub combo with diverter valve | 2.5 |  | 2.5 |  | Unknown | Primary | Daily / Almost Daily | N/A | Bag | 0.8492 |  |  | Unknown | WA | Single Family | Shower | 1219 | 3805.5 | Single Family | TRUE | TRUE | TRUE | FALSE | FALSE | 9513.75 | 0 | Single Family_TRUE | Single Family_TRUE | Single Family_TRUE | Single Family_FALSE | Single Family_FALSE | unknown | unknownSingle Family_FALSE | unknownSingle Family_TRUE
Water_00007816 | SITE_00784 | Room_00014220 | Kitchen_1 | Kitchen | Kitchen Faucet | 2.2 | 1.3267 | 2.2 | 1.5 |  | N/A | N/A | N/A | Bag | 0.796 |  | 1.194 |  | WA | Single Family | Kitchen Faucet | 1303 | 3805.5 | Single Family | FALSE | FALSE |  |  |  | 8372.1 | 4543.767 | Single Family_FALSE | Single Family_FALSE | Single Family_ | Single Family_ | Single Family_ | unknown | unknownSingle Family_ | unknownSingle Family_FALSE
Water_00007817 | SITE_00784 | Room_00014226 | Bathroom_1 | Bathroom | Bathroom Faucet | 2.2 | 1.3267 | 2.2 | 1.5 |  | N/A | N/A | N/A | Bag | 0.796 |  | 1.194 |  | WA | Single Family | Bathroom Faucet | 1303 | 3805.5 | Single Family | FALSE | FALSE |  |  |  | 8372.1 | 4543.767 | Single Family_FALSE | Single Family_FALSE | Single Family_ | Single Family_ | Single Family_ | unknown | unknownSingle Family_ | unknownSingle Family_FALSE
Water_00007818 | SITE_00784 | Room_00014230 | Bathroom_2 | Bathroom | Bathroom Faucet | 2.2 | 1.3267 | 2.2 | 1.5 |  | N/A | N/A | N/A | Bag | 0.796 |  | 1.194 |  | WA | Single Family | Bathroom Faucet | 1303 | 3805.5 | Single Family | FALSE | FALSE |  |  |  | 8372.1 | 4543.767 | Single Family_FALSE | Single Family_FALSE | Single Family_ | Single Family_ | Single Family_ | unknown | unknownSingle Family_ | unknownSingle Family_FALSE
Water_00007819 | SITE_00784 | Room_00014230 | Bathroom_2 | Bathroom | Shower / Bathtub combo with diverter valve | 2.5 | 1.4156 | 2.5 | 1.5 |  | Secondary | A few times per month | N/A | Bag | 0.8492 |  | 1.274 |  | WA | Single Family | Shower | 1303 | 3805.5 | Single Family | TRUE | TRUE | TRUE | TRUE | TRUE | 9513.75 | 4848.207 | Single Family_TRUE | Single Family_TRUE | Single Family_TRUE | Single Family_TRUE | Single Family_TRUE | 2.5gpm | 2.5gpmSingle Family_TRUE | 2.5gpmSingle Family_TRUE
Water_00007820 | SITE_00784 | Room_00014234 | Bathroom_3 | Bathroom | Bathroom Faucet | 2.2 | 1.3267 | 2.2 | 1.5 |  | N/A | N/A | N/A | Bag | 0.796 |  | 1.194 |  | WA | Single Family | Bathroom Faucet | 1303 | 3805.5 | Single Family | FALSE | FALSE |  |  |  | 8372.1 | 4543.767 | Single Family_FALSE | Single Family_FALSE | Single Family_ | Single Family_ | Single Family_ | unknown | unknownSingle Family_ | unknownSingle Family_FALSE
Water_00007821 | SITE_00784 | Room_00014234 | Bathroom_3 | Bathroom | Shower / Bathtub combo with diverter valve | 1.8867 | 1.8867 |  | 2 |  | Primary | Daily / Almost Daily | N/A | Bag | 0.8492 |  | 1.698 |  | WA | Single Family | Shower | 1303 | 3805.5 | Single Family | TRUE | TRUE | TRUE | TRUE | TRUE | 7179.71 | 6461.739 | Single Family_TRUE | Single Family_TRUE | Single Family_TRUE | Single Family_TRUE | Single Family_TRUE | 2.0gpm | 2.0gpmSingle Family_TRUE | 2.0gpmSingle Family_TRUE
Water_00007822 | SITE_00687 | Room_00012772 | Bathroom_1 | Bathroom | Bathroom Faucet | 1.15 | 1.15 |  | 1.3 |  | N/A | N/A | N/A | Bag | 0.796 |  | 1.035 |  | WA | Single Family | Bathroom Faucet | 1206 | 3805.5 | Single Family | FALSE | FALSE |  |  |  | 4376.325 | 3938.6925 | Single Family_FALSE | Single Family_FALSE | Single Family_ | Single Family_ | Single Family_ | unknown | unknownSingle Family_ | unknownSingle Family_FALSE
Water_00007823 | SITE_00687 | Room_00012772 | Bathroom_1 | Bathroom | Bathroom Faucet | 0.88444 | 0.88444 |  | 1 |  | N/A | N/A | N/A | Bag | 0.796 |  | 0.796 |  | WA | Single Family | Bathroom Faucet | 1206 | 3805.5 | Single Family | FALSE | FALSE |  |  |  | 3365.7533 | 3029.178 | Single Family_FALSE | Single Family_FALSE | Single Family_ | Single Family_ | Single Family_ | unknown | unknownSingle Family_ | unknownSingle Family_FALSE
Water_00007824 | SITE_00687 | Room_00012772 | Bathroom_1 | Bathroom | Shower / Bathtub combo with diverter valve | 2.3589 | 2.3589 |  | 2.5 |  | Primary | Daily / Almost Daily | N/A | Bag | 0.8492 |  | 2.123 |  | WA | Single Family | Shower | 1206 | 3805.5 | Single Family | TRUE | TRUE | TRUE | TRUE | TRUE | 8976.7517 | 8079.0765 | Single Family_TRUE | Single Family_TRUE | Single Family_TRUE | Single Family_TRUE | Single Family_TRUE | 2.5gpm | 2.5gpmSingle Family_TRUE | 2.5gpmSingle Family_TRUE
Water_00007825 | SITE_00687 | Room_00012773 | Kitchen_1 | Kitchen | Kitchen Faucet | 2.5 | 1.2378 | 2.5 | 1.4 |  | N/A | N/A | N/A | Bag | 0.796 |  | 1.114 |  | WA | Single Family | Kitchen Faucet | 1206 | 3805.5 | Single Family | FALSE | FALSE |  |  |  | 9513.75 | 4239.327 | Single Family_FALSE | Single Family_FALSE | Single Family_ | Single Family_ | Single Family_ | unknown | unknownSingle Family_ | unknownSingle Family_FALSE
Water_00007826 | SITE_00687 | Room_00012780 | Bathroom_2 | Bathroom | Bathroom Faucet | 1.8 | 2.9189 | 1.8 | 3.3 |  | N/A | N/A | N/A | Bag | 0.796 |  | 2.627 |  | WA | Single Family | Bathroom Faucet | 1206 | 3805.5 | Single Family | FALSE | FALSE |  |  |  | 6849.9 | 9997.0485 | Single Family_FALSE | Single Family_FALSE | Single Family_ | Single Family_ | Single Family_ | unknown | unknownSingle Family_ | unknownSingle Family_FALSE
Water_00007827 | SITE_00687 | Room_00012780 | Bathroom_2 | Bathroom | Shower / Bathtub combo with diverter valve | unknown |  |  |  | Unknown | Never / rarely used | A few times per year | Could not test, no shower curtain, standalone tub | Bag | 0.8492 |  |  | Unknown | WA | Single Family | Shower | 1206 | 3805.5 | Single Family | TRUE | TRUE | FALSE | FALSE | FALSE | 0 | 0 | Single Family_TRUE | Single Family_TRUE | Single Family_FALSE | Single Family_FALSE | Single Family_FALSE | unknown | unknownSingle Family_FALSE | unknownSingle Family_TRUE
Water_00007828 | SITE_00761 | Room_00013863 | Bathroom_1 | Bathroom | Bathroom Faucet | 1.3267 | 1.3267 |  | 1.5 |  | N/A | N/A | N/A | Bag | 0.796 |  | 1.194 |  | WA | Single Family | Bathroom Faucet | 1280 | 3805.5 | Single Family | FALSE | FALSE |  |  |  | 5048.63 | 4543.767 | Single Family_FALSE | Single Family_FALSE | Single Family_ | Single Family_ | Single Family_ | unknown | unknownSingle Family_ | unknownSingle Family_FALSE
Water_00007829 | SITE_00761 | Room_00013863 | Bathroom_1 | Bathroom | Shower / Bathtub combo with diverter valve | 2 | 1.8867 | 2 | 2 |  | Secondary | A few times per week | N/A | Bag | 0.8492 |  | 1.698 |  | WA | Single Family | Shower | 1280 | 3805.5 | Single Family | TRUE | TRUE | TRUE | TRUE | TRUE | 7611 | 6461.739 | Single Family_TRUE | Single Family_TRUE | Single Family_TRUE | Single Family_TRUE | Single Family_TRUE | 2.0gpm | 2.0gpmSingle Family_TRUE | 2.0gpmSingle Family_TRUE
Water_00007830 | SITE_00761 | Room_00013866 | Kitchen_1 | Kitchen | Kitchen Faucet | 1.5 | 1.3267 | 1.5 | 1.5 |  | N/A | N/A | N/A | Bag | 0.796 |  | 1.194 |  | WA | Single Family | Kitchen Faucet | 1280 | 3805.5 | Single Family | FALSE | FALSE |  |  |  | 5708.25 | 4543.767 | Single Family_FALSE | Single Family_FALSE | Single Family_ | Single Family_ | Single Family_ | unknown | unknownSingle Family_ | unknownSingle Family_FALSE
Water_00007831 | SITE_00761 | Room_00013870 | Bathroom_2 | Bathroom | Bathroom Faucet | 2.2 | 1.3267 | 2.2 | 1.5 |  | N/A | N/A | N/A | Bag | 0.796 |  | 1.194 |  | WA | Single Family | Bathroom Faucet | 1280 | 3805.5 | Single Family | FALSE | FALSE |  |  |  | 8372.1 | 4543.767 | Single Family_FALSE | Single Family_FALSE | Single Family_ | Single Family_ | Single Family_ | unknown | unknownSingle Family_ | unknownSingle Family_FALSE
Water_00007832 | SITE_00761 | Room_00013870 | Bathroom_2 | Bathroom | Shower / Bathtub combo with diverter valve | 2 | 1.8867 | 2 | 2 |  | Primary | Daily / Almost Daily | N/A | Bag | 0.8492 |  | 1.698 |  | WA | Single Family | Shower | 1280 | 3805.5 | Single Family | TRUE | TRUE | TRUE | TRUE | TRUE | 7611 | 6461.739 | Single Family_TRUE | Single Family_TRUE | Single Family_TRUE | Single Family_TRUE | Single Family_TRUE | 2.0gpm | 2.0gpmSingle Family_TRUE | 2.0gpmSingle Family_TRUE
Water_00007833 | SITE_00761 | Room_00013873 | Bathroom_3 | Bathroom | Bathroom Faucet | 2.2 |  | 2.2 |  | Unknown | N/A | N/A | N/A | Bag | 0.796 |  |  | Unknown | WA | Single Family | Bathroom Faucet | 1280 | 3805.5 | Single Family | FALSE | FALSE |  |  |  | 8372.1 | 0 | Single Family_FALSE | Single Family_FALSE | Single Family_ | Single Family_ | Single Family_ | unknown | unknownSingle Family_ | unknownSingle Family_FALSE
Water_00007834 | SITE_00761 | Room_00013873 | Bathroom_3 | Bathroom | Shower / Bathtub combo with diverter valve | 2.5 |  | 2.5 |  | Unknown | Never / rarely used | A few times per year | N/A | Bag | 0.8492 |  |  | Unknown | WA | Single Family | Shower | 1280 | 3805.5 | Single Family | TRUE | TRUE | TRUE | FALSE | FALSE | 9513.75 | 0 | Single Family_TRUE | Single Family_TRUE | Single Family_TRUE | Single Family_FALSE | Single Family_FALSE | unknown | unknownSingle Family_FALSE | unknownSingle Family_TRUE
Water_00007835 | SITE_01217 | Room_00017374 | Bathroom_1 | Bathroom | Bathroom Faucet | 1.3267 | 1.3267 |  | 1.5 |  | N/A | N/A | N/A | Bag | 0.796 |  | 1.194 |  | WA | Single Family | Bathroom Faucet | 1732 | 2259.17 | Single Family | FALSE | FALSE |  |  |  | 2997.1655 | 2697.449 | Single Family_FALSE | Single Family_FALSE | Single Family_ | Single Family_ | Single Family_ | unknown | unknownSingle Family_ | unknownSingle Family_FALSE
Water_00007836 | SITE_01217 | Room_00017374 | Bathroom_1 | Bathroom | Shower / Bathtub combo with diverter valve | 1.75 | 1.6511 | 1.75 | 1.75 |  | Secondary | A few times per year | N/A | Bag | 0.8492 |  | 1.486 |  | WA | Single Family | Shower | 1732 | 2259.17 | Single Family | TRUE | TRUE | TRUE | TRUE | TRUE | 3953.5475 | 3357.1266 | Single Family_TRUE | Single Family_TRUE | Single Family_TRUE | Single Family_TRUE | Single Family_TRUE | 1.8gpm | 1.8gpmSingle Family_TRUE | 1.8gpmSingle Family_TRUE
Water_00007837 | SITE_01217 | Room_00017373 | Kitchen_1 | Kitchen | Kitchen Faucet | 1.3267 | 1.3267 |  | 1.5 |  | N/A | N/A | N/A | Bag | 0.796 |  | 1.194 |  | WA | Single Family | Kitchen Faucet | 1732 | 2259.17 | Single Family | FALSE | FALSE |  |  |  | 2997.1655 | 2697.449 | Single Family_FALSE | Single Family_FALSE | Single Family_ | Single Family_ | Single Family_ | unknown | unknownSingle Family_ | unknownSingle Family_FALSE
Water_00007838 | SITE_00064 | Room_00007029 | Kitchen_1 | Kitchen | Kitchen Faucet | 1.3267 | 1.3267 |  | 1.5 |  | N/A | N/A | N/A | Bag | 0.796 |  | 1.194 |  | WA | Multifamily Residence | Kitchen Faucet | 587 | 2002.39 | Multifamily Residence | FALSE | FALSE |  |  |  | 2656.5041 | 2390.8537 | Multifamily Residence_FALSE | Multifamily Residence_FALSE | Multifamily Residence_ | Multifamily Residence_ | Multifamily Residence_ | unknown | unknownMultifamily Residence_ | unknownMultifamily Residence_FALSE
Water_00007839 | SITE_00064 | Room_00007031 | Bathroom_1 | Bathroom | Bathroom Faucet | 1.3267 | 1.3267 |  | 1.5 |  | N/A | N/A | N/A | Bag | 0.796 |  | 1.194 |  | WA | Multifamily Residence | Bathroom Faucet | 587 | 2002.39 | Multifamily Residence | FALSE | FALSE |  |  |  | 2656.5041 | 2390.8537 | Multifamily Residence_FALSE | Multifamily Residence_FALSE | Multifamily Residence_ | Multifamily Residence_ | Multifamily Residence_ | unknown | unknownMultifamily Residence_ | unknownMultifamily Residence_FALSE
Water_00007840 | SITE_00064 | Room_00007031 | Bathroom_1 | Bathroom | Shower / Bathtub combo with diverter valve | 1.2267 | 1.2267 |  | 1.3 |  | Primary | Daily / Almost Daily | N/A | Bag | 0.8492 |  | 1.104 |  | WA | Multifamily Residence | Shower | 587 | 2002.39 | Multifamily Residence | TRUE | TRUE | TRUE | TRUE | TRUE | 2456.2651 | 2210.6386 | Multifamily Residence_TRUE | Multifamily Residence_TRUE | Multifamily Residence_TRUE | Multifamily Residence_TRUE | Multifamily Residence_TRUE | <1.5gpm | <1.5gpmMultifamily Residence_TRUE | <1.5gpmMultifamily Residence_TRUE
Water_00007841 | SITE_01202 | Room_00017121 | Bathroom_1 | Bathroom | Shower / Bathtub combo with diverter valve | 2.3589 | 2.3589 |  | 2.5 |  | Secondary | A few times per year | N/A | Bag | 0.8492 |  | 2.123 |  | WA | Single Family | Shower | 1717 | 12576.67 | Single Family | TRUE | TRUE | TRUE | TRUE | TRUE | 29666.9671 | 26700.2704 | Single Family_TRUE | Single Family_TRUE | Single Family_TRUE | Single Family_TRUE | Single Family_TRUE | 2.5gpm | 2.5gpmSingle Family_TRUE | 2.5gpmSingle Family_TRUE
Water_00007842 | SITE_01202 | Room_00017123 | Kitchen_1 | Kitchen | Kitchen Faucet | 1.1056 | 1.1056 |  | 1.25 |  | N/A | N/A | N/A | Bag | 0.796 |  | 0.995 |  | WA | Single Family | Kitchen Faucet | 1717 | 12576.67 | Single Family | FALSE | FALSE |  |  |  | 13904.2074 | 12513.7867 | Single Family_FALSE | Single Family_FALSE | Single Family_ | Single Family_ | Single Family_ | unknown | unknownSingle Family_ | unknownSingle Family_FALSE
Water_00007843 | SITE_01202 | Room_00017127 | Bathroom_2 | Bathroom | Bathroom Faucet | 1.5 | 0.44222 | 1.5 | 0.5 |  | N/A | N/A | N/A | Bag | 0.796 |  | 0.398 |  | WA | Single Family | Bathroom Faucet | 1717 | 12576.67 | Single Family | FALSE | FALSE |  |  |  | 18865.005 | 5005.5147 | Single Family_FALSE | Single Family_FALSE | Single Family_ | Single Family_ | Single Family_ | unknown | unknownSingle Family_ | unknownSingle Family_FALSE
Water_00007844 | SITE_01202 | Room_00017127 | Bathroom_2 | Bathroom | Shower / Bathtub combo with diverter valve | 1.8867 | 1.8867 |  | 2 |  | Primary | Daily / Almost Daily | N/A | Bag | 0.8492 |  | 1.698 |  | WA | Single Family | Shower | 1717 | 12576.67 | Single Family | TRUE | TRUE | TRUE | TRUE | TRUE | 23727.9841 | 21355.1857 | Single Family_TRUE | Single Family_TRUE | Single Family_TRUE | Single Family_TRUE | Single Family_TRUE | 2.0gpm | 2.0gpmSingle Family_TRUE | 2.0gpmSingle Family_TRUE
Water_00007845 | SITE_00015 | Room_00006535 | Bathroom_1 | Bathroom | Kitchen Faucet | 1.99 | 1.99 |  | 2.25 |  | N/A | N/A | In bath but kitchen faucet | Bag | 0.796 |  | 1.791 |  | WA | Manufactured | Kitchen Faucet | 538 | 921.5 | Manufactured | FALSE | FALSE |  |  |  | 1833.785 | 1650.4065 | Manufactured_FALSE | Manufactured_FALSE | Manufactured_ | Manufactured_ | Manufactured_ | unknown | unknownManufactured_ | unknownManufactured_FALSE
Water_00007846 | SITE_00015 | Room_00006536 | Kitchen_1 | Kitchen | Kitchen Faucet | 2.2111 | 2.2111 |  | 2.5 |  | N/A | N/A | N/A | Bag | 0.796 |  | 1.99 |  | WA | Manufactured | Kitchen Faucet | 538 | 921.5 | Manufactured | FALSE | FALSE |  |  |  | 2037.5389 | 1833.785 | Manufactured_FALSE | Manufactured_FALSE | Manufactured_ | Manufactured_ | Manufactured_ | unknown | unknownManufactured_ | unknownManufactured_FALSE
Water_00007847 | SITE_00015 | Room_00006539 | Bathroom_2 | Bathroom | Bathroom Faucet | 1.99 | 1.99 |  | 2.25 |  | N/A | N/A | N/A | Bag | 0.796 |  | 1.791 |  | WA | Manufactured | Bathroom Faucet | 538 | 921.5 | Manufactured | FALSE | FALSE |  |  |  | 1833.785 | 1650.4065 | Manufactured_FALSE | Manufactured_FALSE | Manufactured_ | Manufactured_ | Manufactured_ | unknown | unknownManufactured_ | unknownManufactured_FALSE
Water_00007848 | SITE_00015 | Room_00006539 | Bathroom_2 | Bathroom | Shower / Bathtub combo with diverter valve | 2.5 | 2.3589 | 2.5 | 2.5 |  | Secondary | A few times per month | N/A | Bag | 0.8492 |  | 2.123 |  | WA | Manufactured | Shower | 538 | 921.5 | Manufactured | TRUE | TRUE | TRUE | TRUE | TRUE | 2303.75 | 1956.3445 | Manufactured_TRUE | Manufactured_TRUE | Manufactured_TRUE | Manufactured_TRUE | Manufactured_TRUE | 2.5gpm | 2.5gpmManufactured_TRUE | 2.5gpmManufactured_TRUE
Water_00007849 | SITE_00015 | Room_00006541 | Bathroom_3 | Bathroom | Bathroom Faucet | 2 | 1.99 | 2 | 2.25 |  | N/A | N/A | N/A | Bag | 0.796 |  | 1.791 |  | WA | Manufactured | Bathroom Faucet | 538 | 921.5 | Manufactured | FALSE | FALSE |  |  |  | 1843 | 1650.4065 | Manufactured_FALSE | Manufactured_FALSE | Manufactured_ | Manufactured_ | Manufactured_ | unknown | unknownManufactured_ | unknownManufactured_FALSE
Water_00007850 | SITE_00015 | Room_00006541 | Bathroom_3 | Bathroom | Bathroom Faucet | 1.5 | 1.7689 | 1.5 | 2 |  | N/A | N/A | N/A | Bag | 0.796 |  | 1.592 |  | WA | Manufactured | Bathroom Faucet | 538 | 921.5 | Manufactured | FALSE | FALSE |  |  |  | 1382.25 | 1467.028 | Manufactured_FALSE | Manufactured_FALSE | Manufactured_ | Manufactured_ | Manufactured_ | unknown | unknownManufactured_ | unknownManufactured_FALSE
Water_00007851 | SITE_00015 | Room_00006541 | Bathroom_3 | Bathroom | Shower | 2.5 | 3.3022 | 2.5 | 3.5 |  | Primary | Daily / Almost Daily | N/A | Bag | 0.8492 |  | 2.972 |  | WA | Manufactured | Shower | 538 | 921.5 | Manufactured | TRUE | FALSE | TRUE | TRUE | TRUE | 2303.75 | 2738.698 | Manufactured_TRUE | Manufactured_FALSE | Manufactured_TRUE | Manufactured_TRUE | Manufactured_TRUE | 2.5gpm | 2.5gpmManufactured_TRUE | 2.5gpmManufactured_TRUE
Water_00007852 | SITE_01191 | Room_00016956 | Family Room_1 | Family Room | Kitchen Faucet | 2 | 1.0611 | 2 | 1.2 |  | N/A | N/A | N/A | Bag | 0.796 |  | 0.955 |  | WA | Multifamily Residence | Kitchen Faucet | 1706 | 2383.66 | Multifamily Residence | FALSE | FALSE |  |  |  | 4767.32 | 2276.3953 | Multifamily Residence_FALSE | Multifamily Residence_FALSE | Multifamily Residence_ | Multifamily Residence_ | Multifamily Residence_ | unknown | unknownMultifamily Residence_ | unknownMultifamily Residence_FALSE
Water_00007853 | SITE_01063 | Room_00015574 | Bathroom_1 | Bathroom | Bathroom Faucet | 2.3 | 2.3 |  | 2.6 |  | N/A | N/A | N/A | Bag | 0.796 |  | 2.07 |  | MT | Single Family | Bathroom Faucet | 1579 | 1882.4 | Single Family | FALSE | FALSE |  |  |  | 4329.52 | 3896.568 | Single Family_FALSE | Single Family_FALSE | Single Family_ | Single Family_ | Single Family_ | unknown | unknownSingle Family_ | unknownSingle Family_FALSE
Water_00007854 | SITE_01063 | Room_00015574 | Bathroom_1 | Bathroom | Shower / Bathtub combo with diverter valve | 2.5 |  | 2.5 | 2.2 |  | Primary | Daily / Almost Daily | N/A | Unknown |  | N/A |  | N/A | MT | Single Family | Shower | 1579 | 1882.4 | Single Family | TRUE | TRUE | TRUE | FALSE | FALSE | 4706 | 0 | Single Family_TRUE | Single Family_TRUE | Single Family_TRUE | Single Family_FALSE | Single Family_FALSE | unknown | unknownSingle Family_FALSE | unknownSingle Family_TRUE
Water_00007855 | SITE_01063 | Room_00015577 | Kitchen_1 | Kitchen | Kitchen Faucet | 2.4767 | 2.4767 |  | 2.8 |  | N/A | N/A | Tons of buildup at this home | Bag | 0.796 |  | 2.229 |  | MT | Single Family | Kitchen Faucet | 1579 | 1882.4 | Single Family | FALSE | FALSE |  |  |  | 4662.0773 | 4195.8696 | Single Family_FALSE | Single Family_FALSE | Single Family_ | Single Family_ | Single Family_ | unknown | unknownSingle Family_ | unknownSingle Family_FALSE
Water_00007856 | SITE_01063 | Room_00015580 | Bathroom_2 | Bathroom | Bathroom Faucet | 3.98 | 3.98 |  | 4.5 |  | N/A | N/A | N/A | Bag | 0.796 |  | 3.582 |  | MT | Single Family | Bathroom Faucet | 1579 | 1882.4 | Single Family | FALSE | FALSE |  |  |  | 7491.952 | 6742.7568 | Single Family_FALSE | Single Family_FALSE | Single Family_ | Single Family_ | Single Family_ | unknown | unknownSingle Family_ | unknownSingle Family_FALSE
Water_00007857 | SITE_01063 | Room_00015580 | Bathroom_2 | Bathroom | Shower / Bathtub combo with diverter valve | unknown |  |  | 4 |  | Unknown | A few times per year | N/A | Unknown |  | N/A |  | N/A | MT | Single Family | Shower | 1579 | 1882.4 | Single Family | TRUE | TRUE | FALSE | FALSE | FALSE | 0 | 0 | Single Family_TRUE | Single Family_TRUE | Single Family_FALSE | Single Family_FALSE | Single Family_FALSE | unknown | unknownSingle Family_FALSE | unknownSingle Family_TRUE
Water_00007858 | SITE_00195 | Room_00008232 | Bathroom_6 | Bathroom | Bathroom Faucet | 1.5922 | 1.5922 |  | 1.8 |  | N/A | N/A | N/A | Bag | 0.796 |  | 1.433 |  | ID | Multifamily Residence | Bathroom Faucet | 715 | 773.6 | Multifamily Residence | FALSE | FALSE |  |  |  | 1231.7431 | 1108.5688 | Multifamily Residence_FALSE | Multifamily Residence_FALSE | Multifamily Residence_ | Multifamily Residence_ | Multifamily Residence_ | unknown | unknownMultifamily Residence_ | unknownMultifamily Residence_FALSE
Water_00007859 | SITE_00195 | Room_00008232 | Bathroom_6 | Bathroom | Shower / Bathtub combo with diverter valve | 2.8311 | 2.8311 |  | 3 |  | Primary | Daily / Almost Daily | N/A | Bag | 0.8492 |  | 2.548 |  | ID | Multifamily Residence | Shower | 715 | 773.6 | Multifamily Residence | TRUE | TRUE | TRUE | TRUE | TRUE | 2190.1476 | 1971.1328 | Multifamily Residence_TRUE | Multifamily Residence_TRUE | Multifamily Residence_TRUE | Multifamily Residence_TRUE | Multifamily Residence_TRUE | gt2.5gpm | gt2.5gpmMultifamily Residence_TRUE | gt2.5gpmMultifamily Residence_TRUE
Water_00007860 | SITE_00302 | Room_00008792 | Bathroom_6 | Bathroom | Bathroom Faucet | 2.2 | 2.2111 | 2.2 | 2.5 |  | N/A | N/A | N/A | Bag | 0.796 |  | 1.99 |  | ID | Manufactured | Bathroom Faucet | 822 | 626.07 | Manufactured | FALSE | FALSE |  |  |  | 1377.354 | 1245.8793 | Manufactured_FALSE | Manufactured_FALSE | Manufactured_ | Manufactured_ | Manufactured_ | unknown | unknownManufactured_ | unknownManufactured_FALSE
Water_00007861 | SITE_00302 | Room_00008792 | Bathroom_6 | Bathroom | Bathroom Faucet | 2.2 | 2.2111 | 2.2 | 2.5 |  | N/A | N/A | N/A | Bag | 0.796 |  | 1.99 |  | ID | Manufactured | Bathroom Faucet | 822 | 626.07 | Manufactured | FALSE | FALSE |  |  |  | 1377.354 | 1245.8793 | Manufactured_FALSE | Manufactured_FALSE | Manufactured_ | Manufactured_ | Manufactured_ | unknown | unknownManufactured_ | unknownManufactured_FALSE
Water_00007862 | SITE_00302 | Room_00008792 | Bathroom_6 | Bathroom | Bathtub | unknown |  |  |  | N/A | N/A | N/A | N/A | Unknown |  | N/A |  | N/A | ID | Manufactured | Bathtub | 822 | 626.07 | Manufactured | FALSE | FALSE |  |  |  | 0 | 0 | Manufactured_FALSE | Manufactured_FALSE | Manufactured_ | Manufactured_ | Manufactured_ | unknown | unknownManufactured_ | unknownManufactured_FALSE
Water_00007863 | SITE_00302 | Room_00008792 | Bathroom_6 | Bathroom | Shower | 2.5 | 2.5944 | 2.5 | 2.75 |  | Primary | Daily / Almost Daily | N/A | Bag | 0.8492 |  | 2.335 |  | ID | Manufactured | Shower | 822 | 626.07 | Manufactured | TRUE | FALSE | TRUE | TRUE | TRUE | 1565.175 | 1461.8735 | Manufactured_TRUE | Manufactured_FALSE | Manufactured_TRUE | Manufactured_TRUE | Manufactured_TRUE | 2.5gpm | 2.5gpmManufactured_TRUE | 2.5gpmManufactured_TRUE
Water_00007864 | SITE_00402 | Room_00009239 | Kitchen_1 | Kitchen | Kitchen Faucet | 1.99 | 1.99 |  | 2.25 |  | N/A | N/A | N/A | Bag | 0.796 |  | 1.791 |  | ID | Single Family | Kitchen Faucet | 922 | 4610.02 | Single Family | FALSE | FALSE |  |  |  | 9173.9398 | 8256.5458 | Single Family_FALSE | Single Family_FALSE | Single Family_ | Single Family_ | Single Family_ | unknown | unknownSingle Family_ | unknownSingle Family_FALSE
Water_00007865 | SITE_00402 | Room_00009241 | Bathroom_1 | Bathroom | Bathroom Faucet | 2 | 1.7689 | 2 | 2 |  | N/A | N/A | N/A | Bag | 0.796 |  | 1.592 |  | ID | Single Family | Bathroom Faucet | 922 | 4610.02 | Single Family | FALSE | FALSE |  |  |  | 9220.04 | 7339.1518 | Single Family_FALSE | Single Family_FALSE | Single Family_ | Single Family_ | Single Family_ | unknown | unknownSingle Family_ | unknownSingle Family_FALSE
Water_00007866 | SITE_00402 | Room_00009241 | Bathroom_1 | Bathroom | Bathtub | unknown |  |  |  | N/A | N/A | N/A | N/A | Unknown |  | N/A |  | N/A | ID | Single Family | Bathtub | 922 | 4610.02 | Single Family | FALSE | FALSE |  |  |  | 0 | 0 | Single Family_FALSE | Single Family_FALSE | Single Family_ | Single Family_ | Single Family_ | unknown | unknownSingle Family_ | unknownSingle Family_FALSE
Water_00007867 | SITE_00402 | Room_00009247 | Bathroom_2 | Bathroom | Bathroom Faucet | 2.2111 | 2.2111 |  | 2.5 |  | N/A | N/A | N/A | Bag | 0.796 |  | 1.99 |  | ID | Single Family | Bathroom Faucet | 922 | 4610.02 | Single Family | FALSE | FALSE |  |  |  | 10193.2664 | 9173.9398 | Single Family_FALSE | Single Family_FALSE | Single Family_ | Single Family_ | Single Family_ | unknown | unknownSingle Family_ | unknownSingle Family_FALSE
Water_00007868 | SITE_00402 | Room_00009247 | Bathroom_2 | Bathroom | Shower | 2.5 | 2.8311 | 2.5 | 3 |  | Primary | Daily / Almost Daily | N/A | Bag | 0.8492 |  | 2.548 |  | ID | Single Family | Shower | 922 | 4610.02 | Single Family | TRUE | FALSE | TRUE | TRUE | TRUE | 11525.05 | 11746.331 | Single Family_TRUE | Single Family_FALSE | Single Family_TRUE | Single Family_TRUE | Single Family_TRUE | 2.5gpm | 2.5gpmSingle Family_TRUE | 2.5gpmSingle Family_TRUE
Water_00007869 | SITE_00298 | Room_00008742 | Kitchen_1 | Kitchen | Kitchen Faucet | 2.2 | 0.88444 | 2.2 | 1 |  | N/A | N/A | N/A | Bag | 0.796 |  | 0.796 |  | ID | Single Family | Kitchen Faucet | 818 | 4702.18 | Single Family | FALSE | FALSE |  |  |  | 10344.796 | 3742.9353 | Single Family_FALSE | Single Family_FALSE | Single Family_ | Single Family_ | Single Family_ | unknown | unknownSingle Family_ | unknownSingle Family_FALSE
Water_00007870 | SITE_00298 | Room_00008743 | Bathroom_1 | Bathroom | Bathroom Faucet | 1.5 | 1.3267 | 1.5 | 1.5 |  | N/A | N/A | N/A | Bag | 0.796 |  | 1.194 |  | ID | Single Family | Bathroom Faucet | 818 | 4702.18 | Single Family | FALSE | FALSE |  |  |  | 7053.27 | 5614.4029 | Single Family_FALSE | Single Family_FALSE | Single Family_ | Single Family_ | Single Family_ | unknown | unknownSingle Family_ | unknownSingle Family_FALSE
Water_00007871 | SITE_00298 | Room_00008743 | Bathroom_1 | Bathroom | Bathtub | unknown |  |  |  | N/A | N/A | N/A | N/A | Unknown |  | N/A |  | N/A | ID | Single Family | Bathtub | 818 | 4702.18 | Single Family | FALSE | FALSE |  |  |  | 0 | 0 | Single Family_FALSE | Single Family_FALSE | Single Family_ | Single Family_ | Single Family_ | unknown | unknownSingle Family_ | unknownSingle Family_FALSE
Water_00007872 | SITE_00298 | Room_00008748 | Bathroom_2 | Bathroom | Bathroom Faucet | 0.44222 | 0.44222 |  | 0.5 |  | N/A | N/A | N/A | Bag | 0.796 |  | 0.398 |  | ID | Single Family | Bathroom Faucet | 818 | 4702.18 | Single Family | FALSE | FALSE |  |  |  | 2079.4085 | 1871.4676 | Single Family_FALSE | Single Family_FALSE | Single Family_ | Single Family_ | Single Family_ | unknown | unknownSingle Family_ | unknownSingle Family_FALSE
Water_00007873 | SITE_00298 | Room_00008747 | Bedroom_1 | Bedroom | Shower | 2.5 | 2.3589 | 2.5 | 2.5 |  | Primary | Daily / Almost Daily | N/A | Bag | 0.8492 |  | 2.123 |  | ID | Single Family | Shower | 818 | 4702.18 | Single Family | TRUE | FALSE | TRUE | TRUE | TRUE | 11755.45 | 9982.7281 | Single Family_TRUE | Single Family_FALSE | Single Family_TRUE | Single Family_TRUE | Single Family_TRUE | 2.5gpm | 2.5gpmSingle Family_TRUE | 2.5gpmSingle Family_TRUE
Water_00007874 | SITE_00194 | Room_00008225 | Bathroom_1 | Bathroom | Bathroom Faucet | 1.3267 | 1.3267 |  | 1.5 |  | N/A | N/A | N/A | Bag | 0.796 |  | 1.194 |  | ID | Multifamily Residence | Bathroom Faucet | 714 | 773.6 | Multifamily Residence | FALSE | FALSE |  |  |  | 1026.3093 | 923.6784 | Multifamily Residence_FALSE | Multifamily Residence_FALSE | Multifamily Residence_ | Multifamily Residence_ | Multifamily Residence_ | unknown | unknownMultifamily Residence_ | unknownMultifamily Residence_FALSE
Water_00007875 | SITE_00194 | Room_00008225 | Bathroom_1 | Bathroom | Shower / Bathtub combo with diverter valve | 1.8 |  | 1.8 |  | Unknown | Primary | Daily / Almost Daily | Broken | Bag | 0.8492 |  |  | Unknown | ID | Multifamily Residence | Shower | 714 | 773.6 | Multifamily Residence | TRUE | TRUE | TRUE | FALSE | FALSE | 1392.48 | 0 | Multifamily Residence_TRUE | Multifamily Residence_TRUE | Multifamily Residence_TRUE | Multifamily Residence_FALSE | Multifamily Residence_FALSE | unknown | unknownMultifamily Residence_FALSE | unknownMultifamily Residence_TRUE
Water_00007876 | SITE_00194 | Room_00008227 | Kitchen_1 | Kitchen | Kitchen Faucet | 1.3267 | 1.3267 |  | 1.5 |  | N/A | N/A | N/A | Bag | 0.796 |  | 1.194 |  | ID | Multifamily Residence | Kitchen Faucet | 714 | 773.6 | Multifamily Residence | FALSE | FALSE |  |  |  | 1026.3093 | 923.6784 | Multifamily Residence_FALSE | Multifamily Residence_FALSE | Multifamily Residence_ | Multifamily Residence_ | Multifamily Residence_ | unknown | unknownMultifamily Residence_ | unknownMultifamily Residence_FALSE
Water_00007877 | SITE_00197 | Room_00008255 | Kitchen_1 | Kitchen | Kitchen Faucet | 2.2 | 2.2111 | 2.2 | 2.5 |  | N/A | N/A | N/A | Bag | 0.796 |  | 1.99 |  | ID | Multifamily Residence | Kitchen Faucet | 717 | 773.6 | Multifamily Residence | FALSE | FALSE |  |  |  | 1701.92 | 1539.464 | Multifamily Residence_FALSE | Multifamily Residence_FALSE | Multifamily Residence_ | Multifamily Residence_ | Multifamily Residence_ | unknown | unknownMultifamily Residence_ | unknownMultifamily Residence_FALSE
Water_00007878 | SITE_00197 | Room_00008258 | Bathroom_1 | Bathroom | Shower / Bathtub combo with diverter valve | 1.5 |  | 1.5 | 2.5 |  | Primary | Daily / Almost Daily | There is a filters for chlorine.Tenants only take 5-10 min showers. | Unknown |  | N/A |  | N/A | ID | Multifamily Residence | Shower | 717 | 773.6 | Multifamily Residence | TRUE | TRUE | TRUE | FALSE | FALSE | 1160.4 | 0 | Multifamily Residence_TRUE | Multifamily Residence_TRUE | Multifamily Residence_TRUE | Multifamily Residence_FALSE | Multifamily Residence_FALSE | unknown | unknownMultifamily Residence_FALSE | unknownMultifamily Residence_TRUE
Water_00007879 | SITE_00198 | Room_00008263 | Kitchen_1 | Kitchen | Kitchen Faucet | 4.8644 | 4.8644 |  | 5.5 |  | N/A | N/A | N/A | Bag | 0.796 |  | 4.378 |  | ID | Single Family | Kitchen Faucet | 718 | 4610.02 | Single Family | FALSE | FALSE |  |  |  | 22425.1862 | 20182.6676 | Single Family_FALSE | Single Family_FALSE | Single Family_ | Single Family_ | Single Family_ | unknown | unknownSingle Family_ | unknownSingle Family_FALSE
Water_00007880 | SITE_00198 | Room_00008265 | Bathroom_1 | Bathroom | Bathroom Faucet | 2 |  | 2 | 2 |  | N/A | N/A | N/A | Unknown |  | N/A |  | N/A | ID | Single Family | Bathroom Faucet | 718 | 4610.02 | Single Family | FALSE | FALSE |  |  |  | 9220.04 | 0 | Single Family_FALSE | Single Family_FALSE | Single Family_ | Single Family_ | Single Family_ | unknown | unknownSingle Family_ | unknownSingle Family_FALSE
Water_00007881 | SITE_00198 | Room_00008271 | Bathroom_2 | Bathroom | Shower / Bathtub combo with diverter valve | 2 |  | 2 | 3.5 |  | Primary | Daily / Almost Daily | N/A | Unknown |  | N/A |  | N/A | ID | Single Family | Shower | 718 | 4610.02 | Single Family | TRUE | TRUE | TRUE | FALSE | FALSE | 9220.04 | 0 | Single Family_TRUE | Single Family_TRUE | Single Family_TRUE | Single Family_FALSE | Single Family_FALSE | unknown | unknownSingle Family_FALSE | unknownSingle Family_TRUE
Water_00007882 | SITE_00198 | Room_00008271 | Bathroom_2 | Bathroom | Bathroom Faucet | unknown |  |  | 3 |  | N/A | N/A | N/A | Unknown |  | N/A |  | N/A | ID | Single Family | Bathroom Faucet | 718 | 4610.02 | Single Family | FALSE | FALSE |  |  |  | 0 | 0 | Single Family_FALSE | Single Family_FALSE | Single Family_ | Single Family_ | Single Family_ | unknown | unknownSingle Family_ | unknownSingle Family_FALSE
Water_00007883 | SITE_00218 | Room_00008466 | Kitchen_1 | Kitchen | Kitchen Faucet | 1.7689 | 1.7689 |  | 2 |  | N/A | N/A | N/A | Bag | 0.796 |  | 1.592 |  | ID | Single Family | Kitchen Faucet | 738 | 4610.02 | Single Family | FALSE | FALSE |  |  |  | 8154.6132 | 7339.1518 | Single Family_FALSE | Single Family_FALSE | Single Family_ | Single Family_ | Single Family_ | unknown | unknownSingle Family_ | unknownSingle Family_FALSE
Water_00007884 | SITE_00218 | Room_00008475 | Laundry_1 | Laundry | Kitchen Faucet | 2.2 | 1.9456 | 2.2 | 2.2 |  | N/A | N/A | Laundry Sink | Bag | 0.796 |  | 1.751 |  | ID | Single Family | Kitchen Faucet | 738 | 4610.02 | Single Family | FALSE | FALSE |  |  |  | 10142.044 | 8072.145 | Single Family_FALSE | Single Family_FALSE | Single Family_ | Single Family_ | Single Family_ | unknown | unknownSingle Family_ | unknownSingle Family_FALSE
Water_00007885 | SITE_00218 | Room_00008477 | Bathroom_1 | Bathroom | Bathroom Faucet | unknown |  |  | 2 |  | N/A | N/A | N/A | Unknown |  | N/A |  | N/A | ID | Single Family | Bathroom Faucet | 738 | 4610.02 | Single Family | FALSE | FALSE |  |  |  | 0 | 0 | Single Family_FALSE | Single Family_FALSE | Single Family_ | Single Family_ | Single Family_ | unknown | unknownSingle Family_ | unknownSingle Family_FALSE
Water_00007886 | SITE_00218 | Room_00008477 | Bathroom_1 | Bathroom | Shower / Bathtub combo with diverter valve | unknown |  |  | 3 |  | Secondary | A few times per year | N/A | Unknown |  | N/A |  | N/A | ID | Single Family | Shower | 738 | 4610.02 | Single Family | TRUE | TRUE | FALSE | FALSE | FALSE | 0 | 0 | Single Family_TRUE | Single Family_TRUE | Single Family_FALSE | Single Family_FALSE | Single Family_FALSE | unknown | unknownSingle Family_FALSE | unknownSingle Family_TRUE
Water_00007887 | SITE_00218 | Room_00008479 | Bathroom_2 | Bathroom | Shower / Bathtub combo with diverter valve | unknown |  |  | 3 |  | Primary | Daily / Almost Daily | N/A | Unknown |  | N/A |  | N/A | ID | Single Family | Shower | 738 | 4610.02 | Single Family | TRUE | TRUE | FALSE | FALSE | FALSE | 0 | 0 | Single Family_TRUE | Single Family_TRUE | Single Family_FALSE | Single Family_FALSE | Single Family_FALSE | unknown | unknownSingle Family_FALSE | unknownSingle Family_TRUE
Water_00007888 | SITE_00218 | Room_00008479 | Bathroom_2 | Bathroom | Bathroom Faucet | 2.2 |  | 2.2 | 3 |  | N/A | N/A | N/A | Unknown |  | N/A |  | N/A | ID | Single Family | Bathroom Faucet | 738 | 4610.02 | Single Family | FALSE | FALSE |  |  |  | 10142.044 | 0 | Single Family_FALSE | Single Family_FALSE | Single Family_ | Single Family_ | Single Family_ | unknown | unknownSingle Family_ | unknownSingle Family_FALSE
Water_00007889 | SITE_00218 | Room_00008479 | Bathroom_2 | Bathroom | Bathroom Faucet | 2.2 |  | 2.2 | 2 |  | N/A | N/A | N/A | Unknown |  | N/A |  | N/A | ID | Single Family | Bathroom Faucet | 738 | 4610.02 | Single Family | FALSE | FALSE |  |  |  | 10142.044 | 0 | Single Family_FALSE | Single Family_FALSE | Single Family_ | Single Family_ | Single Family_ | unknown | unknownSingle Family_ | unknownSingle Family_FALSE
Water_00007890 | SITE_00218 | Room_00008481 | Kitchen_3 | Kitchen | Kitchen Faucet | 3.0956 | 3.0956 |  | 3.5 |  | N/A | N/A | N/A | Bag | 0.796 |  | 2.786 |  | ID | Single Family | Kitchen Faucet | 738 | 4610.02 | Single Family | FALSE | FALSE |  |  |  | 14270.573 | 12843.5157 | Single Family_FALSE | Single Family_FALSE | Single Family_ | Single Family_ | Single Family_ | unknown | unknownSingle Family_ | unknownSingle Family_FALSE
Water_00007891 | SITE_00218 | Room_00008488 | Bathroom_3 | Bathroom | Shower / Bathtub combo with diverter valve | unknown |  |  | 3 |  | Secondary | A few times per year | N/A | Unknown |  | N/A |  | N/A | ID | Single Family | Shower | 738 | 4610.02 | Single Family | TRUE | TRUE | FALSE | FALSE | FALSE | 0 | 0 | Single Family_TRUE | Single Family_TRUE | Single Family_FALSE | Single Family_FALSE | Single Family_FALSE | unknown | unknownSingle Family_FALSE | unknownSingle Family_TRUE
Water_00007892 | SITE_00218 | Room_00008488 | Bathroom_3 | Bathroom | Bathroom Faucet | 2.2 |  | 2.2 | 2 |  | N/A | N/A | N/A | Unknown |  | N/A |  | N/A | ID | Single Family | Bathroom Faucet | 738 | 4610.02 | Single Family | FALSE | FALSE |  |  |  | 10142.044 | 0 | Single Family_FALSE | Single Family_FALSE | Single Family_ | Single Family_ | Single Family_ | unknown | unknownSingle Family_ | unknownSingle Family_FALSE
Water_00007893 | SITE_00218 | Room_00008488 | Bathroom_3 | Bathroom | Bathroom Faucet | 2.2 |  | 2.2 | 1.5 |  | N/A | N/A | N/A | Unknown |  | N/A |  | N/A | ID | Single Family | Bathroom Faucet | 738 | 4610.02 | Single Family | FALSE | FALSE |  |  |  | 10142.044 | 0 | Single Family_FALSE | Single Family_FALSE | Single Family_ | Single Family_ | Single Family_ | unknown | unknownSingle Family_ | unknownSingle Family_FALSE
Water_00007894 | SITE_00199 | Room_00008277 | Kitchen_1 | Kitchen | Kitchen Faucet | 1.7689 | 1.7689 |  | 2 |  | N/A | N/A | N/A | Bag | 0.796 |  | 1.592 |  | ID | Multifamily Residence | Kitchen Faucet | 719 | 2272.53 | Multifamily Residence | FALSE | FALSE |  |  |  | 4019.8531 | 3617.8678 | Multifamily Residence_FALSE | Multifamily Residence_FALSE | Multifamily Residence_ | Multifamily Residence_ | Multifamily Residence_ | unknown | unknownMultifamily Residence_ | unknownMultifamily Residence_FALSE
Water_00007895 | SITE_00199 | Room_00008281 | Bathroom_1 | Bathroom | Shower / Bathtub combo with diverter valve | unknown |  |  | 3.5 |  | All used about the same | Daily / Almost Daily | N/A | Unknown |  | N/A |  | N/A | ID | Multifamily Residence | Shower | 719 | 2272.53 | Multifamily Residence | TRUE | TRUE | FALSE | FALSE | FALSE | 0 | 0 | Multifamily Residence_TRUE | Multifamily Residence_TRUE | Multifamily Residence_FALSE | Multifamily Residence_FALSE | Multifamily Residence_FALSE | unknown | unknownMultifamily Residence_FALSE | unknownMultifamily Residence_TRUE
Water_00007896 | SITE_00199 | Room_00008281 | Bathroom_1 | Bathroom | Bathroom Faucet | unknown |  |  | 1.5 |  | N/A | N/A | N/A | Unknown |  | N/A |  | N/A | ID | Multifamily Residence | Bathroom Faucet | 719 | 2272.53 | Multifamily Residence | FALSE | FALSE |  |  |  | 0 | 0 | Multifamily Residence_FALSE | Multifamily Residence_FALSE | Multifamily Residence_ | Multifamily Residence_ | Multifamily Residence_ | unknown | unknownMultifamily Residence_ | unknownMultifamily Residence_FALSE
Water_00007897 | SITE_00199 | Room_00008286 | Bathroom_2 | Bathroom | Shower / Bathtub combo with diverter valve | unknown |  |  | 3.5 |  | All used about the same | Daily / Almost Daily | N/A | Unknown |  | N/A |  | N/A | ID | Multifamily Residence | Shower | 719 | 2272.53 | Multifamily Residence | TRUE | TRUE | FALSE | FALSE | FALSE | 0 | 0 | Multifamily Residence_TRUE | Multifamily Residence_TRUE | Multifamily Residence_FALSE | Multifamily Residence_FALSE | Multifamily Residence_FALSE | unknown | unknownMultifamily Residence_FALSE | unknownMultifamily Residence_TRUE
Water_00007898 | SITE_00199 | Room_00008286 | Bathroom_2 | Bathroom | Bathroom Faucet | unknown |  |  | 2.5 |  | N/A | N/A | N/A | Unknown |  | N/A |  | N/A | ID | Multifamily Residence | Bathroom Faucet | 719 | 2272.53 | Multifamily Residence | FALSE | FALSE |  |  |  | 0 | 0 | Multifamily Residence_FALSE | Multifamily Residence_FALSE | Multifamily Residence_ | Multifamily Residence_ | Multifamily Residence_ | unknown | unknownMultifamily Residence_ | unknownMultifamily Residence_FALSE
Water_00007899 | SITE_00396 | Room_00009128 | Kitchen_1 | Kitchen | Kitchen Faucet | 2.6533 | 2.6533 |  | 3 |  | N/A | N/A | N/A | Bag | 0.796 |  | 2.388 |  | ID | Single Family | Kitchen Faucet | 916 | 4610.02 | Single Family | FALSE | FALSE |  |  |  | 12231.9197 | 11008.7278 | Single Family_FALSE | Single Family_FALSE | Single Family_ | Single Family_ | Single Family_ | unknown | unknownSingle Family_ | unknownSingle Family_FALSE
Water_00007900 | SITE_00396 | Room_00009130 | Bathroom_1 | Bathroom | Shower / Bathtub combo with diverter valve | unknown |  |  |  | Unknown | Secondary | Never | Never used. Contains cat's litter. | Unknown |  | N/A |  | N/A | ID | Single Family | Shower | 916 | 4610.02 | Single Family | TRUE | TRUE | FALSE | FALSE | FALSE | 0 | 0 | Single Family_TRUE | Single Family_TRUE | Single Family_FALSE | Single Family_FALSE | Single Family_FALSE | unknown | unknownSingle Family_FALSE | unknownSingle Family_TRUE
Water_00007901 | SITE_00396 | Room_00009130 | Bathroom_1 | Bathroom | Bathroom Faucet | unknown |  |  |  | Unknown | N/A | N/A | Contains cat's food and water bowl. | Unknown |  | N/A |  | N/A | ID | Single Family | Bathroom Faucet | 916 | 4610.02 | Single Family | FALSE | FALSE |  |  |  | 0 | 0 | Single Family_FALSE | Single Family_FALSE | Single Family_ | Single Family_ | Single Family_ | unknown | unknownSingle Family_ | unknownSingle Family_FALSE
Water_00007902 | SITE_00396 | Room_00009132 | Bathroom_2 | Bathroom | Shower / Bathtub combo with diverter valve | unknown |  |  | 3.5 |  | All used about the same | Daily / Almost Daily | N/A | Unknown |  | N/A |  | N/A | ID | Single Family | Shower | 916 | 4610.02 | Single Family | TRUE | TRUE | FALSE | FALSE | FALSE | 0 | 0 | Single Family_TRUE | Single Family_TRUE | Single Family_FALSE | Single Family_FALSE | Single Family_FALSE | unknown | unknownSingle Family_FALSE | unknownSingle Family_TRUE
Water_00007903 | SITE_00396 | Room_00009132 | Bathroom_2 | Bathroom | Bathroom Faucet | unknown |  |  | 3 |  | N/A | N/A | N/A | Unknown |  | N/A |  | N/A | ID | Single Family | Bathroom Faucet | 916 | 4610.02 | Single Family | FALSE | FALSE |  |  |  | 0 | 0 | Single Family_FALSE | Single Family_FALSE | Single Family_ | Single Family_ | Single Family_ | unknown | unknownSingle Family_ | unknownSingle Family_FALSE
Water_00007904 | SITE_00396 | Room_00009138 | Bathroom_3 | Bathroom | Shower / Bathtub combo with separate valve | 2.5 |  | 2.5 | 3 |  | All used about the same | Daily / Almost Daily | N/A | Unknown |  | N/A |  | N/A | ID | Single Family | Shower | 916 | 4610.02 | Single Family | TRUE | TRUE | TRUE | FALSE | FALSE | 11525.05 | 0 | Single Family_TRUE | Single Family_TRUE | Single Family_TRUE | Single Family_FALSE | Single Family_FALSE | unknown | unknownSingle Family_FALSE | unknownSingle Family_TRUE
Water_00007905 | SITE_00396 | Room_00009138 | Bathroom_3 | Bathroom | Bathroom Faucet | unknown |  |  | 3 |  | N/A | N/A | N/A | Unknown |  | N/A |  | N/A | ID | Single Family | Bathroom Faucet | 916 | 4610.02 | Single Family | FALSE | FALSE |  |  |  | 0 | 0 | Single Family_FALSE | Single Family_FALSE | Single Family_ | Single Family_ | Single Family_ | unknown | unknownSingle Family_ | unknownSingle Family_FALSE
Water_00007906 | SITE_00396 | Room_00009138 | Bathroom_3 | Bathroom | Bathroom Faucet | unknown |  |  | 3 |  | N/A | N/A | N/A | Unknown |  | N/A |  | N/A | ID | Single Family | Bathroom Faucet | 916 | 4610.02 | Single Family | FALSE | FALSE |  |  |  | 0 | 0 | Single Family_FALSE | Single Family_FALSE | Single Family_ | Single Family_ | Single Family_ | unknown | unknownSingle Family_ | unknownSingle Family_FALSE
Water_00007907 | SITE_00201 | Room_00008312 | Bathroom_1 | Bathroom | Shower | 2.5 | 4.0578 | 2.5 | 4.3 |  | All used about the same | Daily / Almost Daily | N/A | Bag | 0.8492 |  | 3.652 |  | ID | Multifamily Residence | Shower | 721 | 2272.53 | Multifamily Residence | TRUE | FALSE | TRUE | TRUE | TRUE | 5681.325 | 8299.2796 | Multifamily Residence_TRUE | Multifamily Residence_FALSE | Multifamily Residence_TRUE | Multifamily Residence_TRUE | Multifamily Residence_TRUE | 2.5gpm | 2.5gpmMultifamily Residence_TRUE | 2.5gpmMultifamily Residence_TRUE
Water_00007908 | SITE_00201 | Room_00008312 | Bathroom_1 | Bathroom | Bathroom Faucet | 2 | 2.4767 | 2 | 2.8 |  | N/A | N/A | N/A | Bag | 0.796 |  | 2.229 |  | ID | Multifamily Residence | Bathroom Faucet | 721 | 2272.53 | Multifamily Residence | FALSE | FALSE |  |  |  | 4545.06 | 5065.4694 | Multifamily Residence_FALSE | Multifamily Residence_FALSE | Multifamily Residence_ | Multifamily Residence_ | Multifamily Residence_ | unknown | unknownMultifamily Residence_ | unknownMultifamily Residence_FALSE
Water_00007909 | SITE_00201 | Room_00008313 | Kitchen_1 | Kitchen | Kitchen Faucet | 2.6533 | 2.6533 |  | 3 |  | N/A | N/A | N/A | Bag | 0.796 |  | 2.388 |  | ID | Multifamily Residence | Kitchen Faucet | 721 | 2272.53 | Multifamily Residence | FALSE | FALSE |  |  |  | 6029.7796 | 5426.8016 | Multifamily Residence_FALSE | Multifamily Residence_FALSE | Multifamily Residence_ | Multifamily Residence_ | Multifamily Residence_ | unknown | unknownMultifamily Residence_ | unknownMultifamily Residence_FALSE
Water_00007910 | SITE_00201 | Room_00008318 | Bathroom_2 | Bathroom | Bathroom Faucet | 2.2 | 2.6533 | 2.2 | 3 |  | N/A | N/A | N/A | Bag | 0.796 |  | 2.388 |  | ID | Multifamily Residence | Bathroom Faucet | 721 | 2272.53 | Multifamily Residence | FALSE | FALSE |  |  |  | 4999.566 | 5426.8016 | Multifamily Residence_FALSE | Multifamily Residence_FALSE | Multifamily Residence_ | Multifamily Residence_ | Multifamily Residence_ | unknown | unknownMultifamily Residence_ | unknownMultifamily Residence_FALSE
Water_00007911 | SITE_00201 | Room_00008318 | Bathroom_2 | Bathroom | Shower / Bathtub combo with diverter valve | 3.0189 | 3.0189 |  | 3.2 |  | All used about the same | Daily / Almost Daily | N/A | Bag | 0.8492 |  | 2.717 |  | ID | Multifamily Residence | Shower | 721 | 2272.53 | Multifamily Residence | TRUE | TRUE | TRUE | TRUE | TRUE | 6860.5156 | 6174.464 | Multifamily Residence_TRUE | Multifamily Residence_TRUE | Multifamily Residence_TRUE | Multifamily Residence_TRUE | Multifamily Residence_TRUE | gt2.5gpm | gt2.5gpmMultifamily Residence_TRUE | gt2.5gpmMultifamily Residence_TRUE
Water_00007912 | SITE_00203 | Room_00008341 | Bathroom_1 | Bathroom | Bathroom Faucet | 2.2 | 2.83 | 2.2 | 3.2 |  | N/A | N/A | N/A | Bag | 0.796 |  | 2.547 |  | ID | Multifamily Residence | Bathroom Faucet | 723 | 2272.53 | Multifamily Residence | FALSE | FALSE |  |  |  | 4999.566 | 5788.1339 | Multifamily Residence_FALSE | Multifamily Residence_FALSE | Multifamily Residence_ | Multifamily Residence_ | Multifamily Residence_ | unknown | unknownMultifamily Residence_ | unknownMultifamily Residence_FALSE
Water_00007913 | SITE_00203 | Room_00008343 | Kitchen_1 | Kitchen | Kitchen Faucet | 1.5 | 2.1222 | 1.5 | 2.4 |  | N/A | N/A | N/A | Bag | 0.796 |  | 1.91 |  | ID | Multifamily Residence | Kitchen Faucet | 723 | 2272.53 | Multifamily Residence | FALSE | FALSE |  |  |  | 3408.795 | 4340.5323 | Multifamily Residence_FALSE | Multifamily Residence_FALSE | Multifamily Residence_ | Multifamily Residence_ | Multifamily Residence_ | unknown | unknownMultifamily Residence_ | unknownMultifamily Residence_FALSE
Water_00007914 | SITE_00203 | Room_00008350 | Bathroom_2 | Bathroom | Bathroom Faucet | 2 | 2.2111 | 2 | 2.5 |  | N/A | N/A | N/A | Bag | 0.796 |  | 1.99 |  | ID | Multifamily Residence | Bathroom Faucet | 723 | 2272.53 | Multifamily Residence | FALSE | FALSE |  |  |  | 4545.06 | 4522.3347 | Multifamily Residence_FALSE | Multifamily Residence_FALSE | Multifamily Residence_ | Multifamily Residence_ | Multifamily Residence_ | unknown | unknownMultifamily Residence_ | unknownMultifamily Residence_FALSE
Water_00007915 | SITE_00203 | Room_00008350 | Bathroom_2 | Bathroom | Shower / Bathtub combo with diverter valve | 2.5 | 3.1133 | 2.5 | 3.3 |  | Primary | Daily / Almost Daily | N/A | Bag | 0.8492 |  | 2.802 |  | ID | Multifamily Residence | Shower | 723 | 2272.53 | Multifamily Residence | TRUE | TRUE | TRUE | TRUE | TRUE | 5681.325 | 6367.6291 | Multifamily Residence_TRUE | Multifamily Residence_TRUE | Multifamily Residence_TRUE | Multifamily Residence_TRUE | Multifamily Residence_TRUE | 2.5gpm | 2.5gpmMultifamily Residence_TRUE | 2.5gpmMultifamily Residence_TRUE
Water_00007916 | SITE_00202 | Room_00008327 | Kitchen_1 | Kitchen | Kitchen Faucet | 1.8 | 1.9456 | 1.8 | 2.2 |  | N/A | N/A | N/A | Bag | 0.796 |  | 1.751 |  | ID | Single Family | Kitchen Faucet | 722 | 4610.02 | Single Family | FALSE | FALSE |  |  |  | 8298.036 | 8072.145 | Single Family_FALSE | Single Family_FALSE | Single Family_ | Single Family_ | Single Family_ | unknown | unknownSingle Family_ | unknownSingle Family_FALSE
Water_00007917 | SITE_00202 | Room_00008331 | Bathroom_1 | Bathroom | Bathroom Faucet | 1.0611 | 1.0611 |  | 1.2 |  | N/A | N/A | N/A | Bag | 0.796 |  | 0.955 |  | ID | Single Family | Bathroom Faucet | 722 | 4610.02 | Single Family | FALSE | FALSE |  |  |  | 4891.7434 | 4402.5691 | Single Family_FALSE | Single Family_FALSE | Single Family_ | Single Family_ | Single Family_ | unknown | unknownSingle Family_ | unknownSingle Family_FALSE
Water_00007918 | SITE_00202 | Room_00008331 | Bathroom_1 | Bathroom | Shower / Bathtub combo with diverter valve | 2 | 2.2644 | 2 | 2.4 |  | All used about the same | Daily / Almost Daily | N/A | Bag | 0.8492 |  | 2.038 |  | ID | Single Family | Shower | 722 | 4610.02 | Single Family | TRUE | TRUE | TRUE | TRUE | TRUE | 9220.04 | 9395.2208 | Single Family_TRUE | Single Family_TRUE | Single Family_TRUE | Single Family_TRUE | Single Family_TRUE | 2.0gpm | 2.0gpmSingle Family_TRUE | 2.0gpmSingle Family_TRUE
Water_00007919 | SITE_00202 | Room_00008334 | Bathroom_2 | Bathroom | Bathroom Faucet | 2 | 3.5378 | 2 | 4 |  | N/A | N/A | N/A | Bag | 0.796 |  | 3.184 |  | ID | Single Family | Bathroom Faucet | 722 | 4610.02 | Single Family | FALSE | FALSE |  |  |  | 9220.04 | 14678.3037 | Single Family_FALSE | Single Family_FALSE | Single Family_ | Single Family_ | Single Family_ | unknown | unknownSingle Family_ | unknownSingle Family_FALSE
Water_00007920 | SITE_00202 | Room_00008334 | Bathroom_2 | Bathroom | Shower | 2.5 | 2.3589 | 2.5 | 2.5 |  | All used about the same | Daily / Almost Daily | N/A | Bag | 0.8492 |  | 2.123 |  | ID | Single Family | Shower | 722 | 4610.02 | Single Family | TRUE | FALSE | TRUE | TRUE | TRUE | 11525.05 | 9787.0725 | Single Family_TRUE | Single Family_FALSE | Single Family_TRUE | Single Family_TRUE | Single Family_TRUE | 2.5gpm | 2.5gpmSingle Family_TRUE | 2.5gpmSingle Family_TRUE
Water_00007921 | SITE_00200 | Room_00008293 | Kitchen_1 | Kitchen | Kitchen Faucet | 2.2111 | 2.2111 |  | 2.5 |  | N/A | N/A | N/A | Bag | 0.796 |  | 1.99 |  | ID | Single Family | Kitchen Faucet | 720 | 4702.18 | Single Family | FALSE | FALSE |  |  |  | 10397.0424 | 9357.3382 | Single Family_FALSE | Single Family_FALSE | Single Family_ | Single Family_ | Single Family_ | unknown | unknownSingle Family_ | unknownSingle Family_FALSE
Water_00007922 | SITE_00200 | Room_00008300 | Bathroom_1 | Bathroom | Bathroom Faucet | 2 | 1.9456 | 2 | 2.2 |  | N/A | N/A | N/A | Bag | 0.796 |  | 1.751 |  | ID | Single Family | Bathroom Faucet | 720 | 4702.18 | Single Family | FALSE | FALSE |  |  |  | 9404.36 | 8233.5172 | Single Family_FALSE | Single Family_FALSE | Single Family_ | Single Family_ | Single Family_ | unknown | unknownSingle Family_ | unknownSingle Family_FALSE
Water_00007923 | SITE_00200 | Room_00008300 | Bathroom_1 | Bathroom | Shower / Bathtub combo with diverter valve | 2.5 | 2.6422 | 2.5 | 2.8 |  | Primary | Daily / Almost Daily | N/A | Bag | 0.8492 |  | 2.378 |  | ID | Single Family | Shower | 720 | 4702.18 | Single Family | TRUE | TRUE | TRUE | TRUE | TRUE | 11755.45 | 11181.784 | Single Family_TRUE | Single Family_TRUE | Single Family_TRUE | Single Family_TRUE | Single Family_TRUE | 2.5gpm | 2.5gpmSingle Family_TRUE | 2.5gpmSingle Family_TRUE
Water_00007924 | SITE_00200 | Room_00008304 | Bathroom_2 | Bathroom | Bathroom Faucet | 3.0956 | 3.0956 |  | 3.5 |  | N/A | N/A | N/A | Bag | 0.796 |  | 2.786 |  | ID | Single Family | Bathroom Faucet | 720 | 4702.18 | Single Family | FALSE | FALSE |  |  |  | 14555.8594 | 13100.2735 | Single Family_FALSE | Single Family_FALSE | Single Family_ | Single Family_ | Single Family_ | unknown | unknownSingle Family_ | unknownSingle Family_FALSE
Water_00007925 | SITE_00200 | Room_00008304 | Bathroom_2 | Bathroom | Shower / Bathtub combo with diverter valve | 2.5 | 2.8311 | 2.5 | 3 |  | Secondary | Never | N/A | Bag | 0.8492 |  | 2.548 |  | ID | Single Family | Shower | 720 | 4702.18 | Single Family | TRUE | TRUE | TRUE | TRUE | TRUE | 11755.45 | 11981.1546 | Single Family_TRUE | Single Family_TRUE | Single Family_TRUE | Single Family_TRUE | Single Family_TRUE | 2.5gpm | 2.5gpmSingle Family_TRUE | 2.5gpmSingle Family_TRUE
Water_00007926 | SITE_00196 | Room_00008245 | Kitchen_1 | Kitchen | Kitchen Faucet | 1.3267 | 1.3267 |  | 1.5 |  | N/A | N/A | N/A | Bag | 0.796 |  | 1.194 |  | ID | Single Family | Kitchen Faucet | 716 | 4702.18 | Single Family | FALSE | FALSE |  |  |  | 6238.2255 | 5614.4029 | Single Family_FALSE | Single Family_FALSE | Single Family_ | Single Family_ | Single Family_ | unknown | unknownSingle Family_ | unknownSingle Family_FALSE
Water_00007927 | SITE_00196 | Room_00008250 | Bathroom_1 | Bathroom | Bathroom Faucet | 1.0611 | 1.0611 |  | 1.2 |  | N/A | N/A | N/A | Bag | 0.796 |  | 0.955 |  | ID | Single Family | Bathroom Faucet | 716 | 4702.18 | Single Family | FALSE | FALSE |  |  |  | 4989.5354 | 4490.5819 | Single Family_FALSE | Single Family_FALSE | Single Family_ | Single Family_ | Single Family_ | unknown | unknownSingle Family_ | unknownSingle Family_FALSE
Water_00007928 | SITE_00196 | Room_00008250 | Bathroom_1 | Bathroom | Shower | 2.5 | 2.6422 | 2.5 | 2.8 |  | Primary | Daily / Almost Daily | N/A | Bag | 0.8492 |  | 2.378 |  | ID | Single Family | Shower | 716 | 4702.18 | Single Family | TRUE | FALSE | TRUE | TRUE | TRUE | 11755.45 | 11181.784 | Single Family_TRUE | Single Family_FALSE | Single Family_TRUE | Single Family_TRUE | Single Family_TRUE | 2.5gpm | 2.5gpmSingle Family_TRUE | 2.5gpmSingle Family_TRUE
Water_00007929 | SITE_00413 | Room_00009413 | Bathroom_1 | Bathroom | Bathroom Faucet | 2.2 |  | 2.2 |  | Unknown | N/A | N/A | Water shut off to this faucet after flooding | Bag | 0.796 |  |  | Unknown | ID | Single Family | Bathroom Faucet | 933 | 4610.02 | Single Family | FALSE | FALSE |  |  |  | 10142.044 | 0 | Single Family_FALSE | Single Family_FALSE | Single Family_ | Single Family_ | Single Family_ | unknown | unknownSingle Family_ | unknownSingle Family_FALSE
Water_00007930 | SITE_00413 | Room_00009413 | Bathroom_1 | Bathroom | Shower / Bathtub combo with diverter valve | 2.5 | 2.17 | 2.5 | 2.3 |  | Primary | A few times per year | N/A | Bag | 0.8492 |  | 1.953 |  | ID | Single Family | Shower | 933 | 4610.02 | Single Family | TRUE | TRUE | TRUE | TRUE | TRUE | 11525.05 | 9003.3691 | Single Family_TRUE | Single Family_TRUE | Single Family_TRUE | Single Family_TRUE | Single Family_TRUE | 2.5gpm | 2.5gpmSingle Family_TRUE | 2.5gpmSingle Family_TRUE
Water_00007931 | SITE_00413 | Room_00009417 | Kitchen_1 | Kitchen | Bathroom Faucet | 2 | 2.2111 | 2 | 2.5 |  | N/A | N/A | N/A | Bag | 0.796 |  | 1.99 |  | ID | Single Family | Bathroom Faucet | 933 | 4610.02 | Single Family | FALSE | FALSE |  |  |  | 9220.04 | 9173.9398 | Single Family_FALSE | Single Family_FALSE | Single Family_ | Single Family_ | Single Family_ | unknown | unknownSingle Family_ | unknownSingle Family_FALSE
Water_00007932 | SITE_00413 | Room_00009420 | Bathroom_2 | Bathroom | Bathroom Faucet | 2 | 1.9456 | 2 | 2.2 |  | N/A | N/A | N/A | Bag | 0.796 |  | 1.751 |  | ID | Single Family | Bathroom Faucet | 933 | 4610.02 | Single Family | FALSE | FALSE |  |  |  | 9220.04 | 8072.145 | Single Family_FALSE | Single Family_FALSE | Single Family_ | Single Family_ | Single Family_ | unknown | unknownSingle Family_ | unknownSingle Family_FALSE
Water_00007933 | SITE_00413 | Room_00009420 | Bathroom_2 | Bathroom | Shower | 2.8311 | 2.8311 |  | 3 |  | Primary | Daily / Almost Daily | N/A | Bag | 0.8492 |  | 2.548 |  | ID | Single Family | Shower | 933 | 4610.02 | Single Family | TRUE | FALSE | TRUE | TRUE | TRUE | 13051.4788 | 11746.331 | Single Family_TRUE | Single Family_FALSE | Single Family_TRUE | Single Family_TRUE | Single Family_TRUE | gt2.5gpm | gt2.5gpmSingle Family_TRUE | gt2.5gpmSingle Family_TRUE
Water_00007934 | SITE_00415 | Room_00009445 | Bathroom_1 | Bathroom | Bathroom Faucet | 1.3267 | 1.3267 |  | 1.5 |  | N/A | N/A | N/A | Bag | 0.796 |  | 1.194 |  | ID | Single Family | Bathroom Faucet | 935 | 4610.02 | Single Family | FALSE | FALSE |  |  |  | 6115.9599 | 5504.3639 | Single Family_FALSE | Single Family_FALSE | Single Family_ | Single Family_ | Single Family_ | unknown | unknownSingle Family_ | unknownSingle Family_FALSE
Water_00007935 | SITE_00415 | Room_00009445 | Bathroom_1 | Bathroom | Shower | 2 | 2.0756 | 2 | 2.2 |  | Primary | Daily / Almost Daily | N/A | Bag | 0.8492 |  | 1.868 |  | ID | Single Family | Shower | 935 | 4610.02 | Single Family | TRUE | FALSE | TRUE | TRUE | TRUE | 9220.04 | 8611.5174 | Single Family_TRUE | Single Family_FALSE | Single Family_TRUE | Single Family_TRUE | Single Family_TRUE | 2.0gpm | 2.0gpmSingle Family_TRUE | 2.0gpmSingle Family_TRUE
Water_00007936 | SITE_00415 | Room_00009446 | Kitchen_1 | Kitchen | Kitchen Faucet | 1.8578 | 1.8578 |  | 2.1 |  | N/A | N/A | N/A | Bag | 0.796 |  | 1.672 |  | ID | Single Family | Kitchen Faucet | 935 | 4610.02 | Single Family | FALSE | FALSE |  |  |  | 8564.3927 | 7707.9534 | Single Family_FALSE | Single Family_FALSE | Single Family_ | Single Family_ | Single Family_ | unknown | unknownSingle Family_ | unknownSingle Family_FALSE
Water_00007937 | SITE_00462 | Room_00009917 | Bathroom_6 | Bathroom | Bathroom Faucet | 1.5 | 1.3267 | 1.5 | 1.5 |  | N/A | N/A | N/A | Bag | 0.796 |  | 1.194 |  | WA | Multifamily Residence | Bathroom Faucet | 982 | 687.85 | Multifamily Residence | FALSE | FALSE |  |  |  | 1031.775 | 821.2929 | Multifamily Residence_FALSE | Multifamily Residence_FALSE | Multifamily Residence_ | Multifamily Residence_ | Multifamily Residence_ | unknown | unknownMultifamily Residence_ | unknownMultifamily Residence_FALSE
Water_00007938 | SITE_00462 | Room_00009917 | Bathroom_6 | Bathroom | Shower | 2 | 1.51 | 2 | 1.6 |  | All used about the same | Daily / Almost Daily | N/A | Bag | 0.8492 |  | 1.359 |  | WA | Multifamily Residence | Shower | 982 | 687.85 | Multifamily Residence | TRUE | FALSE | TRUE | TRUE | TRUE | 1375.7 | 934.7881 | Multifamily Residence_TRUE | Multifamily Residence_FALSE | Multifamily Residence_TRUE | Multifamily Residence_TRUE | Multifamily Residence_TRUE | 2.0gpm | 2.0gpmMultifamily Residence_TRUE | 2.0gpmMultifamily Residence_TRUE
Water_00007939 | SITE_00462 | Room_00009918 | Bathroom_7 | Bathroom | Bathroom Faucet | 1.5 | 1.3267 | 1.5 | 1.5 |  | N/A | N/A | N/A | Bag | 0.796 |  | 1.194 |  | WA | Multifamily Residence | Bathroom Faucet | 982 | 687.85 | Multifamily Residence | FALSE | FALSE |  |  |  | 1031.775 | 821.2929 | Multifamily Residence_FALSE | Multifamily Residence_FALSE | Multifamily Residence_ | Multifamily Residence_ | Multifamily Residence_ | unknown | unknownMultifamily Residence_ | unknownMultifamily Residence_FALSE
Water_00007940 | SITE_00462 | Room_00009918 | Bathroom_7 | Bathroom | Shower / Bathtub combo with diverter valve | 2.5 | 1.8867 | 2.5 | 2 |  | All used about the same | Daily / Almost Daily | N/A | Bag | 0.8492 |  | 1.698 |  | WA | Multifamily Residence | Shower | 982 | 687.85 | Multifamily Residence | TRUE | TRUE | TRUE | TRUE | TRUE | 1719.625 | 1167.9693 | Multifamily Residence_TRUE | Multifamily Residence_TRUE | Multifamily Residence_TRUE | Multifamily Residence_TRUE | Multifamily Residence_TRUE | 2.5gpm | 2.5gpmMultifamily Residence_TRUE | 2.5gpmMultifamily Residence_TRUE
Water_00007941 | SITE_00454 | Room_00009845 | Bathroom_1 | Bathroom | Bathroom Faucet | 2 | 2.2111 | 2 | 2.5 |  | N/A | N/A | N/A | Bag | 0.796 |  | 1.99 |  | WA | Multifamily Residence | Bathroom Faucet | 974 | 687.85 | Multifamily Residence | FALSE | FALSE |  |  |  | 1375.7 | 1368.8215 | Multifamily Residence_FALSE | Multifamily Residence_FALSE | Multifamily Residence_ | Multifamily Residence_ | Multifamily Residence_ | unknown | unknownMultifamily Residence_ | unknownMultifamily Residence_FALSE
Water_00007942 | SITE_00454 | Room_00009845 | Bathroom_1 | Bathroom | Shower / Bathtub combo with diverter valve | 3.3022 | 3.3022 |  | 3.5 |  | Primary | Daily / Almost Daily | N/A | Bag | 0.8492 |  | 2.972 |  | WA | Multifamily Residence | Shower | 974 | 687.85 | Multifamily Residence | TRUE | TRUE | TRUE | TRUE | TRUE | 2271.4336 | 2044.2902 | Multifamily Residence_TRUE | Multifamily Residence_TRUE | Multifamily Residence_TRUE | Multifamily Residence_TRUE | Multifamily Residence_TRUE | gt2.5gpm | gt2.5gpmMultifamily Residence_TRUE | gt2.5gpmMultifamily Residence_TRUE
Water_00007943 | SITE_00454 | Room_00009846 | Kitchen_1 | Kitchen | Kitchen Faucet | 1.5 | 1.2378 | 1.5 | 1.4 |  | N/A | N/A | N/A | Bag | 0.796 |  | 1.114 |  | WA | Multifamily Residence | Kitchen Faucet | 974 | 687.85 | Multifamily Residence | FALSE | FALSE |  |  |  | 1031.775 | 766.2649 | Multifamily Residence_FALSE | Multifamily Residence_FALSE | Multifamily Residence_ | Multifamily Residence_ | Multifamily Residence_ | unknown | unknownMultifamily Residence_ | unknownMultifamily Residence_FALSE
Water_00007944 | SITE_00459 | Room_00009891 | Bathroom_1 | Bathroom | Bathroom Faucet | 2.2 | 1.9456 | 2.2 | 2.2 |  | N/A | N/A | N/A | Bag | 0.796 |  | 1.751 |  | WA | Multifamily Residence | Bathroom Faucet | 979 | 687.85 | Multifamily Residence | FALSE | FALSE |  |  |  | 1513.27 | 1204.4253 | Multifamily Residence_FALSE | Multifamily Residence_FALSE | Multifamily Residence_ | Multifamily Residence_ | Multifamily Residence_ | unknown | unknownMultifamily Residence_ | unknownMultifamily Residence_FALSE
Water_00007945 | SITE_00459 | Room_00009891 | Bathroom_1 | Bathroom | Shower / Bathtub combo with diverter valve | 1.6 | 1.4156 | 1.6 | 1.5 |  | Primary | Daily / Almost Daily | N/A | Bag | 0.8492 |  | 1.274 |  | WA | Multifamily Residence | Shower | 979 | 687.85 | Multifamily Residence | TRUE | TRUE | TRUE | TRUE | TRUE | 1100.56 | 876.3209 | Multifamily Residence_TRUE | Multifamily Residence_TRUE | Multifamily Residence_TRUE | Multifamily Residence_TRUE | Multifamily Residence_TRUE | 1.8gpm | 1.8gpmMultifamily Residence_TRUE | 1.8gpmMultifamily Residence_TRUE
Water_00007946 | SITE_00459 | Room_00009892 | Kitchen_1 | Kitchen | Kitchen Faucet | 2 |  | 2 |  | Unknown | N/A | N/A | N/A | Bag | 0.796 |  |  | Unknown | WA | Multifamily Residence | Kitchen Faucet | 979 | 687.85 | Multifamily Residence | FALSE | FALSE |  |  |  | 1375.7 | 0 | Multifamily Residence_FALSE | Multifamily Residence_FALSE | Multifamily Residence_ | Multifamily Residence_ | Multifamily Residence_ | unknown | unknownMultifamily Residence_ | unknownMultifamily Residence_FALSE
Water_00007947 | SITE_00468 | Room_00009964 | Bathroom_1 | Bathroom | Shower / Bathtub combo with diverter valve | 1.1322 | 1.1322 |  | 1.2 |  | Primary | A few times per week | N/A | Bag | 0.8492 |  | 1.019 |  | WA | Multifamily Residence | Shower | 988 | 687.85 | Multifamily Residence | TRUE | TRUE | TRUE | TRUE | TRUE | 778.7991 | 700.9191 | Multifamily Residence_TRUE | Multifamily Residence_TRUE | Multifamily Residence_TRUE | Multifamily Residence_TRUE | Multifamily Residence_TRUE | <1.5gpm | <1.5gpmMultifamily Residence_TRUE | <1.5gpmMultifamily Residence_TRUE
Water_00007948 | SITE_00468 | Room_00009964 | Bathroom_1 | Bathroom | Bathroom Faucet | 1.3267 | 1.3267 |  | 1.5 |  | N/A | N/A | N/A | Bag | 0.796 |  | 1.194 |  | WA | Multifamily Residence | Bathroom Faucet | 988 | 687.85 | Multifamily Residence | FALSE | FALSE |  |  |  | 912.5477 | 821.2929 | Multifamily Residence_FALSE | Multifamily Residence_FALSE | Multifamily Residence_ | Multifamily Residence_ | Multifamily Residence_ | unknown | unknownMultifamily Residence_ | unknownMultifamily Residence_FALSE
Water_00007949 | SITE_00468 | Room_00009966 | Kitchen_1 | Kitchen | Kitchen Faucet | 2.2 | 1.2378 | 2.2 | 1.4 |  | N/A | N/A | N/A | Bag | 0.796 |  | 1.114 |  | WA | Multifamily Residence | Kitchen Faucet | 988 | 687.85 | Multifamily Residence | FALSE | FALSE |  |  |  | 1513.27 | 766.2649 | Multifamily Residence_FALSE | Multifamily Residence_FALSE | Multifamily Residence_ | Multifamily Residence_ | Multifamily Residence_ | unknown | unknownMultifamily Residence_ | unknownMultifamily Residence_FALSE
Water_00007950 | SITE_00456 | Room_00009862 | Bathroom_1 | Bathroom | Bathroom Faucet | 2.2 | 2.2111 | 2.2 | 2.5 |  | N/A | N/A | N/A | Bag | 0.796 |  | 1.99 |  | WA | Multifamily Residence | Bathroom Faucet | 976 | 687.85 | Multifamily Residence | FALSE | FALSE |  |  |  | 1513.27 | 1368.8215 | Multifamily Residence_FALSE | Multifamily Residence_FALSE | Multifamily Residence_ | Multifamily Residence_ | Multifamily Residence_ | unknown | unknownMultifamily Residence_ | unknownMultifamily Residence_FALSE
Water_00007951 | SITE_00456 | Room_00009862 | Bathroom_1 | Bathroom | Shower / Bathtub combo with diverter valve | 2 | 1.1322 | 2 | 1.2 |  | All used about the same | Daily / Almost Daily | N/A | Bag | 0.8492 |  | 1.019 |  | WA | Multifamily Residence | Shower | 976 | 687.85 | Multifamily Residence | TRUE | TRUE | TRUE | TRUE | TRUE | 1375.7 | 700.9191 | Multifamily Residence_TRUE | Multifamily Residence_TRUE | Multifamily Residence_TRUE | Multifamily Residence_TRUE | Multifamily Residence_TRUE | 2.0gpm | 2.0gpmMultifamily Residence_TRUE | 2.0gpmMultifamily Residence_TRUE
Water_00007952 | SITE_00456 | Room_00009866 | Kitchen_1 | Kitchen | Kitchen Faucet | 2.0344 | 2.0344 |  | 2.3 |  | N/A | N/A | N/A | Bag | 0.796 |  | 1.831 |  | WA | Multifamily Residence | Kitchen Faucet | 976 | 687.85 | Multifamily Residence | FALSE | FALSE |  |  |  | 1399.3926 | 1259.4534 | Multifamily Residence_FALSE | Multifamily Residence_FALSE | Multifamily Residence_ | Multifamily Residence_ | Multifamily Residence_ | unknown | unknownMultifamily Residence_ | unknownMultifamily Residence_FALSE
Water_00007953 | SITE_00456 | Room_00009867 | Bathroom_2 | Bathroom | Shower / Bathtub combo with diverter valve | 2 | 1.1322 | 2 | 1.2 |  | All used about the same | Daily / Almost Daily | N/A | Bag | 0.8492 |  | 1.019 |  | WA | Multifamily Residence | Shower | 976 | 687.85 | Multifamily Residence | TRUE | TRUE | TRUE | TRUE | TRUE | 1375.7 | 700.9191 | Multifamily Residence_TRUE | Multifamily Residence_TRUE | Multifamily Residence_TRUE | Multifamily Residence_TRUE | Multifamily Residence_TRUE | 2.0gpm | 2.0gpmMultifamily Residence_TRUE | 2.0gpmMultifamily Residence_TRUE
Water_00007954 | SITE_00456 | Room_00009867 | Bathroom_2 | Bathroom | Bathroom Faucet | 2.2 | 2.2111 | 2.2 | 2.5 |  | N/A | N/A | N/A | Bag | 0.796 |  | 1.99 |  | WA | Multifamily Residence | Bathroom Faucet | 976 | 687.85 | Multifamily Residence | FALSE | FALSE |  |  |  | 1513.27 | 1368.8215 | Multifamily Residence_FALSE | Multifamily Residence_FALSE | Multifamily Residence_ | Multifamily Residence_ | Multifamily Residence_ | unknown | unknownMultifamily Residence_ | unknownMultifamily Residence_FALSE
Water_00007955 | SITE_00467 | Room_00009956 | Bathroom_6 | Bathroom | Bathroom Faucet | 1.3267 | 1.3267 |  | 1.5 |  | N/A | N/A | N/A | Bag | 0.796 |  | 1.194 |  | WA | Multifamily Residence | Bathroom Faucet | 987 | 687.85 | Multifamily Residence | FALSE | FALSE |  |  |  | 912.5477 | 821.2929 | Multifamily Residence_FALSE | Multifamily Residence_FALSE | Multifamily Residence_ | Multifamily Residence_ | Multifamily Residence_ | unknown | unknownMultifamily Residence_ | unknownMultifamily Residence_FALSE
Water_00007956 | SITE_00467 | Room_00009956 | Bathroom_6 | Bathroom | Shower / Bathtub combo with diverter valve | 1.4156 | 1.4156 |  | 1.5 |  | Primary | Daily / Almost Daily | N/A | Bag | 0.8492 |  | 1.274 |  | WA | Multifamily Residence | Shower | 987 | 687.85 | Multifamily Residence | TRUE | TRUE | TRUE | TRUE | TRUE | 973.6899 | 876.3209 | Multifamily Residence_TRUE | Multifamily Residence_TRUE | Multifamily Residence_TRUE | Multifamily Residence_TRUE | Multifamily Residence_TRUE | <1.5gpm | <1.5gpmMultifamily Residence_TRUE | <1.5gpmMultifamily Residence_TRUE
Water_00007957 | SITE_00462 | Room_00009922 | Kitchen_1 | Kitchen | Kitchen Faucet | 2.2 |  | 2.2 | 2.5 |  | N/A | N/A | N/A | Unknown |  | N/A |  | N/A | WA | Multifamily Residence | Kitchen Faucet | 982 | 687.85 | Multifamily Residence | FALSE | FALSE |  |  |  | 1513.27 | 0 | Multifamily Residence_FALSE | Multifamily Residence_FALSE | Multifamily Residence_ | Multifamily Residence_ | Multifamily Residence_ | unknown | unknownMultifamily Residence_ | unknownMultifamily Residence_FALSE
Water_00007958 | SITE_00771 | Room_00014047 | Bathroom_2 | Bathroom | Shower / Bathtub combo with diverter valve | 2.5 |  | 2.5 | 2 |  | Never / rarely used | Unknown | N/A | Unknown |  | N/A |  | N/A | WA | Single Family | Shower | 1290 | 3805.5 | Single Family | TRUE | TRUE | TRUE | FALSE | FALSE | 9513.75 | 0 | Single Family_TRUE | Single Family_TRUE | Single Family_TRUE | Single Family_FALSE | Single Family_FALSE | unknown | unknownSingle Family_FALSE | unknownSingle Family_TRUE
Water_00007959 | SITE_00771 | Room_00014040 | Bathroom_1 | Bathroom | Shower / Bathtub combo with diverter valve | 2 |  | 2 | 1.5 |  | Primary | Daily / Almost Daily | N/A | Unknown |  | N/A |  | N/A | WA | Single Family | Shower | 1290 | 3805.5 | Single Family | TRUE | TRUE | TRUE | FALSE | FALSE | 7611 | 0 | Single Family_TRUE | Single Family_TRUE | Single Family_TRUE | Single Family_FALSE | Single Family_FALSE | unknown | unknownSingle Family_FALSE | unknownSingle Family_TRUE
Water_00007960 | SITE_00771 | Room_00014040 | Bathroom_1 | Bathroom | Bathroom Faucet | unknown |  |  | 1.4 |  | N/A | N/A | N/A | Unknown |  | N/A |  | N/A | WA | Single Family | Bathroom Faucet | 1290 | 3805.5 | Single Family | FALSE | FALSE |  |  |  | 0 | 0 | Single Family_FALSE | Single Family_FALSE | Single Family_ | Single Family_ | Single Family_ | unknown | unknownSingle Family_ | unknownSingle Family_FALSE
Water_00007961 | SITE_00771 | Room_00014035 | Kitchen_1 | Kitchen | Kitchen Faucet | unknown |  |  | 1.4 |  | N/A | N/A | N/A | Unknown |  | N/A |  | N/A | WA | Single Family | Kitchen Faucet | 1290 | 3805.5 | Single Family | FALSE | FALSE |  |  |  | 0 | 0 | Single Family_FALSE | Single Family_FALSE | Single Family_ | Single Family_ | Single Family_ | unknown | unknownSingle Family_ | unknownSingle Family_FALSE
Water_00007962 | SITE_00771 | Room_00014047 | Bathroom_2 | Bathroom | Bathroom Faucet | 2.2 |  | 2.2 | 2.4 |  | N/A | N/A | N/A | Unknown |  | N/A |  | N/A | WA | Single Family | Bathroom Faucet | 1290 | 3805.5 | Single Family | FALSE | FALSE |  |  |  | 8372.1 | 0 | Single Family_FALSE | Single Family_FALSE | Single Family_ | Single Family_ | Single Family_ | unknown | unknownSingle Family_ | unknownSingle Family_FALSE
Water_00007963 | SITE_00469 | Room_00009972 | Bathroom_1 | Bathroom | Bathroom Faucet | unknown |  |  | 1.5 |  | N/A | N/A | N/A | Unknown |  | N/A |  | N/A | WA | Multifamily Residence | Bathroom Faucet | 989 | 687.85 | Multifamily Residence | FALSE | FALSE |  |  |  | 0 | 0 | Multifamily Residence_FALSE | Multifamily Residence_FALSE | Multifamily Residence_ | Multifamily Residence_ | Multifamily Residence_ | unknown | unknownMultifamily Residence_ | unknownMultifamily Residence_FALSE
Water_00007964 | SITE_00469 | Room_00009972 | Bathroom_1 | Bathroom | Shower / Bathtub combo with diverter valve | 2.5 |  | 2.5 |  | Unknown | Primary | Daily / Almost Daily | bathtub full could not test | Unknown |  | N/A |  | N/A | WA | Multifamily Residence | Shower | 989 | 687.85 | Multifamily Residence | TRUE | TRUE | TRUE | FALSE | FALSE | 1719.625 | 0 | Multifamily Residence_TRUE | Multifamily Residence_TRUE | Multifamily Residence_TRUE | Multifamily Residence_FALSE | Multifamily Residence_FALSE | unknown | unknownMultifamily Residence_FALSE | unknownMultifamily Residence_TRUE
Water_00007965 | SITE_00469 | Room_00010033 | Kitchen_1 | Kitchen | Kitchen Faucet | 2.2 |  | 2.2 | 2 |  | N/A | N/A | N/A | Unknown |  | N/A |  | N/A | WA | Multifamily Residence | Kitchen Faucet | 989 | 687.85 | Multifamily Residence | FALSE | FALSE |  |  |  | 1513.27 | 0 | Multifamily Residence_FALSE | Multifamily Residence_FALSE | Multifamily Residence_ | Multifamily Residence_ | Multifamily Residence_ | unknown | unknownMultifamily Residence_ | unknownMultifamily Residence_FALSE
Water_00007966 | SITE_00455 | Room_00009858 | Bathroom_2 | Bathroom | Shower | unknown |  |  | 3.5 |  | Secondary | Daily / Almost Daily | N/A | Unknown |  | N/A |  | N/A | WA | Multifamily Residence | Shower | 975 | 687.85 | Multifamily Residence | TRUE | FALSE | FALSE | FALSE | FALSE | 0 | 0 | Multifamily Residence_TRUE | Multifamily Residence_FALSE | Multifamily Residence_FALSE | Multifamily Residence_FALSE | Multifamily Residence_FALSE | unknown | unknownMultifamily Residence_FALSE | unknownMultifamily Residence_TRUE
Water_00007967 | SITE_00455 | Room_00009858 | Bathroom_2 | Bathroom | Bathroom Faucet | 2 |  | 2 | 2.2 |  | N/A | N/A | N/A | Unknown |  | N/A |  | N/A | WA | Multifamily Residence | Bathroom Faucet | 975 | 687.85 | Multifamily Residence | FALSE | FALSE |  |  |  | 1375.7 | 0 | Multifamily Residence_FALSE | Multifamily Residence_FALSE | Multifamily Residence_ | Multifamily Residence_ | Multifamily Residence_ | unknown | unknownMultifamily Residence_ | unknownMultifamily Residence_FALSE
Water_00007968 | SITE_00455 | Room_00009854 | Kitchen_1 | Kitchen | Kitchen Faucet | unknown |  |  | 1.5 |  | N/A | N/A | N/A | Unknown |  | N/A |  | N/A | WA | Multifamily Residence | Kitchen Faucet | 975 | 687.85 | Multifamily Residence | FALSE | FALSE |  |  |  | 0 | 0 | Multifamily Residence_FALSE | Multifamily Residence_FALSE | Multifamily Residence_ | Multifamily Residence_ | Multifamily Residence_ | unknown | unknownMultifamily Residence_ | unknownMultifamily Residence_FALSE
Water_00007969 | SITE_00467 | Room_00009958 | Kitchen_1 | Kitchen | Kitchen Faucet | unknown |  |  | 2.5 |  | N/A | N/A | N/A | Unknown |  | N/A |  | N/A | WA | Multifamily Residence | Kitchen Faucet | 987 | 687.85 | Multifamily Residence | FALSE | FALSE |  |  |  | 0 | 0 | Multifamily Residence_FALSE | Multifamily Residence_FALSE | Multifamily Residence_ | Multifamily Residence_ | Multifamily Residence_ | unknown | unknownMultifamily Residence_ | unknownMultifamily Residence_FALSE
Water_00007970 | SITE_00464 | Room_00009935 | Family Room_1 | Family Room | Kitchen Faucet | 1.5 |  | 1.5 | 1.5 |  | N/A | N/A | N/A | Unknown |  | N/A |  | N/A | WA | Multifamily Residence | Kitchen Faucet | 984 | 687.85 | Multifamily Residence | FALSE | FALSE |  |  |  | 1031.775 | 0 | Multifamily Residence_FALSE | Multifamily Residence_FALSE | Multifamily Residence_ | Multifamily Residence_ | Multifamily Residence_ | unknown | unknownMultifamily Residence_ | unknownMultifamily Residence_FALSE
Water_00007971 | SITE_00464 | Room_00009937 | Bathroom_1 | Bathroom | Kitchen Faucet | 1.5 |  | 1.5 | 1.5 |  | N/A | N/A | N/A | Unknown |  | N/A |  | N/A | WA | Multifamily Residence | Kitchen Faucet | 984 | 687.85 | Multifamily Residence | FALSE | FALSE |  |  |  | 1031.775 | 0 | Multifamily Residence_FALSE | Multifamily Residence_FALSE | Multifamily Residence_ | Multifamily Residence_ | Multifamily Residence_ | unknown | unknownMultifamily Residence_ | unknownMultifamily Residence_FALSE
Water_00007972 | SITE_00464 | Room_00009937 | Bathroom_1 | Bathroom | Shower / Bathtub combo with diverter valve | unknown |  |  | 3 |  | Primary | Daily / Almost Daily | N/A | Unknown |  | N/A |  | N/A | WA | Multifamily Residence | Shower | 984 | 687.85 | Multifamily Residence | TRUE | TRUE | FALSE | FALSE | FALSE | 0 | 0 | Multifamily Residence_TRUE | Multifamily Residence_TRUE | Multifamily Residence_FALSE | Multifamily Residence_FALSE | Multifamily Residence_FALSE | unknown | unknownMultifamily Residence_FALSE | unknownMultifamily Residence_TRUE
Water_00007973 | SITE_00195 | Room_00008234 | Kitchen_1 | Kitchen | Kitchen Faucet | 1.7689 | 1.7689 |  | 2 |  | N/A | N/A | N/A | Bag | 0.796 |  | 1.592 |  | ID | Multifamily Residence | Kitchen Faucet | 715 | 773.6 | Multifamily Residence | FALSE | FALSE |  |  |  | 1368.4124 | 1231.5712 | Multifamily Residence_FALSE | Multifamily Residence_FALSE | Multifamily Residence_ | Multifamily Residence_ | Multifamily Residence_ | unknown | unknownMultifamily Residence_ | unknownMultifamily Residence_FALSE
Water_00007974 | SITE_00405 | Room_00009287 | Bedroom_2 | Bedroom | Bathtub | unknown |  |  |  | N/A | N/A | N/A | N/A | Unknown |  | N/A |  | N/A | ID | Single Family | Bathtub | 925 | 4610.02 | Single Family | FALSE | FALSE |  |  |  | 0 | 0 | Single Family_FALSE | Single Family_FALSE | Single Family_ | Single Family_ | Single Family_ | unknown | unknownSingle Family_ | unknownSingle Family_FALSE
Water_00007975 | SITE_00405 | Room_00009287 | Bedroom_2 | Bedroom | Bathroom Faucet | 3.0956 | 3.0956 |  | 3.5 |  | N/A | N/A | N/A | Bag | 0.796 |  | 2.786 |  | ID | Single Family | Bathroom Faucet | 925 | 4610.02 | Single Family | FALSE | FALSE |  |  |  | 14270.573 | 12843.5157 | Single Family_FALSE | Single Family_FALSE | Single Family_ | Single Family_ | Single Family_ | unknown | unknownSingle Family_ | unknownSingle Family_FALSE
Water_00007976 | SITE_00405 | Room_00009289 | Bathroom_1 | Bathroom | Bathroom Faucet | 3.0956 | 3.0956 |  | 3.5 |  | N/A | N/A | N/A | Bag | 0.796 |  | 2.786 |  | ID | Single Family | Bathroom Faucet | 925 | 4610.02 | Single Family | FALSE | FALSE |  |  |  | 14270.573 | 12843.5157 | Single Family_FALSE | Single Family_FALSE | Single Family_ | Single Family_ | Single Family_ | unknown | unknownSingle Family_ | unknownSingle Family_FALSE
Water_00007977 | SITE_00405 | Room_00009289 | Bathroom_1 | Bathroom | Bathtub | unknown |  |  |  | N/A | N/A | N/A | N/A | Unknown |  | N/A |  | N/A | ID | Single Family | Bathtub | 925 | 4610.02 | Single Family | FALSE | FALSE |  |  |  | 0 | 0 | Single Family_FALSE | Single Family_FALSE | Single Family_ | Single Family_ | Single Family_ | unknown | unknownSingle Family_ | unknownSingle Family_FALSE
Water_00007978 | SITE_00405 | Room_00009291 | Bathroom_2 | Bathroom | Bathroom Faucet | 2 | 2.0344 | 2 | 2.3 |  | N/A | N/A | N/A | Bag | 0.796 |  | 1.831 |  | ID | Single Family | Bathroom Faucet | 925 | 4610.02 | Single Family | FALSE | FALSE |  |  |  | 9220.04 | 8440.9466 | Single Family_FALSE | Single Family_FALSE | Single Family_ | Single Family_ | Single Family_ | unknown | unknownSingle Family_ | unknownSingle Family_FALSE
Water_00007979 | SITE_00405 | Room_00009291 | Bathroom_2 | Bathroom | Shower | 2.3589 | 2.3589 |  | 2.5 |  | Primary | Daily / Almost Daily | N/A | Bag | 0.8492 |  | 2.123 |  | ID | Single Family | Shower | 925 | 4610.02 | Single Family | TRUE | FALSE | TRUE | TRUE | TRUE | 10874.525 | 9787.0725 | Single Family_TRUE | Single Family_FALSE | Single Family_TRUE | Single Family_TRUE | Single Family_TRUE | 2.5gpm | 2.5gpmSingle Family_TRUE | 2.5gpmSingle Family_TRUE
Water_00007980 | SITE_00405 | Room_00009294 | Kitchen_1 | Kitchen | Kitchen Faucet | 2.1222 | 2.1222 |  | 2.4 |  | N/A | N/A | N/A | Bag | 0.796 |  | 1.91 |  | ID | Single Family | Kitchen Faucet | 925 | 4610.02 | Single Family | FALSE | FALSE |  |  |  | 9783.4869 | 8805.1382 | Single Family_FALSE | Single Family_FALSE | Single Family_ | Single Family_ | Single Family_ | unknown | unknownSingle Family_ | unknownSingle Family_FALSE
Water_00007981 | SITE_00302 | Room_00008796 | Kitchen_1 | Kitchen | Kitchen Faucet | 1.7689 | 1.7689 |  | 2 |  | N/A | N/A | N/A | Bag | 0.796 |  | 1.592 |  | ID | Manufactured | Kitchen Faucet | 822 | 626.07 | Manufactured | FALSE | FALSE |  |  |  | 1107.4483 | 996.7034 | Manufactured_FALSE | Manufactured_FALSE | Manufactured_ | Manufactured_ | Manufactured_ | unknown | unknownManufactured_ | unknownManufactured_FALSE
Water_00007982 | SITE_00302 | Room_00008798 | Bathroom_1 | Bathroom | Bathroom Faucet | 2.2111 | 2.2111 |  | 2.5 |  | N/A | N/A | N/A | Bag | 0.796 |  | 1.99 |  | ID | Manufactured | Bathroom Faucet | 822 | 626.07 | Manufactured | FALSE | FALSE |  |  |  | 1384.3103 | 1245.8793 | Manufactured_FALSE | Manufactured_FALSE | Manufactured_ | Manufactured_ | Manufactured_ | unknown | unknownManufactured_ | unknownManufactured_FALSE
Water_00007983 | SITE_00302 | Room_00008798 | Bathroom_1 | Bathroom | Shower | unknown |  |  |  | Unknown | Primary | Daily / Almost Daily | Hanging clothes and drying rug in shower | Bag | 0.8492 |  |  | Unknown | ID | Manufactured | Shower | 822 | 626.07 | Manufactured | TRUE | FALSE | FALSE | FALSE | FALSE | 0 | 0 | Manufactured_TRUE | Manufactured_FALSE | Manufactured_FALSE | Manufactured_FALSE | Manufactured_FALSE | unknown | unknownManufactured_FALSE | unknownManufactured_TRUE
Water_00007984 | SITE_00820 | Room_00014586 | Bathroom_1 | Bathroom | Bathroom Faucet | 2 | 1.7689 | 2 | 2 |  | N/A | N/A | N/A | Bag | 0.796 |  | 1.592 |  | MT | Single Family | Bathroom Faucet | 1339 | 1882.4 | Single Family | FALSE | FALSE |  |  |  | 3764.8 | 2996.7808 | Single Family_FALSE | Single Family_FALSE | Single Family_ | Single Family_ | Single Family_ | unknown | unknownSingle Family_ | unknownSingle Family_FALSE
Water_00007985 | SITE_00820 | Room_00014586 | Bathroom_1 | Bathroom | Shower | 2.5 | 1.8867 | 2.5 | 2 |  | Primary | Daily / Almost Daily | N/A | Bag | 0.8492 |  | 1.698 |  | MT | Single Family | Shower | 1339 | 1882.4 | Single Family | TRUE | FALSE | TRUE | TRUE | TRUE | 4706 | 3196.3152 | Single Family_TRUE | Single Family_FALSE | Single Family_TRUE | Single Family_TRUE | Single Family_TRUE | 2.5gpm | 2.5gpmSingle Family_TRUE | 2.5gpmSingle Family_TRUE
Water_00007986 | SITE_00820 | Room_00014587 | Kitchen_1 | Kitchen | Kitchen Faucet | 2 | 1.3267 | 2 | 1.5 |  | N/A | N/A | N/A | Bag | 0.796 |  | 1.194 |  | MT | Single Family | Kitchen Faucet | 1339 | 1882.4 | Single Family | FALSE | FALSE |  |  |  | 3764.8 | 2247.5856 | Single Family_FALSE | Single Family_FALSE | Single Family_ | Single Family_ | Single Family_ | unknown | unknownSingle Family_ | unknownSingle Family_FALSE
Water_00007987 | SITE_00821 | Room_00014590 | Kitchen_1 | Kitchen | Kitchen Faucet | 1.5 | 1.3267 | 1.5 | 1.5 |  | N/A | N/A | N/A | Bag | 0.796 |  | 1.194 |  | MT | Single Family | Kitchen Faucet | 1340 | 1882.4 | Single Family | FALSE | FALSE |  |  |  | 2823.6 | 2247.5856 | Single Family_FALSE | Single Family_FALSE | Single Family_ | Single Family_ | Single Family_ | unknown | unknownSingle Family_ | unknownSingle Family_FALSE
Water_00007988 | SITE_00821 | Room_00014593 | Bathroom_1 | Bathroom | Bathroom Faucet | 2.5644 | 2.5644 |  | 2.9 |  | N/A | N/A | N/A | Bag | 0.796 |  | 2.308 |  | MT | Single Family | Bathroom Faucet | 1340 | 1882.4 | Single Family | FALSE | FALSE |  |  |  | 4827.3102 | 4344.5792 | Single Family_FALSE | Single Family_FALSE | Single Family_ | Single Family_ | Single Family_ | unknown | unknownSingle Family_ | unknownSingle Family_FALSE
Water_00007989 | SITE_00821 | Room_00014593 | Bathroom_1 | Bathroom | Shower / Bathtub combo with diverter valve | 2 | 2.3589 | 2 | 2.5 |  | Primary | Daily / Almost Daily | N/A | Bag | 0.8492 |  | 2.123 |  | MT | Single Family | Shower | 1340 | 1882.4 | Single Family | TRUE | TRUE | TRUE | TRUE | TRUE | 3764.8 | 3996.3352 | Single Family_TRUE | Single Family_TRUE | Single Family_TRUE | Single Family_TRUE | Single Family_TRUE | 2.0gpm | 2.0gpmSingle Family_TRUE | 2.0gpmSingle Family_TRUE
Water_00007990 | SITE_00822 | Room_00014597 | Kitchen_1 | Kitchen | Kitchen Faucet | 0.88444 | 0.88444 |  | 1 |  | N/A | N/A | N/A | Bag | 0.796 |  | 0.796 |  | MT | Single Family | Kitchen Faucet | 1341 | 1882.4 | Single Family | FALSE | FALSE |  |  |  | 1664.8782 | 1498.3904 | Single Family_FALSE | Single Family_FALSE | Single Family_ | Single Family_ | Single Family_ | unknown | unknownSingle Family_ | unknownSingle Family_FALSE
Water_00007991 | SITE_00855 | Room_00014903 | Kitchen_1 | Kitchen | Kitchen Faucet | 1.99 | 1.99 |  | 2.25 |  | N/A | N/A | N/A | Bag | 0.796 |  | 1.791 |  | MT | Single Family | Kitchen Faucet | 1374 | 2661.5 | Single Family | FALSE | FALSE |  |  |  | 5296.385 | 4766.7465 | Single Family_FALSE | Single Family_FALSE | Single Family_ | Single Family_ | Single Family_ | unknown | unknownSingle Family_ | unknownSingle Family_FALSE
Water_00007992 | SITE_00855 | Room_00014909 | Bathroom_1 | Bathroom | Bathroom Faucet | 2.6533 | 2.6533 |  | 3 |  | N/A | N/A | N/A | Bag | 0.796 |  | 2.388 |  | MT | Single Family | Bathroom Faucet | 1374 | 2661.5 | Single Family | FALSE | FALSE |  |  |  | 7061.8467 | 6355.662 | Single Family_FALSE | Single Family_FALSE | Single Family_ | Single Family_ | Single Family_ | unknown | unknownSingle Family_ | unknownSingle Family_FALSE
Water_00007993 | SITE_00855 | Room_00014909 | Bathroom_1 | Bathroom | Shower / Bathtub combo with diverter valve | 2.5 | 3.0667 | 2.5 | 3.25 |  | Primary | Daily / Almost Daily | N/A | Bag | 0.8492 |  | 2.76 |  | MT | Single Family | Shower | 1374 | 2661.5 | Single Family | TRUE | TRUE | TRUE | TRUE | TRUE | 6653.75 | 7345.74 | Single Family_TRUE | Single Family_TRUE | Single Family_TRUE | Single Family_TRUE | Single Family_TRUE | 2.5gpm | 2.5gpmSingle Family_TRUE | 2.5gpmSingle Family_TRUE
Water_00007994 | SITE_00855 | Room_00014911 | Bathroom_2 | Bathroom | Bathroom Faucet | unknown |  |  |  | Unknown | N/A | N/A | Water is turned off for this bathroom | Bag | 0.796 |  |  | Unknown | MT | Single Family | Bathroom Faucet | 1374 | 2661.5 | Single Family | FALSE | FALSE |  |  |  | 0 | 0 | Single Family_FALSE | Single Family_FALSE | Single Family_ | Single Family_ | Single Family_ | unknown | unknownSingle Family_ | unknownSingle Family_FALSE
Water_00007995 | SITE_00855 | Room_00014911 | Bathroom_2 | Bathroom | Shower | unknown |  |  |  | Unknown | Secondary | A few times per year | Ditto | Bag | 0.8492 |  |  | Unknown | MT | Single Family | Shower | 1374 | 2661.5 | Single Family | TRUE | FALSE | FALSE | FALSE | FALSE | 0 | 0 | Single Family_TRUE | Single Family_FALSE | Single Family_FALSE | Single Family_FALSE | Single Family_FALSE | unknown | unknownSingle Family_FALSE | unknownSingle Family_TRUE
Water_00007996 | SITE_00817 | Room_00014559 | Bathroom_6 | Bathroom | Bathroom Faucet | 1.88 | 1.88 |  | 2.125 |  | N/A | N/A | N/A | Bag | 0.796 |  | 1.692 |  | MT | Multifamily Residence | Bathroom Faucet | 1336 | 2103.18 | Multifamily Residence | FALSE | FALSE |  |  |  | 3953.9784 | 3558.5806 | Multifamily Residence_FALSE | Multifamily Residence_FALSE | Multifamily Residence_ | Multifamily Residence_ | Multifamily Residence_ | unknown | unknownMultifamily Residence_ | unknownMultifamily Residence_FALSE
Water_00007997 | SITE_00817 | Room_00014559 | Bathroom_6 | Bathroom | Shower / Bathtub combo with diverter valve | 2.8311 | 2.8311 |  | 3 |  | Primary | Daily / Almost Daily | N/A | Bag | 0.8492 |  | 2.548 |  | MT | Multifamily Residence | Shower | 1336 | 2103.18 | Multifamily Residence | TRUE | TRUE | TRUE | TRUE | TRUE | 5954.3363 | 5358.9026 | Multifamily Residence_TRUE | Multifamily Residence_TRUE | Multifamily Residence_TRUE | Multifamily Residence_TRUE | Multifamily Residence_TRUE | gt2.5gpm | gt2.5gpmMultifamily Residence_TRUE | gt2.5gpmMultifamily Residence_TRUE
Water_00007998 | SITE_00956 | Room_00015132 | Bathroom_6 | Bathroom | Bathroom Faucet | 1.99 | 1.99 |  | 2.25 |  | N/A | N/A | N/A | Bag | 0.796 |  | 1.791 |  | MT | Multifamily Residence | Bathroom Faucet | 1473 | 2103.18 | Multifamily Residence | FALSE | FALSE |  |  |  | 4185.3282 | 3766.7954 | Multifamily Residence_FALSE | Multifamily Residence_FALSE | Multifamily Residence_ | Multifamily Residence_ | Multifamily Residence_ | unknown | unknownMultifamily Residence_ | unknownMultifamily Residence_FALSE
Water_00007999 | SITE_00956 | Room_00015132 | Bathroom_6 | Bathroom | Shower / Bathtub combo with diverter valve | unknown |  |  |  | Unknown | Primary | A few times per week | Contents in shower, could not test flow | Bag | 0.8492 |  |  | Unknown | MT | Multifamily Residence | Shower | 1473 | 2103.18 | Multifamily Residence | TRUE | TRUE | FALSE | FALSE | FALSE | 0 | 0 | Multifamily Residence_TRUE | Multifamily Residence_TRUE | Multifamily Residence_FALSE | Multifamily Residence_FALSE | Multifamily Residence_FALSE | unknown | unknownMultifamily Residence_FALSE | unknownMultifamily Residence_TRUE
Water_00008000 | SITE_00956 | Room_00015134 | Bathroom_7 | Bathroom | Bathroom Faucet | 3.3167 | 3.3167 |  | 3.75 |  | N/A | N/A | N/A | Bag | 0.796 |  | 2.985 |  | MT | Multifamily Residence | Bathroom Faucet | 1473 | 2103.18 | Multifamily Residence | FALSE | FALSE |  |  |  | 6975.547 | 6277.9923 | Multifamily Residence_FALSE | Multifamily Residence_FALSE | Multifamily Residence_ | Multifamily Residence_ | Multifamily Residence_ | unknown | unknownMultifamily Residence_ | unknownMultifamily Residence_FALSE
Water_00008001 | SITE_00823 | Room_00014607 | Kitchen_2 | Kitchen | Kitchen Faucet | 2.2111 | 2.2111 |  | 2.5 |  | N/A | N/A | N/A | Bag | 0.796 |  | 1.99 |  | MT | Single Family | Kitchen Faucet | 1342 | 1882.4 | Single Family | FALSE | FALSE |  |  |  | 4162.1956 | 3745.976 | Single Family_FALSE | Single Family_FALSE | Single Family_ | Single Family_ | Single Family_ | unknown | unknownSingle Family_ | unknownSingle Family_FALSE
Water_00008002 | SITE_00818 | Room_00014566 | Kitchen_1 | Kitchen | Kitchen Faucet | 1.7689 | 1.7689 |  | 2 |  | N/A | N/A | N/A | Bag | 0.796 |  | 1.592 |  | MT | Single Family | Kitchen Faucet | 1337 | 1882.4 | Single Family | FALSE | FALSE |  |  |  | 3329.7564 | 2996.7808 | Single Family_FALSE | Single Family_FALSE | Single Family_ | Single Family_ | Single Family_ | unknown | unknownSingle Family_ | unknownSingle Family_FALSE
Water_00008003 | SITE_00818 | Room_00014569 | Bathroom_1 | Bathroom | Bathroom Faucet | 2 | 3.5378 | 2 | 4 |  | N/A | N/A | N/A | Bag | 0.796 |  | 3.184 |  | MT | Single Family | Bathroom Faucet | 1337 | 1882.4 | Single Family | FALSE | FALSE |  |  |  | 3764.8 | 5993.5616 | Single Family_FALSE | Single Family_FALSE | Single Family_ | Single Family_ | Single Family_ | unknown | unknownSingle Family_ | unknownSingle Family_FALSE
Water_00008004 | SITE_00818 | Room_00014569 | Bathroom_1 | Bathroom | Shower / Bathtub combo with diverter valve | 1.8867 | 1.8867 |  | 2 |  | All used about the same | Daily / Almost Daily | N/A | Bag | 0.8492 |  | 1.698 |  | MT | Single Family | Shower | 1337 | 1882.4 | Single Family | TRUE | TRUE | TRUE | TRUE | TRUE | 3551.4613 | 3196.3152 | Single Family_TRUE | Single Family_TRUE | Single Family_TRUE | Single Family_TRUE | Single Family_TRUE | 2.0gpm | 2.0gpmSingle Family_TRUE | 2.0gpmSingle Family_TRUE
Water_00008005 | SITE_00818 | Room_00014573 | Bathroom_2 | Bathroom | Bathroom Faucet | 1.3267 | 1.3267 |  | 1.5 |  | N/A | N/A | N/A | Bag | 0.796 |  | 1.194 |  | MT | Single Family | Bathroom Faucet | 1337 | 1882.4 | Single Family | FALSE | FALSE |  |  |  | 2497.3173 | 2247.5856 | Single Family_FALSE | Single Family_FALSE | Single Family_ | Single Family_ | Single Family_ | unknown | unknownSingle Family_ | unknownSingle Family_FALSE
Water_00008006 | SITE_00818 | Room_00014573 | Bathroom_2 | Bathroom | Shower | 3.0667 | 3.0667 |  | 3.25 |  | All used about the same | Daily / Almost Daily | N/A | Bag | 0.8492 |  | 2.76 |  | MT | Single Family | Shower | 1337 | 1882.4 | Single Family | TRUE | FALSE | TRUE | TRUE | TRUE | 5772.6933 | 5195.424 | Single Family_TRUE | Single Family_FALSE | Single Family_TRUE | Single Family_TRUE | Single Family_TRUE | gt2.5gpm | gt2.5gpmSingle Family_TRUE | gt2.5gpmSingle Family_TRUE
Water_00008007 | SITE_00824 | Room_00014616 | Bathroom_6 | Bathroom | Bathroom Faucet | 4.4222 | 4.4222 |  | 5 |  | N/A | N/A | N/A | Bag | 0.796 |  | 3.98 |  | MT | Multifamily Residence | Bathroom Faucet | 1343 | 214.04 | Multifamily Residence | FALSE | FALSE |  |  |  | 946.5324 | 851.8792 | Multifamily Residence_FALSE | Multifamily Residence_FALSE | Multifamily Residence_ | Multifamily Residence_ | Multifamily Residence_ | unknown | unknownMultifamily Residence_ | unknownMultifamily Residence_FALSE
Water_00008008 | SITE_00824 | Room_00014616 | Bathroom_6 | Bathroom | Shower / Bathtub combo with diverter valve | 2 | 2.3589 | 2 | 2.5 |  | Primary | Daily / Almost Daily | Test a little off, did not manage to fully engage diverter valve | Bag | 0.8492 |  | 2.123 |  | MT | Multifamily Residence | Shower | 1343 | 214.04 | Multifamily Residence | TRUE | TRUE | TRUE | TRUE | TRUE | 428.08 | 454.4069 | Multifamily Residence_TRUE | Multifamily Residence_TRUE | Multifamily Residence_TRUE | Multifamily Residence_TRUE | Multifamily Residence_TRUE | 2.0gpm | 2.0gpmMultifamily Residence_TRUE | 2.0gpmMultifamily Residence_TRUE
Water_00008009 | SITE_00836 | Room_00014716 | Bathroom_6 | Bathroom | Bathroom Faucet | 2.2111 | 2.2111 |  | 2.5 |  | N/A | N/A | N/A | Bag | 0.796 |  | 1.99 |  | MT | Multifamily Residence | Bathroom Faucet | 1355 | 214.04 | Multifamily Residence | FALSE | FALSE |  |  |  | 473.2662 | 425.9396 | Multifamily Residence_FALSE | Multifamily Residence_FALSE | Multifamily Residence_ | Multifamily Residence_ | Multifamily Residence_ | unknown | unknownMultifamily Residence_ | unknownMultifamily Residence_FALSE
Water_00008010 | SITE_00836 | Room_00014716 | Bathroom_6 | Bathroom | Bathroom Faucet | 2.2111 | 2.2111 |  | 2.5 |  | N/A | N/A | N/A | Bag | 0.796 |  | 1.99 |  | MT | Multifamily Residence | Bathroom Faucet | 1355 | 214.04 | Multifamily Residence | FALSE | FALSE |  |  |  | 473.2662 | 425.9396 | Multifamily Residence_FALSE | Multifamily Residence_FALSE | Multifamily Residence_ | Multifamily Residence_ | Multifamily Residence_ | unknown | unknownMultifamily Residence_ | unknownMultifamily Residence_FALSE
Water_00008011 | SITE_00836 | Room_00014716 | Bathroom_6 | Bathroom | Shower / Bathtub combo with diverter valve | 2.5 | 2.3589 | 2.5 | 2.5 |  | Primary | Daily / Almost Daily | N/A | Bag | 0.8492 |  | 2.123 |  | MT | Multifamily Residence | Shower | 1355 | 214.04 | Multifamily Residence | TRUE | TRUE | TRUE | TRUE | TRUE | 535.1 | 454.4069 | Multifamily Residence_TRUE | Multifamily Residence_TRUE | Multifamily Residence_TRUE | Multifamily Residence_TRUE | Multifamily Residence_TRUE | 2.5gpm | 2.5gpmMultifamily Residence_TRUE | 2.5gpmMultifamily Residence_TRUE
Water_00008012 | SITE_00831 | Room_00014677 | Kitchen_1 | Kitchen | Kitchen Faucet | 2.6533 | 2.6533 |  | 3 |  | N/A | N/A | N/A | Bag | 0.796 |  | 2.388 |  | MT | Single Family | Kitchen Faucet | 1350 | 2661.5 | Single Family | FALSE | FALSE |  |  |  | 7061.8467 | 6355.662 | Single Family_FALSE | Single Family_FALSE | Single Family_ | Single Family_ | Single Family_ | unknown | unknownSingle Family_ | unknownSingle Family_FALSE
Water_00008013 | SITE_00831 | Room_00014678 | Bathroom_1 | Bathroom | Bathroom Faucet | 2.4322 | 2.4322 |  | 2.75 |  | N/A | N/A | N/A | Bag | 0.796 |  | 2.189 |  | MT | Single Family | Bathroom Faucet | 1350 | 2661.5 | Single Family | FALSE | FALSE |  |  |  | 6473.3594 | 5826.0235 | Single Family_FALSE | Single Family_FALSE | Single Family_ | Single Family_ | Single Family_ | unknown | unknownSingle Family_ | unknownSingle Family_FALSE
Water_00008014 | SITE_00831 | Room_00014681 | Bathroom_2 | Bathroom | Bathroom Faucet | 2.2111 | 2.2111 |  | 2.5 |  | N/A | N/A | N/A | Bag | 0.796 |  | 1.99 |  | MT | Single Family | Bathroom Faucet | 1350 | 2661.5 | Single Family | FALSE | FALSE |  |  |  | 5884.8722 | 5296.385 | Single Family_FALSE | Single Family_FALSE | Single Family_ | Single Family_ | Single Family_ | unknown | unknownSingle Family_ | unknownSingle Family_FALSE
Water_00008015 | SITE_00831 | Room_00014681 | Bathroom_2 | Bathroom | Shower / Bathtub combo with diverter valve | 2.3589 | 2.3589 |  | 2.5 |  | Primary | Daily / Almost Daily | N/A | Bag | 0.8492 |  | 2.123 |  | MT | Single Family | Shower | 1350 | 2661.5 | Single Family | TRUE | TRUE | TRUE | TRUE | TRUE | 6278.1828 | 5650.3645 | Single Family_TRUE | Single Family_TRUE | Single Family_TRUE | Single Family_TRUE | Single Family_TRUE | 2.5gpm | 2.5gpmSingle Family_TRUE | 2.5gpmSingle Family_TRUE
Water_00008016 | SITE_00827 | Room_00014640 | Kitchen_1 | Kitchen | Kitchen Faucet | 2.2 | 1.3267 | 2.2 | 1.5 |  | N/A | N/A | N/A | Bag | 0.796 |  | 1.194 |  | MT | Multifamily Residence | Kitchen Faucet | 1346 | 214.04 | Multifamily Residence | FALSE | FALSE |  |  |  | 470.888 | 255.5638 | Multifamily Residence_FALSE | Multifamily Residence_FALSE | Multifamily Residence_ | Multifamily Residence_ | Multifamily Residence_ | unknown | unknownMultifamily Residence_ | unknownMultifamily Residence_FALSE
Water_00008017 | SITE_00827 | Room_00014645 | Bathroom_1 | Bathroom | Bathroom Faucet | 1.0611 | 1.0611 |  | 1.2 |  | N/A | N/A | N/A | Bag | 0.796 |  | 0.955 |  | MT | Multifamily Residence | Bathroom Faucet | 1346 | 214.04 | Multifamily Residence | FALSE | FALSE |  |  |  | 227.1202 | 204.4082 | Multifamily Residence_FALSE | Multifamily Residence_FALSE | Multifamily Residence_ | Multifamily Residence_ | Multifamily Residence_ | unknown | unknownMultifamily Residence_ | unknownMultifamily Residence_FALSE
Water_00008018 | SITE_00827 | Room_00014645 | Bathroom_1 | Bathroom | Shower / Bathtub combo with diverter valve | 2 |  | 2 |  | Unknown | Primary | Daily / Almost Daily | Shower head too big for flow bag | Bag | 0.8492 |  |  | Unknown | MT | Multifamily Residence | Shower | 1346 | 214.04 | Multifamily Residence | TRUE | TRUE | TRUE | FALSE | FALSE | 428.08 | 0 | Multifamily Residence_TRUE | Multifamily Residence_TRUE | Multifamily Residence_TRUE | Multifamily Residence_FALSE | Multifamily Residence_FALSE | unknown | unknownMultifamily Residence_FALSE | unknownMultifamily Residence_TRUE
Water_00008019 | SITE_00853 | Room_00014871 | Kitchen_1 | Kitchen | Kitchen Faucet | 1.7689 | 1.7689 |  | 2 |  | N/A | N/A | N/A | Bag | 0.796 |  | 1.592 |  | MT | Single Family | Kitchen Faucet | 1372 | 2661.5 | Single Family | FALSE | FALSE |  |  |  | 4707.8978 | 4237.108 | Single Family_FALSE | Single Family_FALSE | Single Family_ | Single Family_ | Single Family_ | unknown | unknownSingle Family_ | unknownSingle Family_FALSE
Water_00008020 | SITE_00853 | Room_00014874 | Bathroom_1 | Bathroom | Bathroom Faucet | 1.5 | 1.2378 | 1.5 | 1.4 |  | N/A | N/A | N/A | Bag | 0.796 |  | 1.114 |  | MT | Single Family | Bathroom Faucet | 1372 | 2661.5 | Single Family | FALSE | FALSE |  |  |  | 3992.25 | 2964.911 | Single Family_FALSE | Single Family_FALSE | Single Family_ | Single Family_ | Single Family_ | unknown | unknownSingle Family_ | unknownSingle Family_FALSE
Water_00008021 | SITE_00853 | Room_00014874 | Bathroom_1 | Bathroom | Shower | 2.5 | 1.8867 | 2.5 | 2 |  | Secondary | A few times per year | N/A | Bag | 0.8492 |  | 1.698 |  | MT | Single Family | Shower | 1372 | 2661.5 | Single Family | TRUE | FALSE | TRUE | TRUE | TRUE | 6653.75 | 4519.227 | Single Family_TRUE | Single Family_FALSE | Single Family_TRUE | Single Family_TRUE | Single Family_TRUE | 2.5gpm | 2.5gpmSingle Family_TRUE | 2.5gpmSingle Family_TRUE
Water_00008022 | SITE_00822 | Room_00014601 | Bathroom_6 | Bathroom | Bathroom Faucet | 2.83 | 2.83 |  | 3.2 |  | N/A | N/A | N/A | Bag | 0.796 |  | 2.547 |  | MT | Single Family | Bathroom Faucet | 1341 | 1882.4 | Single Family | FALSE | FALSE |  |  |  | 5327.192 | 4794.4728 | Single Family_FALSE | Single Family_FALSE | Single Family_ | Single Family_ | Single Family_ | unknown | unknownSingle Family_ | unknownSingle Family_FALSE
Water_00008023 | SITE_00822 | Room_00014601 | Bathroom_6 | Bathroom | Shower / Bathtub combo with diverter valve | 2.5 | 2.3589 | 2.5 | 2.5 |  | Primary | Daily / Almost Daily | N/A | Bag | 0.8492 |  | 2.123 |  | MT | Single Family | Shower | 1341 | 1882.4 | Single Family | TRUE | TRUE | TRUE | TRUE | TRUE | 4706 | 3996.3352 | Single Family_TRUE | Single Family_TRUE | Single Family_TRUE | Single Family_TRUE | Single Family_TRUE | 2.5gpm | 2.5gpmSingle Family_TRUE | 2.5gpmSingle Family_TRUE
Water_00008024 | SITE_00817 | Room_00014562 | Kitchen_1 | Kitchen | Kitchen Faucet | 1.7689 | 1.7689 |  | 2 |  | N/A | N/A | N/A | Bag | 0.796 |  | 1.592 |  | MT | Multifamily Residence | Kitchen Faucet | 1336 | 2103.18 | Multifamily Residence | FALSE | FALSE |  |  |  | 3720.2917 | 3348.2626 | Multifamily Residence_FALSE | Multifamily Residence_FALSE | Multifamily Residence_ | Multifamily Residence_ | Multifamily Residence_ | unknown | unknownMultifamily Residence_ | unknownMultifamily Residence_FALSE
Water_00008025 | SITE_00956 | Room_00015136 | Kitchen_1 | Kitchen | Kitchen Faucet | 1.8578 | 1.8578 |  | 2.1 |  | N/A | N/A | N/A | Bag | 0.796 |  | 1.672 |  | MT | Multifamily Residence | Kitchen Faucet | 1473 | 2103.18 | Multifamily Residence | FALSE | FALSE |  |  |  | 3907.2411 | 3516.517 | Multifamily Residence_FALSE | Multifamily Residence_FALSE | Multifamily Residence_ | Multifamily Residence_ | Multifamily Residence_ | unknown | unknownMultifamily Residence_ | unknownMultifamily Residence_FALSE
Water_00008026 | SITE_00824 | Room_00014619 | Kitchen_1 | Kitchen | Kitchen Faucet | 2.2111 | 2.2111 |  | 2.5 |  | N/A | N/A | N/A | Bag | 0.796 |  | 1.99 |  | MT | Multifamily Residence | Kitchen Faucet | 1343 | 214.04 | Multifamily Residence | FALSE | FALSE |  |  |  | 473.2662 | 425.9396 | Multifamily Residence_FALSE | Multifamily Residence_FALSE | Multifamily Residence_ | Multifamily Residence_ | Multifamily Residence_ | unknown | unknownMultifamily Residence_ | unknownMultifamily Residence_FALSE
Water_00008027 | SITE_00836 | Room_00014722 | Bathroom_1 | Bathroom | Bathroom Faucet | 0.88444 | 0.88444 |  | 1 |  | N/A | N/A | N/A | Bag | 0.796 |  | 0.796 |  | MT | Multifamily Residence | Bathroom Faucet | 1355 | 214.04 | Multifamily Residence | FALSE | FALSE |  |  |  | 189.3065 | 170.3758 | Multifamily Residence_FALSE | Multifamily Residence_FALSE | Multifamily Residence_ | Multifamily Residence_ | Multifamily Residence_ | unknown | unknownMultifamily Residence_ | unknownMultifamily Residence_FALSE
Water_00008028 | SITE_00836 | Room_00014722 | Bathroom_1 | Bathroom | Shower / Bathtub combo with diverter valve | 2.5 | 2.4533 | 2.5 | 2.6 |  | Secondary | A few times per month | N/A | Bag | 0.8492 |  | 2.208 |  | MT | Multifamily Residence | Shower | 1355 | 214.04 | Multifamily Residence | TRUE | TRUE | TRUE | TRUE | TRUE | 535.1 | 472.6003 | Multifamily Residence_TRUE | Multifamily Residence_TRUE | Multifamily Residence_TRUE | Multifamily Residence_TRUE | Multifamily Residence_TRUE | 2.5gpm | 2.5gpmMultifamily Residence_TRUE | 2.5gpmMultifamily Residence_TRUE
Water_00008029 | SITE_00836 | Room_00014729 | Kitchen_1 | Kitchen | Kitchen Faucet | 1.3267 | 1.3267 |  | 1.5 |  | N/A | N/A | N/A | Bag | 0.796 |  | 1.194 |  | MT | Multifamily Residence | Kitchen Faucet | 1355 | 214.04 | Multifamily Residence | FALSE | FALSE |  |  |  | 283.9597 | 255.5638 | Multifamily Residence_FALSE | Multifamily Residence_FALSE | Multifamily Residence_ | Multifamily Residence_ | Multifamily Residence_ | unknown | unknownMultifamily Residence_ | unknownMultifamily Residence_FALSE
Water_00008030 | SITE_00854 | Room_00014891 | Bathroom_1 | Bathroom | Bathroom Faucet | 1.5 | 1.2378 | 1.5 | 1.4 |  | N/A | N/A | N/A | Bag | 0.796 |  | 1.114 |  | MT | Single Family | Bathroom Faucet | 1373 | 2661.5 | Single Family | FALSE | FALSE |  |  |  | 3992.25 | 2964.911 | Single Family_FALSE | Single Family_FALSE | Single Family_ | Single Family_ | Single Family_ | unknown | unknownSingle Family_ | unknownSingle Family_FALSE
Water_00008031 | SITE_00854 | Room_00014891 | Bathroom_1 | Bathroom | Shower | 2.5 |  | 2.5 |  | Unknown | Secondary | Never | Used for storage | Bag | 0.8492 |  |  | Unknown | MT | Single Family | Shower | 1373 | 2661.5 | Single Family | TRUE | FALSE | TRUE | FALSE | FALSE | 6653.75 | 0 | Single Family_TRUE | Single Family_FALSE | Single Family_TRUE | Single Family_FALSE | Single Family_FALSE | unknown | unknownSingle Family_FALSE | unknownSingle Family_TRUE
Water_00008032 | SITE_00854 | Room_00014896 | Kitchen_1 | Kitchen | Kitchen Faucet | 2 | 1.3267 | 2 | 1.5 |  | N/A | N/A | N/A | Bag | 0.796 |  | 1.194 |  | MT | Single Family | Kitchen Faucet | 1373 | 2661.5 | Single Family | FALSE | FALSE |  |  |  | 5323 | 3177.831 | Single Family_FALSE | Single Family_FALSE | Single Family_ | Single Family_ | Single Family_ | unknown | unknownSingle Family_ | unknownSingle Family_FALSE
Water_00008033 | SITE_00854 | Room_00014901 | Bathroom_2 | Bathroom | Bathroom Faucet | 2.6533 | 2.6533 |  | 3 |  | N/A | N/A | N/A | Bag | 0.796 |  | 2.388 |  | MT | Single Family | Bathroom Faucet | 1373 | 2661.5 | Single Family | FALSE | FALSE |  |  |  | 7061.8467 | 6355.662 | Single Family_FALSE | Single Family_FALSE | Single Family_ | Single Family_ | Single Family_ | unknown | unknownSingle Family_ | unknownSingle Family_FALSE
Water_00008034 | SITE_00854 | Room_00014901 | Bathroom_2 | Bathroom | Shower | unknown |  |  |  | Unknown | Primary | A few times per week | Large shower head, too large for flow bag | Bag | 0.8492 |  |  | Unknown | MT | Single Family | Shower | 1373 | 2661.5 | Single Family | TRUE | FALSE | FALSE | FALSE | FALSE | 0 | 0 | Single Family_TRUE | Single Family_FALSE | Single Family_FALSE | Single Family_FALSE | Single Family_FALSE | unknown | unknownSingle Family_FALSE | unknownSingle Family_TRUE
Water_00008035 | SITE_00854 | Room_00014901 | Bathroom_2 | Bathroom | Bathtub | unknown |  |  |  | N/A | N/A | N/A | N/A | Unknown |  | N/A |  | N/A | MT | Single Family | Bathtub | 1373 | 2661.5 | Single Family | FALSE | FALSE |  |  |  | 0 | 0 | Single Family_FALSE | Single Family_FALSE | Single Family_ | Single Family_ | Single Family_ | unknown | unknownSingle Family_ | unknownSingle Family_FALSE
Water_00008036 | SITE_00853 | Room_00014881 | Bathroom_6 | Bathroom | Bathroom Faucet | 2.2 | 1.3267 | 2.2 | 1.5 |  | N/A | N/A | N/A | Bag | 0.796 |  | 1.194 |  | MT | Single Family | Bathroom Faucet | 1372 | 2661.5 | Single Family | FALSE | FALSE |  |  |  | 5855.3 | 3177.831 | Single Family_FALSE | Single Family_FALSE | Single Family_ | Single Family_ | Single Family_ | unknown | unknownSingle Family_ | unknownSingle Family_FALSE
Water_00008037 | SITE_00853 | Room_00014881 | Bathroom_6 | Bathroom | Shower / Bathtub combo with diverter valve | 2.3589 | 2.3589 |  | 2.5 |  | Primary | Daily / Almost Daily | N/A | Bag | 0.8492 |  | 2.123 |  | MT | Single Family | Shower | 1372 | 2661.5 | Single Family | TRUE | TRUE | TRUE | TRUE | TRUE | 6278.1828 | 5650.3645 | Single Family_TRUE | Single Family_TRUE | Single Family_TRUE | Single Family_TRUE | Single Family_TRUE | 2.5gpm | 2.5gpmSingle Family_TRUE | 2.5gpmSingle Family_TRUE
Water_00008038 | SITE_00295 | Room_00008715 | Kitchen_1 | Kitchen | Kitchen Faucet | 1.8 | 1.68 | 1.8 | 1.9 |  | N/A | N/A | N/A | Bag | 0.796 |  | 1.512 |  | ID | Manufactured | Kitchen Faucet | 815 | 626.07 | Manufactured | FALSE | FALSE |  |  |  | 1126.926 | 946.6178 | Manufactured_FALSE | Manufactured_FALSE | Manufactured_ | Manufactured_ | Manufactured_ | unknown | unknownManufactured_ | unknownManufactured_FALSE
Water_00008039 | SITE_00295 | Room_00008716 | Bathroom_1 | Bathroom | Bathroom Faucet | 2.83 | 2.83 |  | 3.2 |  | N/A | N/A | N/A | Bag | 0.796 |  | 2.547 |  | ID | Manufactured | Bathroom Faucet | 815 | 626.07 | Manufactured | FALSE | FALSE |  |  |  | 1771.7781 | 1594.6003 | Manufactured_FALSE | Manufactured_FALSE | Manufactured_ | Manufactured_ | Manufactured_ | unknown | unknownManufactured_ | unknownManufactured_FALSE
Water_00008040 | SITE_00295 | Room_00008716 | Bathroom_1 | Bathroom | Shower / Bathtub combo with diverter valve | 2.5 | 1.2267 | 2.5 | 1.3 |  | Secondary | A few times per month | N/A | Bag | 0.8492 |  | 1.104 |  | ID | Manufactured | Shower | 815 | 626.07 | Manufactured | TRUE | TRUE | TRUE | TRUE | TRUE | 1565.175 | 691.1813 | Manufactured_TRUE | Manufactured_TRUE | Manufactured_TRUE | Manufactured_TRUE | Manufactured_TRUE | 2.5gpm | 2.5gpmManufactured_TRUE | 2.5gpmManufactured_TRUE
Water_00008041 | SITE_00295 | Room_00008718 | Bathroom_2 | Bathroom | Bathroom Faucet | 2.0344 | 2.0344 |  | 2.3 |  | N/A | N/A | N/A | Bag | 0.796 |  | 1.831 |  | ID | Manufactured | Bathroom Faucet | 815 | 626.07 | Manufactured | FALSE | FALSE |  |  |  | 1273.7046 | 1146.3342 | Manufactured_FALSE | Manufactured_FALSE | Manufactured_ | Manufactured_ | Manufactured_ | unknown | unknownManufactured_ | unknownManufactured_FALSE
Water_00008042 | SITE_00295 | Room_00008718 | Bathroom_2 | Bathroom | Shower | 2.0756 | 2.0756 |  | 2.2 |  | Primary | Daily / Almost Daily | N/A | Bag | 0.8492 |  | 1.868 |  | ID | Manufactured | Shower | 815 | 626.07 | Manufactured | TRUE | FALSE | TRUE | TRUE | TRUE | 1299.4431 | 1169.4988 | Manufactured_TRUE | Manufactured_FALSE | Manufactured_TRUE | Manufactured_TRUE | Manufactured_TRUE | 2.5gpm | 2.5gpmManufactured_TRUE | 2.5gpmManufactured_TRUE
Water_00008043 | SITE_00397 | Room_00009151 | Bathroom_6 | Bathroom | Bathroom Faucet | 1.3267 | 1.3267 |  | 1.5 |  | N/A | N/A | N/A | Bag | 0.796 |  | 1.194 |  | ID | Single Family | Bathroom Faucet | 917 | 4610.02 | Single Family | FALSE | FALSE |  |  |  | 6115.9599 | 5504.3639 | Single Family_FALSE | Single Family_FALSE | Single Family_ | Single Family_ | Single Family_ | unknown | unknownSingle Family_ | unknownSingle Family_FALSE
Water_00008044 | SITE_00397 | Room_00009151 | Bathroom_6 | Bathroom | Shower / Bathtub combo with diverter valve | 2.5 | 2.3589 | 2.5 | 2.5 |  | Primary | Daily / Almost Daily | N/A | Bag | 0.8492 |  | 2.123 |  | ID | Single Family | Shower | 917 | 4610.02 | Single Family | TRUE | TRUE | TRUE | TRUE | TRUE | 11525.05 | 9787.0725 | Single Family_TRUE | Single Family_TRUE | Single Family_TRUE | Single Family_TRUE | Single Family_TRUE | 2.5gpm | 2.5gpmSingle Family_TRUE | 2.5gpmSingle Family_TRUE
Water_00008045 | SITE_00397 | Room_00009153 | Bathroom_7 | Bathroom | Bathroom Faucet | 1.2378 | 1.2378 |  | 1.4 |  | N/A | N/A | N/A | Bag | 0.796 |  | 1.114 |  | ID | Single Family | Bathroom Faucet | 917 | 4610.02 | Single Family | FALSE | FALSE |  |  |  | 5706.1803 | 5135.5623 | Single Family_FALSE | Single Family_FALSE | Single Family_ | Single Family_ | Single Family_ | unknown | unknownSingle Family_ | unknownSingle Family_FALSE
Water_00008046 | SITE_00397 | Room_00009153 | Bathroom_7 | Bathroom | Shower | 2.5 | 2.17 | 2.5 | 2.3 |  | Primary | Daily / Almost Daily | N/A | Bag | 0.8492 |  | 1.953 |  | ID | Single Family | Shower | 917 | 4610.02 | Single Family | TRUE | FALSE | TRUE | TRUE | TRUE | 11525.05 | 9003.3691 | Single Family_TRUE | Single Family_FALSE | Single Family_TRUE | Single Family_TRUE | Single Family_TRUE | 2.5gpm | 2.5gpmSingle Family_TRUE | 2.5gpmSingle Family_TRUE
Water_00008047 | SITE_00409 | Room_00009364 | Kitchen_1 | Kitchen | Kitchen Faucet | 2.2 | 2.1222 | 2.2 | 2.4 |  | N/A | N/A | N/A | Bag | 0.796 |  | 1.91 |  | ID | Single Family | Kitchen Faucet | 929 | 4610.02 | Single Family | FALSE | FALSE |  |  |  | 10142.044 | 8805.1382 | Single Family_FALSE | Single Family_FALSE | Single Family_ | Single Family_ | Single Family_ | unknown | unknownSingle Family_ | unknownSingle Family_FALSE
Water_00008048 | SITE_00409 | Room_00009365 | Bathroom_1 | Bathroom | Bathroom Faucet | 2.2 | 2.0344 | 2.2 | 2.3 |  | N/A | N/A | N/A | Bag | 0.796 |  | 1.831 |  | ID | Single Family | Bathroom Faucet | 929 | 4610.02 | Single Family | FALSE | FALSE |  |  |  | 10142.044 | 8440.9466 | Single Family_FALSE | Single Family_FALSE | Single Family_ | Single Family_ | Single Family_ | unknown | unknownSingle Family_ | unknownSingle Family_FALSE
Water_00008049 | SITE_00409 | Room_00009365 | Bathroom_1 | Bathroom | Shower / Bathtub combo with diverter valve | 2.5 | 2.8311 | 2.5 | 3 |  | Primary | Daily / Almost Daily | N/A | Bag | 0.8492 |  | 2.548 |  | ID | Single Family | Shower | 929 | 4610.02 | Single Family | TRUE | TRUE | TRUE | TRUE | TRUE | 11525.05 | 11746.331 | Single Family_TRUE | Single Family_TRUE | Single Family_TRUE | Single Family_TRUE | Single Family_TRUE | 2.5gpm | 2.5gpmSingle Family_TRUE | 2.5gpmSingle Family_TRUE
Water_00008050 | SITE_00406 | Room_00009305 | Bathroom_1 | Bathroom | Bathroom Faucet | 2.2 | 1.3267 | 2.2 | 1.5 |  | N/A | N/A | N/A | Bag | 0.796 |  | 1.194 |  | ID | Single Family | Bathroom Faucet | 926 | 4610.02 | Single Family | FALSE | FALSE |  |  |  | 10142.044 | 5504.3639 | Single Family_FALSE | Single Family_FALSE | Single Family_ | Single Family_ | Single Family_ | unknown | unknownSingle Family_ | unknownSingle Family_FALSE
Water_00008051 | SITE_00406 | Room_00009305 | Bathroom_1 | Bathroom | Shower / Bathtub combo with diverter valve | 2.5 | 1.4156 | 2.5 | 1.5 |  | Secondary | Never | N/A | Bag | 0.8492 |  | 1.274 |  | ID | Single Family | Shower | 926 | 4610.02 | Single Family | TRUE | TRUE | TRUE | TRUE | TRUE | 11525.05 | 5873.1655 | Single Family_TRUE | Single Family_TRUE | Single Family_TRUE | Single Family_TRUE | Single Family_TRUE | 2.5gpm | 2.5gpmSingle Family_TRUE | 2.5gpmSingle Family_TRUE
Water_00008052 | SITE_00406 | Room_00009309 | Bathroom_2 | Bathroom | Bathroom Faucet | 2.2 | 1.3267 | 2.2 | 1.5 |  | N/A | N/A | N/A | Bag | 0.796 |  | 1.194 |  | ID | Single Family | Bathroom Faucet | 926 | 4610.02 | Single Family | FALSE | FALSE |  |  |  | 10142.044 | 5504.3639 | Single Family_FALSE | Single Family_FALSE | Single Family_ | Single Family_ | Single Family_ | unknown | unknownSingle Family_ | unknownSingle Family_FALSE
Water_00008053 | SITE_00406 | Room_00009309 | Bathroom_2 | Bathroom | Shower / Bathtub combo with separate valve | 2.5 | 1.8867 | 2.5 | 2 |  | Primary | A few times per week | Secondary showerhead 2.5 rated 2.0 flow | Bag | 0.8492 |  | 1.698 |  | ID | Single Family | Shower | 926 | 4610.02 | Single Family | TRUE | TRUE | TRUE | TRUE | TRUE | 11525.05 | 7827.814 | Single Family_TRUE | Single Family_TRUE | Single Family_TRUE | Single Family_TRUE | Single Family_TRUE | 2.5gpm | 2.5gpmSingle Family_TRUE | 2.5gpmSingle Family_TRUE
Water_00008054 | SITE_00406 | Room_00009309 | Bathroom_2 | Bathroom | Bathtub | unknown |  |  |  | N/A | N/A | N/A | N/A | Unknown |  | N/A |  | N/A | ID | Single Family | Bathtub | 926 | 4610.02 | Single Family | FALSE | FALSE |  |  |  | 0 | 0 | Single Family_FALSE | Single Family_FALSE | Single Family_ | Single Family_ | Single Family_ | unknown | unknownSingle Family_ | unknownSingle Family_FALSE
Water_00008055 | SITE_00403 | Room_00009255 | Bathroom_1 | Bathroom | Bathroom Faucet | 2.6533 | 2.6533 |  | 3 |  | N/A | N/A | N/A | Bag | 0.796 |  | 2.388 |  | ID | Single Family | Bathroom Faucet | 923 | 4610.02 | Single Family | FALSE | FALSE |  |  |  | 12231.9197 | 11008.7278 | Single Family_FALSE | Single Family_FALSE | Single Family_ | Single Family_ | Single Family_ | unknown | unknownSingle Family_ | unknownSingle Family_FALSE
Water_00008056 | SITE_00403 | Room_00009255 | Bathroom_1 | Bathroom | Shower | 2.5 | 2.8311 | 2.5 | 3 |  | Secondary | A few times per year | N/A | Bag | 0.8492 |  | 2.548 |  | ID | Single Family | Shower | 923 | 4610.02 | Single Family | TRUE | FALSE | TRUE | TRUE | TRUE | 11525.05 | 11746.331 | Single Family_TRUE | Single Family_FALSE | Single Family_TRUE | Single Family_TRUE | Single Family_TRUE | 2.5gpm | 2.5gpmSingle Family_TRUE | 2.5gpmSingle Family_TRUE
Water_00008057 | SITE_00403 | Room_00009251 | Living Room_1 | Living Room | Kitchen Faucet | 2.2111 | 2.2111 |  | 2.5 |  | N/A | N/A | N/A | Bag | 0.796 |  | 1.99 |  | ID | Single Family | Kitchen Faucet | 923 | 4610.02 | Single Family | FALSE | FALSE |  |  |  | 10193.2664 | 9173.9398 | Single Family_FALSE | Single Family_FALSE | Single Family_ | Single Family_ | Single Family_ | unknown | unknownSingle Family_ | unknownSingle Family_FALSE
Water_00008058 | SITE_00403 | Room_00009258 | Bathroom_2 | Bathroom | Bathroom Faucet | 1.7689 | 1.7689 |  | 2 |  | N/A | N/A | N/A | Bag | 0.796 |  | 1.592 |  | ID | Single Family | Bathroom Faucet | 923 | 4610.02 | Single Family | FALSE | FALSE |  |  |  | 8154.6132 | 7339.1518 | Single Family_FALSE | Single Family_FALSE | Single Family_ | Single Family_ | Single Family_ | unknown | unknownSingle Family_ | unknownSingle Family_FALSE
Water_00008059 | SITE_00403 | Room_00009258 | Bathroom_2 | Bathroom | Bathroom Faucet | 1.7689 | 1.7689 |  | 2 |  | N/A | N/A | N/A | Bag | 0.796 |  | 1.592 |  | ID | Single Family | Bathroom Faucet | 923 | 4610.02 | Single Family | FALSE | FALSE |  |  |  | 8154.6132 | 7339.1518 | Single Family_FALSE | Single Family_FALSE | Single Family_ | Single Family_ | Single Family_ | unknown | unknownSingle Family_ | unknownSingle Family_FALSE
Water_00008060 | SITE_00403 | Room_00009258 | Bathroom_2 | Bathroom | Shower | 2.5 | 2.6422 | 2.5 | 2.8 |  | Primary | Daily / Almost Daily | Secondary showerhead rated flow 2.5 measured flow 2.8 | Bag | 0.8492 |  | 2.378 |  | ID | Single Family | Shower | 923 | 4610.02 | Single Family | TRUE | FALSE | TRUE | TRUE | TRUE | 11525.05 | 10962.6276 | Single Family_TRUE | Single Family_FALSE | Single Family_TRUE | Single Family_TRUE | Single Family_TRUE | 2.5gpm | 2.5gpmSingle Family_TRUE | 2.5gpmSingle Family_TRUE
Water_00008061 | SITE_00403 | Room_00009261 | Bathroom_3 | Bathroom | Bathroom Faucet | 2.4767 | 2.4767 |  | 2.8 |  | N/A | N/A | N/A | Bag | 0.796 |  | 2.229 |  | ID | Single Family | Bathroom Faucet | 923 | 4610.02 | Single Family | FALSE | FALSE |  |  |  | 11417.4829 | 10275.7346 | Single Family_FALSE | Single Family_FALSE | Single Family_ | Single Family_ | Single Family_ | unknown | unknownSingle Family_ | unknownSingle Family_FALSE
Water_00008062 | SITE_00403 | Room_00009261 | Bathroom_3 | Bathroom | Shower / Bathtub combo with diverter valve | 2 | 2.3589 | 2 | 2.5 |  | Primary | Daily / Almost Daily | N/A | Bag | 0.8492 |  | 2.123 |  | ID | Single Family | Shower | 923 | 4610.02 | Single Family | TRUE | TRUE | TRUE | TRUE | TRUE | 9220.04 | 9787.0725 | Single Family_TRUE | Single Family_TRUE | Single Family_TRUE | Single Family_TRUE | Single Family_TRUE | 2.0gpm | 2.0gpmSingle Family_TRUE | 2.0gpmSingle Family_TRUE
Water_00008063 | SITE_00403 | Room_00009265 | Bathroom_4 | Bathroom | Bathroom Faucet | 2 | 2.3878 | 2 | 2.7 |  | N/A | N/A | N/A | Bag | 0.796 |  | 2.149 |  | ID | Single Family | Bathroom Faucet | 923 | 4610.02 | Single Family | FALSE | FALSE |  |  |  | 9220.04 | 9906.933 | Single Family_FALSE | Single Family_FALSE | Single Family_ | Single Family_ | Single Family_ | unknown | unknownSingle Family_ | unknownSingle Family_FALSE
Water_00008064 | SITE_00403 | Room_00009265 | Bathroom_4 | Bathroom | Shower | 2.5 | 2.5478 | 2.5 | 2.7 |  | Secondary | A few times per year | N/A | Bag | 0.8492 |  | 2.293 |  | ID | Single Family | Shower | 923 | 4610.02 | Single Family | TRUE | FALSE | TRUE | TRUE | TRUE | 11525.05 | 10570.7759 | Single Family_TRUE | Single Family_FALSE | Single Family_TRUE | Single Family_TRUE | Single Family_TRUE | 2.5gpm | 2.5gpmSingle Family_TRUE | 2.5gpmSingle Family_TRUE
Water_00008065 | SITE_00296 | Room_00008723 | Bathroom_1 | Bathroom | Bathroom Faucet | 1.5 | 1.3267 | 1.5 | 1.5 |  | N/A | N/A | N/A | Bag | 0.796 |  | 1.194 |  | ID | Manufactured | Bathroom Faucet | 816 | 626.07 | Manufactured | FALSE | FALSE |  |  |  | 939.105 | 747.5276 | Manufactured_FALSE | Manufactured_FALSE | Manufactured_ | Manufactured_ | Manufactured_ | unknown | unknownManufactured_ | unknownManufactured_FALSE
Water_00008066 | SITE_00296 | Room_00008723 | Bathroom_1 | Bathroom | Shower / Bathtub combo with diverter valve | 2 | 1.9811 | 2 | 2.1 |  | All used about the same | Daily / Almost Daily | N/A | Bag | 0.8492 |  | 1.783 |  | ID | Manufactured | Shower | 816 | 626.07 | Manufactured | TRUE | TRUE | TRUE | TRUE | TRUE | 1252.14 | 1116.2828 | Manufactured_TRUE | Manufactured_TRUE | Manufactured_TRUE | Manufactured_TRUE | Manufactured_TRUE | 2.0gpm | 2.0gpmManufactured_TRUE | 2.0gpmManufactured_TRUE
Water_00008067 | SITE_00296 | Room_00008725 | Kitchen_1 | Kitchen | Kitchen Faucet | 1.0611 | 1.0611 |  | 1.2 |  | N/A | N/A | N/A | Bag | 0.796 |  | 0.955 |  | ID | Manufactured | Kitchen Faucet | 816 | 626.07 | Manufactured | FALSE | FALSE |  |  |  | 664.3298 | 597.8968 | Manufactured_FALSE | Manufactured_FALSE | Manufactured_ | Manufactured_ | Manufactured_ | unknown | unknownManufactured_ | unknownManufactured_FALSE
Water_00008068 | SITE_00296 | Room_00008728 | Bathroom_2 | Bathroom | Bathtub | unknown |  |  |  | N/A | N/A | N/A | N/A | Unknown |  | N/A |  | N/A | ID | Manufactured | Bathtub | 816 | 626.07 | Manufactured | FALSE | FALSE |  |  |  | 0 | 0 | Manufactured_FALSE | Manufactured_FALSE | Manufactured_ | Manufactured_ | Manufactured_ | unknown | unknownManufactured_ | unknownManufactured_FALSE
Water_00008069 | SITE_00296 | Room_00008728 | Bathroom_2 | Bathroom | Bathroom Faucet | 2 | 1.3267 | 2 | 1.5 |  | N/A | N/A | N/A | Bag | 0.796 |  | 1.194 |  | ID | Manufactured | Bathroom Faucet | 816 | 626.07 | Manufactured | FALSE | FALSE |  |  |  | 1252.14 | 747.5276 | Manufactured_FALSE | Manufactured_FALSE | Manufactured_ | Manufactured_ | Manufactured_ | unknown | unknownManufactured_ | unknownManufactured_FALSE
Water_00008070 | SITE_00296 | Room_00008728 | Bathroom_2 | Bathroom | Shower | 2 | 1.8867 | 2 | 2 |  | All used about the same | Daily / Almost Daily | N/A | Bag | 0.8492 |  | 1.698 |  | ID | Manufactured | Shower | 816 | 626.07 | Manufactured | TRUE | FALSE | TRUE | TRUE | TRUE | 1252.14 | 1063.0669 | Manufactured_TRUE | Manufactured_FALSE | Manufactured_TRUE | Manufactured_TRUE | Manufactured_TRUE | 2.0gpm | 2.0gpmManufactured_TRUE | 2.0gpmManufactured_TRUE
Water_00008071 | SITE_00390 | Room_00009050 | Bathroom_1 | Bathroom | Shower / Bathtub combo with diverter valve | 2.5 | 2.4533 | 2.5 | 2.6 |  | Secondary | Never | N/A | Bag | 0.8492 |  | 2.208 |  | ID | Single Family | Shower | 910 | 4610.02 | Single Family | TRUE | TRUE | TRUE | TRUE | TRUE | 11525.05 | 10178.9242 | Single Family_TRUE | Single Family_TRUE | Single Family_TRUE | Single Family_TRUE | Single Family_TRUE | 2.5gpm | 2.5gpmSingle Family_TRUE | 2.5gpmSingle Family_TRUE
Water_00008072 | SITE_00390 | Room_00009050 | Bathroom_1 | Bathroom | Bathroom Faucet | 2.3878 | 2.3878 |  | 2.7 |  | N/A | N/A | N/A | Bag | 0.796 |  | 2.149 |  | ID | Single Family | Bathroom Faucet | 910 | 4610.02 | Single Family | FALSE | FALSE |  |  |  | 11007.7033 | 9906.933 | Single Family_FALSE | Single Family_FALSE | Single Family_ | Single Family_ | Single Family_ | unknown | unknownSingle Family_ | unknownSingle Family_FALSE
Water_00008073 | SITE_00390 | Room_00009053 | Bathroom_2 | Bathroom | Shower | 2 | 2.17 | 2 | 2.3 |  | Primary | Daily / Almost Daily | N/A | Bag | 0.8492 |  | 1.953 |  | ID | Single Family | Shower | 910 | 4610.02 | Single Family | TRUE | FALSE | TRUE | TRUE | TRUE | 9220.04 | 9003.3691 | Single Family_TRUE | Single Family_FALSE | Single Family_TRUE | Single Family_TRUE | Single Family_TRUE | 2.0gpm | 2.0gpmSingle Family_TRUE | 2.0gpmSingle Family_TRUE
Water_00008074 | SITE_00390 | Room_00009053 | Bathroom_2 | Bathroom | Bathtub | unknown |  |  |  | N/A | N/A | N/A | N/A | Unknown |  | N/A |  | N/A | ID | Single Family | Bathtub | 910 | 4610.02 | Single Family | FALSE | FALSE |  |  |  | 0 | 0 | Single Family_FALSE | Single Family_FALSE | Single Family_ | Single Family_ | Single Family_ | unknown | unknownSingle Family_ | unknownSingle Family_FALSE
Water_00008075 | SITE_00390 | Room_00009054 | Bathroom_3 | Bathroom | Shower / Bathtub combo with diverter valve | 2.5 | 2.3589 | 2.5 | 2.5 |  | Secondary | A few times per year | N/A | Bag | 0.8492 |  | 2.123 |  | ID | Single Family | Shower | 910 | 4610.02 | Single Family | TRUE | TRUE | TRUE | TRUE | TRUE | 11525.05 | 9787.0725 | Single Family_TRUE | Single Family_TRUE | Single Family_TRUE | Single Family_TRUE | Single Family_TRUE | 2.5gpm | 2.5gpmSingle Family_TRUE | 2.5gpmSingle Family_TRUE
Water_00008076 | SITE_00390 | Room_00009051 | Living Room_1 | Living Room | Kitchen Faucet | 2.2 | 1.7689 | 2.2 | 2 |  | N/A | N/A | N/A | Bag | 0.796 |  | 1.592 |  | ID | Single Family | Kitchen Faucet | 910 | 4610.02 | Single Family | FALSE | FALSE |  |  |  | 10142.044 | 7339.1518 | Single Family_FALSE | Single Family_FALSE | Single Family_ | Single Family_ | Single Family_ | unknown | unknownSingle Family_ | unknownSingle Family_FALSE
Water_00008077 | SITE_00390 | Room_00009054 | Bathroom_3 | Bathroom | Bathroom Faucet | 2.2111 | 2.2111 |  | 2.5 |  | N/A | N/A | N/A | Bag | 0.796 |  | 1.99 |  | ID | Single Family | Bathroom Faucet | 910 | 4610.02 | Single Family | FALSE | FALSE |  |  |  | 10193.2664 | 9173.9398 | Single Family_FALSE | Single Family_FALSE | Single Family_ | Single Family_ | Single Family_ | unknown | unknownSingle Family_ | unknownSingle Family_FALSE
Water_00008078 | SITE_00390 | Room_00009053 | Bathroom_2 | Bathroom | Bathroom Faucet | 2.2111 | 2.2111 |  | 2.5 |  | N/A | N/A | N/A | Bag | 0.796 |  | 1.99 |  | ID | Single Family | Bathroom Faucet | 910 | 4610.02 | Single Family | FALSE | FALSE |  |  |  | 10193.2664 | 9173.9398 | Single Family_FALSE | Single Family_FALSE | Single Family_ | Single Family_ | Single Family_ | unknown | unknownSingle Family_ | unknownSingle Family_FALSE
Water_00008079 | SITE_00390 | Room_00009053 | Bathroom_2 | Bathroom | Bathroom Faucet | 2.6533 | 2.6533 |  | 3 |  | N/A | N/A | N/A | Bag | 0.796 |  | 2.388 |  | ID | Single Family | Bathroom Faucet | 910 | 4610.02 | Single Family | FALSE | FALSE |  |  |  | 12231.9197 | 11008.7278 | Single Family_FALSE | Single Family_FALSE | Single Family_ | Single Family_ | Single Family_ | unknown | unknownSingle Family_ | unknownSingle Family_FALSE
Water_00008080 | SITE_00394 | Room_00009101 | Living Room_1 | Living Room | Kitchen Faucet | 1.7689 | 1.7689 |  | 2 |  | N/A | N/A | N/A | Bag | 0.796 |  | 1.592 |  | ID | Single Family | Kitchen Faucet | 914 | 4610.02 | Single Family | FALSE | FALSE |  |  |  | 8154.6132 | 7339.1518 | Single Family_FALSE | Single Family_FALSE | Single Family_ | Single Family_ | Single Family_ | unknown | unknownSingle Family_ | unknownSingle Family_FALSE
Water_00008081 | SITE_00394 | Room_00009105 | Bathroom_1 | Bathroom | Bathroom Faucet | 2 | 1.9456 | 2 | 2.2 |  | N/A | N/A | N/A | Bag | 0.796 |  | 1.751 |  | ID | Single Family | Bathroom Faucet | 914 | 4610.02 | Single Family | FALSE | FALSE |  |  |  | 9220.04 | 8072.145 | Single Family_FALSE | Single Family_FALSE | Single Family_ | Single Family_ | Single Family_ | unknown | unknownSingle Family_ | unknownSingle Family_FALSE
Water_00008082 | SITE_00394 | Room_00009105 | Bathroom_1 | Bathroom | Bathroom Faucet | 2 | 1.8578 | 2 | 2.1 |  | N/A | N/A | N/A | Bag | 0.796 |  | 1.672 |  | ID | Single Family | Bathroom Faucet | 914 | 4610.02 | Single Family | FALSE | FALSE |  |  |  | 9220.04 | 7707.9534 | Single Family_FALSE | Single Family_FALSE | Single Family_ | Single Family_ | Single Family_ | unknown | unknownSingle Family_ | unknownSingle Family_FALSE
Water_00008083 | SITE_00394 | Room_00009105 | Bathroom_1 | Bathroom | Shower / Bathtub combo with diverter valve | 1.8867 | 1.8867 |  | 2 |  | Primary | Daily / Almost Daily | N/A | Bag | 0.8492 |  | 1.698 |  | ID | Single Family | Shower | 914 | 4610.02 | Single Family | TRUE | TRUE | TRUE | TRUE | TRUE | 8697.5711 | 7827.814 | Single Family_TRUE | Single Family_TRUE | Single Family_TRUE | Single Family_TRUE | Single Family_TRUE | 2.0gpm | 2.0gpmSingle Family_TRUE | 2.0gpmSingle Family_TRUE
Water_00008084 | SITE_00394 | Room_00009105 | Bathroom_1 | Bathroom | Bathtub | unknown |  |  |  | N/A | N/A | N/A | N/A | Unknown |  | N/A |  | N/A | ID | Single Family | Bathtub | 914 | 4610.02 | Single Family | FALSE | FALSE |  |  |  | 0 | 0 | Single Family_FALSE | Single Family_FALSE | Single Family_ | Single Family_ | Single Family_ | unknown | unknownSingle Family_ | unknownSingle Family_FALSE
Water_00008085 | SITE_00394 | Room_00009110 | Bathroom_2 | Bathroom | Bathroom Faucet | 2.2 | 1.9456 | 2.2 | 2.2 |  | N/A | N/A | N/A | Bag | 0.796 |  | 1.751 |  | ID | Single Family | Bathroom Faucet | 914 | 4610.02 | Single Family | FALSE | FALSE |  |  |  | 10142.044 | 8072.145 | Single Family_FALSE | Single Family_FALSE | Single Family_ | Single Family_ | Single Family_ | unknown | unknownSingle Family_ | unknownSingle Family_FALSE
Water_00008086 | SITE_00394 | Room_00009110 | Bathroom_2 | Bathroom | Shower / Bathtub combo with diverter valve | 2.5 | 2.2644 | 2.5 | 2.4 |  | Secondary | A few times per year | N/A | Bag | 0.8492 |  | 2.038 |  | ID | Single Family | Shower | 914 | 4610.02 | Single Family | TRUE | TRUE | TRUE | TRUE | TRUE | 11525.05 | 9395.2208 | Single Family_TRUE | Single Family_TRUE | Single Family_TRUE | Single Family_TRUE | Single Family_TRUE | 2.5gpm | 2.5gpmSingle Family_TRUE | 2.5gpmSingle Family_TRUE
Water_00008087 | SITE_00394 | Room_00009112 | Bathroom_3 | Bathroom | Bathroom Faucet | 1.5 | 1.3267 | 1.5 | 1.5 |  | N/A | N/A | N/A | Bag | 0.796 |  | 1.194 |  | ID | Single Family | Bathroom Faucet | 914 | 4610.02 | Single Family | FALSE | FALSE |  |  |  | 6915.03 | 5504.3639 | Single Family_FALSE | Single Family_FALSE | Single Family_ | Single Family_ | Single Family_ | unknown | unknownSingle Family_ | unknownSingle Family_FALSE
Water_00008088 | SITE_00394 | Room_00009112 | Bathroom_3 | Bathroom | Shower / Bathtub combo with diverter valve | 2.5 | 1.9811 | 2.5 | 2.1 |  | Primary | Daily / Almost Daily | N/A | Bag | 0.8492 |  | 1.783 |  | ID | Single Family | Shower | 914 | 4610.02 | Single Family | TRUE | TRUE | TRUE | TRUE | TRUE | 11525.05 | 8219.6657 | Single Family_TRUE | Single Family_TRUE | Single Family_TRUE | Single Family_TRUE | Single Family_TRUE | 2.5gpm | 2.5gpmSingle Family_TRUE | 2.5gpmSingle Family_TRUE
Water_00008089 | SITE_00397 | Room_00009157 | Dining Room_1 | Dining Room | Kitchen Faucet | 1.5 | 1.7689 | 1.5 | 2 |  | N/A | N/A | N/A | Bag | 0.796 |  | 1.592 |  | ID | Single Family | Kitchen Faucet | 917 | 4610.02 | Single Family | FALSE | FALSE |  |  |  | 6915.03 | 7339.1518 | Single Family_FALSE | Single Family_FALSE | Single Family_ | Single Family_ | Single Family_ | unknown | unknownSingle Family_ | unknownSingle Family_FALSE
Water_00008090 | SITE_00397 | Room_00009160 | Bathroom_1 | Bathroom | Bathroom Faucet | 1.7689 | 1.7689 |  | 2 |  | N/A | N/A | Not listed or illegible | Bag | 0.796 |  | 1.592 |  | ID | Single Family | Bathroom Faucet | 917 | 4610.02 | Single Family | FALSE | FALSE |  |  |  | 8154.6132 | 7339.1518 | Single Family_FALSE | Single Family_FALSE | Single Family_ | Single Family_ | Single Family_ | unknown | unknownSingle Family_ | unknownSingle Family_FALSE
Water_00008091 | SITE_00397 | Room_00009160 | Bathroom_1 | Bathroom | Bathroom Faucet | 1.3267 | 1.3267 |  | 1.5 |  | N/A | N/A | Not listed or illegible | Bag | 0.796 |  | 1.194 |  | ID | Single Family | Bathroom Faucet | 917 | 4610.02 | Single Family | FALSE | FALSE |  |  |  | 6115.9599 | 5504.3639 | Single Family_FALSE | Single Family_FALSE | Single Family_ | Single Family_ | Single Family_ | unknown | unknownSingle Family_ | unknownSingle Family_FALSE
Water_00008092 | SITE_00397 | Room_00009160 | Bathroom_1 | Bathroom | Shower | 2.5 | 2.0756 | 2.5 | 2.2 |  | Primary | Unknown | N/A | Bag | 0.8492 |  | 1.868 |  | ID | Single Family | Shower | 917 | 4610.02 | Single Family | TRUE | FALSE | TRUE | TRUE | TRUE | 11525.05 | 8611.5174 | Single Family_TRUE | Single Family_FALSE | Single Family_TRUE | Single Family_TRUE | Single Family_TRUE | 2.5gpm | 2.5gpmSingle Family_TRUE | 2.5gpmSingle Family_TRUE
Water_00008093 | SITE_00397 | Room_00009160 | Bathroom_1 | Bathroom | Bathtub | unknown |  |  |  | N/A | N/A | N/A | N/A | Unknown |  | N/A |  | N/A | ID | Single Family | Bathtub | 917 | 4610.02 | Single Family | FALSE | FALSE |  |  |  | 0 | 0 | Single Family_FALSE | Single Family_FALSE | Single Family_ | Single Family_ | Single Family_ | unknown | unknownSingle Family_ | unknownSingle Family_FALSE
Water_00008094 | SITE_00397 | Room_00009162 | Bathroom_2 | Bathroom | Bathroom Faucet | 1.3267 | 1.3267 |  | 1.5 |  | N/A | N/A | Not listed gpm | Bag | 0.796 |  | 1.194 |  | ID | Single Family | Bathroom Faucet | 917 | 4610.02 | Single Family | FALSE | FALSE |  |  |  | 6115.9599 | 5504.3639 | Single Family_FALSE | Single Family_FALSE | Single Family_ | Single Family_ | Single Family_ | unknown | unknownSingle Family_ | unknownSingle Family_FALSE
Water_00008095 | SITE_00397 | Room_00009161 | Laundry_1 | Laundry | Bathroom Faucet | 1.7689 | 1.7689 |  | 2 |  | N/A | N/A | Tub laundry sink. Gpm not listed | Bag | 0.796 |  | 1.592 |  | ID | Single Family | Bathroom Faucet | 917 | 4610.02 | Single Family | FALSE | FALSE |  |  |  | 8154.6132 | 7339.1518 | Single Family_FALSE | Single Family_FALSE | Single Family_ | Single Family_ | Single Family_ | unknown | unknownSingle Family_ | unknownSingle Family_FALSE
Water_00008096 | SITE_00406 | Room_00009315 | Bathroom_1 | Bathroom | Bathroom Faucet | 2.2 | 1.9456 | 2.2 | 2.2 |  | N/A | N/A | N/A | Bag | 0.796 |  | 1.751 |  | ID | Single Family | Bathroom Faucet | 926 | 4610.02 | Single Family | FALSE | FALSE |  |  |  | 10142.044 | 8072.145 | Single Family_FALSE | Single Family_FALSE | Single Family_ | Single Family_ | Single Family_ | unknown | unknownSingle Family_ | unknownSingle Family_FALSE
Water_00008097 | SITE_00406 | Room_00009315 | Bathroom_1 | Bathroom | Shower / Bathtub combo with diverter valve | 2.5 | 2.3589 | 2.5 | 2.5 |  | Secondary | A few times per year | N/A | Bag | 0.8492 |  | 2.123 |  | ID | Single Family | Shower | 926 | 4610.02 | Single Family | TRUE | TRUE | TRUE | TRUE | TRUE | 11525.05 | 9787.0725 | Single Family_TRUE | Single Family_TRUE | Single Family_TRUE | Single Family_TRUE | Single Family_TRUE | 2.5gpm | 2.5gpmSingle Family_TRUE | 2.5gpmSingle Family_TRUE
Water_00008098 | SITE_00406 | Room_00009322 | Kitchen_1 | Kitchen | Kitchen Faucet | 1.8578 | 1.8578 |  | 2.1 |  | N/A | N/A | Rated flow listing obstructed by casing | Bag | 0.796 |  | 1.672 |  | ID | Single Family | Kitchen Faucet | 926 | 4610.02 | Single Family | FALSE | FALSE |  |  |  | 8564.3927 | 7707.9534 | Single Family_FALSE | Single Family_FALSE | Single Family_ | Single Family_ | Single Family_ | unknown | unknownSingle Family_ | unknownSingle Family_FALSE
Water_00008099 | SITE_00406 | Room_00009322 | Kitchen_1 | Kitchen | Kitchen Faucet | 2.2 | 0.70778 | 2.2 | 0.8 |  | N/A | N/A | Smaller secondary kitchen facuet | Bag | 0.796 |  | 0.637 |  | ID | Single Family | Kitchen Faucet | 926 | 4610.02 | Single Family | FALSE | FALSE |  |  |  | 10142.044 | 2936.5827 | Single Family_FALSE | Single Family_FALSE | Single Family_ | Single Family_ | Single Family_ | unknown | unknownSingle Family_ | unknownSingle Family_FALSE
Water_00008100 | SITE_00395 | Room_00009120 | Kitchen_1 | Kitchen | Kitchen Faucet | 1.5033 | 1.5033 |  | 1.7 |  | N/A | N/A | Faucet has Britain filter on it. Gpm not labeled or obstructed by filter | Bag | 0.796 |  | 1.353 |  | ID | Single Family | Kitchen Faucet | 915 | 4610.02 | Single Family | FALSE | FALSE |  |  |  | 6930.3967 | 6237.3571 | Single Family_FALSE | Single Family_FALSE | Single Family_ | Single Family_ | Single Family_ | unknown | unknownSingle Family_ | unknownSingle Family_FALSE
Water_00008101 | SITE_00395 | Room_00009121 | Bathroom_1 | Bathroom | Bathroom Faucet | 2.2 | 4.5989 | 2.2 | 5.2 |  | N/A | N/A | N/A | Bag | 0.796 |  | 4.139 |  | ID | Single Family | Bathroom Faucet | 915 | 4610.02 | Single Family | FALSE | FALSE |  |  |  | 10142.044 | 19080.8728 | Single Family_FALSE | Single Family_FALSE | Single Family_ | Single Family_ | Single Family_ | unknown | unknownSingle Family_ | unknownSingle Family_FALSE
Water_00008102 | SITE_00395 | Room_00009121 | Bathroom_1 | Bathroom | Shower / Bathtub combo with diverter valve | 2 | 2.3589 | 2 | 2.5 |  | Primary | A few times per week | N/A | Bag | 0.8492 |  | 2.123 |  | ID | Single Family | Shower | 915 | 4610.02 | Single Family | TRUE | TRUE | TRUE | TRUE | TRUE | 9220.04 | 9787.0725 | Single Family_TRUE | Single Family_TRUE | Single Family_TRUE | Single Family_TRUE | Single Family_TRUE | 2.0gpm | 2.0gpmSingle Family_TRUE | 2.0gpmSingle Family_TRUE
Water_00008103 | SITE_00393 | Room_00009089 | Kitchen_1 | Kitchen | Kitchen Faucet | 2.3878 | 2.3878 |  | 2.7 |  | N/A | N/A | Not listed gpm | Bag | 0.796 |  | 2.149 |  | ID | Single Family | Kitchen Faucet | 913 | 4610.02 | Single Family | FALSE | FALSE |  |  |  | 11007.7033 | 9906.933 | Single Family_FALSE | Single Family_FALSE | Single Family_ | Single Family_ | Single Family_ | unknown | unknownSingle Family_ | unknownSingle Family_FALSE
Water_00008104 | SITE_00392 | Room_00009078 | Kitchen_1 | Kitchen | Kitchen Faucet | 2.2 | 1.7689 | 2.2 | 2 |  | N/A | N/A | N/A | Bag | 0.796 |  | 1.592 |  | ID | Single Family | Kitchen Faucet | 912 | 4610.02 | Single Family | FALSE | FALSE |  |  |  | 10142.044 | 7339.1518 | Single Family_FALSE | Single Family_FALSE | Single Family_ | Single Family_ | Single Family_ | unknown | unknownSingle Family_ | unknownSingle Family_FALSE
Water_00008105 | SITE_00392 | Room_00009079 | Bathroom_1 | Bathroom | Bathroom Faucet | 2.2 | 1.15 | 2.2 | 1.3 |  | N/A | N/A | N/A | Bag | 0.796 |  | 1.035 |  | ID | Single Family | Bathroom Faucet | 912 | 4610.02 | Single Family | FALSE | FALSE |  |  |  | 10142.044 | 4771.3707 | Single Family_FALSE | Single Family_FALSE | Single Family_ | Single Family_ | Single Family_ | unknown | unknownSingle Family_ | unknownSingle Family_FALSE
Water_00008106 | SITE_00392 | Room_00009079 | Bathroom_1 | Bathroom | Shower / Bathtub combo with diverter valve | 2.5 | 1.51 | 2.5 | 1.6 |  | Primary | Unknown | N/A | Bag | 0.8492 |  | 1.359 |  | ID | Single Family | Shower | 912 | 4610.02 | Single Family | TRUE | TRUE | TRUE | TRUE | TRUE | 11525.05 | 6265.0172 | Single Family_TRUE | Single Family_TRUE | Single Family_TRUE | Single Family_TRUE | Single Family_TRUE | 2.5gpm | 2.5gpmSingle Family_TRUE | 2.5gpmSingle Family_TRUE
Water_00008107 | SITE_00392 | Room_00009080 | Bathroom_2 | Bathroom | Bathroom Faucet | 2.2 | 1.8578 | 2.2 | 2.1 |  | N/A | N/A | N/A | Bag | 0.796 |  | 1.672 |  | ID | Single Family | Bathroom Faucet | 912 | 4610.02 | Single Family | FALSE | FALSE |  |  |  | 10142.044 | 7707.9534 | Single Family_FALSE | Single Family_FALSE | Single Family_ | Single Family_ | Single Family_ | unknown | unknownSingle Family_ | unknownSingle Family_FALSE
Water_00008108 | SITE_00392 | Room_00009080 | Bathroom_2 | Bathroom | Shower / Bathtub combo with diverter valve | 2.5 | 2.5478 | 2.5 | 2.7 |  | Secondary | Unknown | N/A | Bag | 0.8492 |  | 2.293 |  | ID | Single Family | Shower | 912 | 4610.02 | Single Family | TRUE | TRUE | TRUE | TRUE | TRUE | 11525.05 | 10570.7759 | Single Family_TRUE | Single Family_TRUE | Single Family_TRUE | Single Family_TRUE | Single Family_TRUE | 2.5gpm | 2.5gpmSingle Family_TRUE | 2.5gpmSingle Family_TRUE
Water_00008109 | SITE_00825 | Room_00014621 | Bathroom_6 | Bathroom | Bathroom Faucet | 3.6267 | 3.6267 |  | 4.1 |  | N/A | N/A | No aerator | Bag | 0.796 |  | 3.264 |  | MT | Single Family | Bathroom Faucet | 1344 | 2661.5 | Single Family | FALSE | FALSE |  |  |  | 9652.3733 | 8687.136 | Single Family_FALSE | Single Family_FALSE | Single Family_ | Single Family_ | Single Family_ | unknown | unknownSingle Family_ | unknownSingle Family_FALSE
Water_00008110 | SITE_00825 | Room_00014621 | Bathroom_6 | Bathroom | Shower / Bathtub combo with diverter valve | 2 |  | 2 | 1.6 |  | Primary | Daily / Almost Daily | N/A | Unknown |  | N/A |  | N/A | MT | Single Family | Shower | 1344 | 2661.5 | Single Family | TRUE | TRUE | TRUE | FALSE | FALSE | 5323 | 0 | Single Family_TRUE | Single Family_TRUE | Single Family_TRUE | Single Family_FALSE | Single Family_FALSE | unknown | unknownSingle Family_FALSE | unknownSingle Family_TRUE
Water_00008111 | SITE_00819 | Room_00014576 | Kitchen_1 | Kitchen | Kitchen Faucet | 2.2 | 3.0067 | 2.2 | 3.4 |  | N/A | N/A | Aerator removed | Bag | 0.796 |  | 2.706 |  | MT | Multifamily Residence | Kitchen Faucet | 1338 | 214.04 | Multifamily Residence | FALSE | FALSE |  |  |  | 470.888 | 579.1922 | Multifamily Residence_FALSE | Multifamily Residence_FALSE | Multifamily Residence_ | Multifamily Residence_ | Multifamily Residence_ | unknown | unknownMultifamily Residence_ | unknownMultifamily Residence_FALSE
Water_00008112 | SITE_00819 | Room_00014578 | Bathroom_1 | Bathroom | Shower / Bathtub combo with diverter valve | 2.5 |  | 2.5 | 2.4 |  | Primary | Daily / Almost Daily | N/A | Unknown |  | N/A |  | N/A | MT | Multifamily Residence | Shower | 1338 | 214.04 | Multifamily Residence | TRUE | TRUE | TRUE | FALSE | FALSE | 535.1 | 0 | Multifamily Residence_TRUE | Multifamily Residence_TRUE | Multifamily Residence_TRUE | Multifamily Residence_FALSE | Multifamily Residence_FALSE | unknown | unknownMultifamily Residence_FALSE | unknownMultifamily Residence_TRUE
Water_00008113 | SITE_00819 | Room_00014578 | Bathroom_1 | Bathroom | Bathroom Faucet | 2.3878 | 2.3878 |  | 2.7 |  | N/A | N/A | N/A | Bag | 0.796 |  | 2.149 |  | MT | Multifamily Residence | Bathroom Faucet | 1338 | 214.04 | Multifamily Residence | FALSE | FALSE |  |  |  | 511.08 | 459.972 | Multifamily Residence_FALSE | Multifamily Residence_FALSE | Multifamily Residence_ | Multifamily Residence_ | Multifamily Residence_ | unknown | unknownMultifamily Residence_ | unknownMultifamily Residence_FALSE
Water_00008114 | SITE_00852 | Room_00014858 | Bathroom_1 | Bathroom | Bathroom Faucet | 2.2111 | 2.2111 |  | 2.5 |  | N/A | N/A | N/A | Bag | 0.796 |  | 1.99 |  | MT | Single Family | Bathroom Faucet | 1371 | 2661.5 | Single Family | FALSE | FALSE |  |  |  | 5884.8722 | 5296.385 | Single Family_FALSE | Single Family_FALSE | Single Family_ | Single Family_ | Single Family_ | unknown | unknownSingle Family_ | unknownSingle Family_FALSE
Water_00008115 | SITE_00852 | Room_00014858 | Bathroom_1 | Bathroom | Bathtub | unknown |  |  |  | N/A | N/A | N/A | N/A | Unknown |  | N/A |  | N/A | MT | Single Family | Bathtub | 1371 | 2661.5 | Single Family | FALSE | FALSE |  |  |  | 0 | 0 | Single Family_FALSE | Single Family_FALSE | Single Family_ | Single Family_ | Single Family_ | unknown | unknownSingle Family_ | unknownSingle Family_FALSE
Water_00008116 | SITE_00852 | Room_00014858 | Bathroom_1 | Bathroom | Bathroom Faucet | 2.2111 | 2.2111 |  | 2.5 |  | N/A | N/A | N/A | Bag | 0.796 |  | 1.99 |  | MT | Single Family | Bathroom Faucet | 1371 | 2661.5 | Single Family | FALSE | FALSE |  |  |  | 5884.8722 | 5296.385 | Single Family_FALSE | Single Family_FALSE | Single Family_ | Single Family_ | Single Family_ | unknown | unknownSingle Family_ | unknownSingle Family_FALSE
Water_00008117 | SITE_00852 | Room_00014858 | Bathroom_1 | Bathroom | Shower | 2.3589 | 2.3589 |  | 2.5 |  | Primary | A few times per week | Showerheads are in same stall | Bag | 0.8492 |  | 2.123 |  | MT | Single Family | Shower | 1371 | 2661.5 | Single Family | TRUE | FALSE | TRUE | TRUE | TRUE | 6278.1828 | 5650.3645 | Single Family_TRUE | Single Family_FALSE | Single Family_TRUE | Single Family_TRUE | Single Family_TRUE | 2.5gpm | 2.5gpmSingle Family_TRUE | 2.5gpmSingle Family_TRUE
Water_00008118 | SITE_00852 | Room_00014858 | Bathroom_1 | Bathroom | Shower | 2.3589 | 2.3589 |  | 2.5 |  | Primary | A few times per week | See above | Bag | 0.8492 |  | 2.123 |  | MT | Single Family | Shower | 1371 | 2661.5 | Single Family | TRUE | FALSE | TRUE | TRUE | TRUE | 6278.1828 | 5650.3645 | Single Family_TRUE | Single Family_FALSE | Single Family_TRUE | Single Family_TRUE | Single Family_TRUE | 2.5gpm | 2.5gpmSingle Family_TRUE | 2.5gpmSingle Family_TRUE
Water_00008119 | SITE_00852 | Room_00014860 | Bathroom_2 | Bathroom | Bathroom Faucet | 2.6533 | 2.6533 |  | 3 |  | N/A | N/A | N/A | Bag | 0.796 |  | 2.388 |  | MT | Single Family | Bathroom Faucet | 1371 | 2661.5 | Single Family | FALSE | FALSE |  |  |  | 7061.8467 | 6355.662 | Single Family_FALSE | Single Family_FALSE | Single Family_ | Single Family_ | Single Family_ | unknown | unknownSingle Family_ | unknownSingle Family_FALSE
Water_00008120 | SITE_00852 | Room_00014860 | Bathroom_2 | Bathroom | Shower / Bathtub combo with diverter valve | 2.2644 | 2.2644 |  | 2.4 |  | Primary | A few times per week | N/A | Bag | 0.8492 |  | 2.038 |  | MT | Single Family | Shower | 1371 | 2661.5 | Single Family | TRUE | TRUE | TRUE | TRUE | TRUE | 6026.8189 | 5424.137 | Single Family_TRUE | Single Family_TRUE | Single Family_TRUE | Single Family_TRUE | Single Family_TRUE | 2.5gpm | 2.5gpmSingle Family_TRUE | 2.5gpmSingle Family_TRUE
Water_00008121 | SITE_00852 | Room_00014863 | Bathroom_3 | Bathroom | Bathroom Faucet | 2.2111 | 2.2111 |  | 2.5 |  | N/A | N/A | N/A | Bag | 0.796 |  | 1.99 |  | MT | Single Family | Bathroom Faucet | 1371 | 2661.5 | Single Family | FALSE | FALSE |  |  |  | 5884.8722 | 5296.385 | Single Family_FALSE | Single Family_FALSE | Single Family_ | Single Family_ | Single Family_ | unknown | unknownSingle Family_ | unknownSingle Family_FALSE
Water_00008122 | SITE_00852 | Room_00014863 | Bathroom_3 | Bathroom | Shower / Bathtub combo with diverter valve | 2.3589 | 2.3589 |  | 2.5 |  | Secondary | A few times per year | N/A | Bag | 0.8492 |  | 2.123 |  | MT | Single Family | Shower | 1371 | 2661.5 | Single Family | TRUE | TRUE | TRUE | TRUE | TRUE | 6278.1828 | 5650.3645 | Single Family_TRUE | Single Family_TRUE | Single Family_TRUE | Single Family_TRUE | Single Family_TRUE | 2.5gpm | 2.5gpmSingle Family_TRUE | 2.5gpmSingle Family_TRUE
Water_00008123 | SITE_00852 | Room_00014867 | Bathroom_4 | Bathroom | Bathroom Faucet | 2.2111 | 2.2111 |  | 2.5 |  | N/A | N/A | N/A | Bag | 0.796 |  | 1.99 |  | MT | Single Family | Bathroom Faucet | 1371 | 2661.5 | Single Family | FALSE | FALSE |  |  |  | 5884.8722 | 5296.385 | Single Family_FALSE | Single Family_FALSE | Single Family_ | Single Family_ | Single Family_ | unknown | unknownSingle Family_ | unknownSingle Family_FALSE
Water_00008124 | SITE_00852 | Room_00014868 | Kitchen_1 | Kitchen | Kitchen Faucet | unknown |  |  |  | Unknown | N/A | N/A | N/A | Bag | 0.796 |  |  | Unknown | MT | Single Family | Kitchen Faucet | 1371 | 2661.5 | Single Family | FALSE | FALSE |  |  |  | 0 | 0 | Single Family_FALSE | Single Family_FALSE | Single Family_ | Single Family_ | Single Family_ | unknown | unknownSingle Family_ | unknownSingle Family_FALSE
Water_00008125 | SITE_00828 | Room_00014657 | Bathroom_1 | Bathroom | Bathroom Faucet | 1.15 | 1.15 |  | 1.3 |  | N/A | N/A | N/A | Bag | 0.796 |  | 1.035 |  | MT | Multifamily Residence | Bathroom Faucet | 1347 | 214.04 | Multifamily Residence | FALSE | FALSE |  |  |  | 246.146 | 221.5314 | Multifamily Residence_FALSE | Multifamily Residence_FALSE | Multifamily Residence_ | Multifamily Residence_ | Multifamily Residence_ | unknown | unknownMultifamily Residence_ | unknownMultifamily Residence_FALSE
Water_00008126 | SITE_00828 | Room_00014657 | Bathroom_1 | Bathroom | Shower / Bathtub combo with diverter valve | 2.0756 | 2.0756 |  | 2.2 |  | Primary | Daily / Almost Daily | N/A | Bag | 0.8492 |  | 1.868 |  | MT | Multifamily Residence | Shower | 1347 | 214.04 | Multifamily Residence | TRUE | TRUE | TRUE | TRUE | TRUE | 444.2519 | 399.8267 | Multifamily Residence_TRUE | Multifamily Residence_TRUE | Multifamily Residence_TRUE | Multifamily Residence_TRUE | Multifamily Residence_TRUE | 2.5gpm | 2.5gpmMultifamily Residence_TRUE | 2.5gpmMultifamily Residence_TRUE
Water_00008127 | SITE_00828 | Room_00014658 | Kitchen_1 | Kitchen | Kitchen Faucet | 1.3267 | 1.3267 |  | 1.5 |  | N/A | N/A | N/A | Bag | 0.796 |  | 1.194 |  | MT | Multifamily Residence | Kitchen Faucet | 1347 | 214.04 | Multifamily Residence | FALSE | FALSE |  |  |  | 283.9597 | 255.5638 | Multifamily Residence_FALSE | Multifamily Residence_FALSE | Multifamily Residence_ | Multifamily Residence_ | Multifamily Residence_ | unknown | unknownMultifamily Residence_ | unknownMultifamily Residence_FALSE
Water_00008128 | SITE_00825 | Room_00014624 | Kitchen_1 | Kitchen | Kitchen Faucet | 2.2111 | 2.2111 |  | 2.5 |  | N/A | N/A | N/A | Bag | 0.796 |  | 1.99 |  | MT | Single Family | Kitchen Faucet | 1344 | 2661.5 | Single Family | FALSE | FALSE |  |  |  | 5884.8722 | 5296.385 | Single Family_FALSE | Single Family_FALSE | Single Family_ | Single Family_ | Single Family_ | unknown | unknownSingle Family_ | unknownSingle Family_FALSE
Water_00008129 | SITE_00830 | Room_00014673 | Kitchen_1 | Kitchen | Kitchen Faucet | 1.7689 | 1.7689 |  | 2 |  | N/A | N/A | N/A | Bag | 0.796 |  | 1.592 |  | MT | Multifamily Residence | Kitchen Faucet | 1349 | 214.04 | Multifamily Residence | FALSE | FALSE |  |  |  | 378.613 | 340.7517 | Multifamily Residence_FALSE | Multifamily Residence_FALSE | Multifamily Residence_ | Multifamily Residence_ | Multifamily Residence_ | unknown | unknownMultifamily Residence_ | unknownMultifamily Residence_FALSE
Water_00008130 | SITE_00830 | Room_00014675 | Bathroom_1 | Bathroom | Bathroom Faucet | 1.5922 | 1.5922 |  | 1.8 |  | N/A | N/A | N/A | Bag | 0.796 |  | 1.433 |  | MT | Multifamily Residence | Bathroom Faucet | 1349 | 214.04 | Multifamily Residence | FALSE | FALSE |  |  |  | 340.7992 | 306.7193 | Multifamily Residence_FALSE | Multifamily Residence_FALSE | Multifamily Residence_ | Multifamily Residence_ | Multifamily Residence_ | unknown | unknownMultifamily Residence_ | unknownMultifamily Residence_FALSE
Water_00008131 | SITE_00830 | Room_00014675 | Bathroom_1 | Bathroom | Shower / Bathtub combo with diverter valve | 2.0756 | 2.0756 |  | 2.2 |  | Primary | A few times per month | N/A | Bag | 0.8492 |  | 1.868 |  | MT | Multifamily Residence | Shower | 1349 | 214.04 | Multifamily Residence | TRUE | TRUE | TRUE | TRUE | TRUE | 444.2519 | 399.8267 | Multifamily Residence_TRUE | Multifamily Residence_TRUE | Multifamily Residence_TRUE | Multifamily Residence_TRUE | Multifamily Residence_TRUE | 2.5gpm | 2.5gpmMultifamily Residence_TRUE | 2.5gpmMultifamily Residence_TRUE
Water_00008132 | SITE_00829 | Room_00014665 | Bathroom_1 | Bathroom | Shower / Bathtub combo with diverter valve | 2.6422 | 2.6422 |  | 2.8 |  | Secondary | A few times per year | N/A | Bag | 0.8492 |  | 2.378 |  | MT | Multifamily Residence | Shower | 1348 | 214.04 | Multifamily Residence | TRUE | TRUE | TRUE | TRUE | TRUE | 565.5412 | 508.9871 | Multifamily Residence_TRUE | Multifamily Residence_TRUE | Multifamily Residence_TRUE | Multifamily Residence_TRUE | Multifamily Residence_TRUE | gt2.5gpm | gt2.5gpmMultifamily Residence_TRUE | gt2.5gpmMultifamily Residence_TRUE
Water_00008133 | SITE_00829 | Room_00014665 | Bathroom_1 | Bathroom | Bathroom Faucet | 1.3267 | 1.3267 |  | 1.5 |  | N/A | N/A | N/A | Bag | 0.796 |  | 1.194 |  | MT | Multifamily Residence | Bathroom Faucet | 1348 | 214.04 | Multifamily Residence | FALSE | FALSE |  |  |  | 283.9597 | 255.5638 | Multifamily Residence_FALSE | Multifamily Residence_FALSE | Multifamily Residence_ | Multifamily Residence_ | Multifamily Residence_ | unknown | unknownMultifamily Residence_ | unknownMultifamily Residence_FALSE
Water_00008134 | SITE_00829 | Room_00014666 | Kitchen_1 | Kitchen | Kitchen Faucet | 2.2 | 1.3267 | 2.2 | 1.5 |  | N/A | N/A | N/A | Bag | 0.796 |  | 1.194 |  | MT | Multifamily Residence | Kitchen Faucet | 1348 | 214.04 | Multifamily Residence | FALSE | FALSE |  |  |  | 470.888 | 255.5638 | Multifamily Residence_FALSE | Multifamily Residence_FALSE | Multifamily Residence_ | Multifamily Residence_ | Multifamily Residence_ | unknown | unknownMultifamily Residence_ | unknownMultifamily Residence_FALSE
Water_00008135 | SITE_00829 | Room_00014669 | Bathroom_2 | Bathroom | Bathroom Faucet | 2.2 | 1.2378 | 2.2 | 1.4 |  | N/A | N/A | N/A | Bag | 0.796 |  | 1.114 |  | MT | Multifamily Residence | Bathroom Faucet | 1348 | 214.04 | Multifamily Residence | FALSE | FALSE |  |  |  | 470.888 | 238.4406 | Multifamily Residence_FALSE | Multifamily Residence_FALSE | Multifamily Residence_ | Multifamily Residence_ | Multifamily Residence_ | unknown | unknownMultifamily Residence_ | unknownMultifamily Residence_FALSE
Water_00008136 | SITE_00829 | Room_00014669 | Bathroom_2 | Bathroom | Bathroom Faucet | 2.2 | 1.2378 | 2.2 | 1.4 |  | N/A | N/A | N/A | Bag | 0.796 |  | 1.114 |  | MT | Multifamily Residence | Bathroom Faucet | 1348 | 214.04 | Multifamily Residence | FALSE | FALSE |  |  |  | 470.888 | 238.4406 | Multifamily Residence_FALSE | Multifamily Residence_FALSE | Multifamily Residence_ | Multifamily Residence_ | Multifamily Residence_ | unknown | unknownMultifamily Residence_ | unknownMultifamily Residence_FALSE
Water_00008137 | SITE_00829 | Room_00014669 | Bathroom_2 | Bathroom | Shower | 2.5 | 0.94333 | 2.5 | 1 |  | Primary | Daily / Almost Daily | N/A | Bag | 0.8492 |  | 0.849 |  | MT | Multifamily Residence | Shower | 1348 | 214.04 | Multifamily Residence | TRUE | FALSE | TRUE | TRUE | TRUE | 535.1 | 181.72 | Multifamily Residence_TRUE | Multifamily Residence_FALSE | Multifamily Residence_TRUE | Multifamily Residence_TRUE | Multifamily Residence_TRUE | 2.5gpm | 2.5gpmMultifamily Residence_TRUE | 2.5gpmMultifamily Residence_TRUE
Water_00008138 | SITE_00404 | Room_00009270 | Bathroom_6 | Bathroom | Bathroom Faucet | 2.2 | 2.4322 | 2.2 | 2.75 |  | N/A | N/A | N/A | Bag | 0.796 |  | 2.189 |  | ID | Single Family | Bathroom Faucet | 924 | 4610.02 | Single Family | FALSE | FALSE |  |  |  | 10142.044 | 10091.3338 | Single Family_FALSE | Single Family_FALSE | Single Family_ | Single Family_ | Single Family_ | unknown | unknownSingle Family_ | unknownSingle Family_FALSE
Water_00008139 | SITE_00404 | Room_00009270 | Bathroom_6 | Bathroom | Shower / Bathtub combo with diverter valve | 2.5 | 3.0667 | 2.5 | 3.25 |  | Secondary | Daily / Almost Daily | N/A | Bag | 0.8492 |  | 2.76 |  | ID | Single Family | Shower | 924 | 4610.02 | Single Family | TRUE | TRUE | TRUE | TRUE | TRUE | 11525.05 | 12723.6552 | Single Family_TRUE | Single Family_TRUE | Single Family_TRUE | Single Family_TRUE | Single Family_TRUE | 2.5gpm | 2.5gpmSingle Family_TRUE | 2.5gpmSingle Family_TRUE
Water_00008140 | SITE_00404 | Room_00009277 | Kitchen_1 | Kitchen | Kitchen Faucet | 2.6533 | 2.6533 |  | 3 |  | N/A | N/A | N/A | Bag | 0.796 |  | 2.388 |  | ID | Single Family | Kitchen Faucet | 924 | 4610.02 | Single Family | FALSE | FALSE |  |  |  | 12231.9197 | 11008.7278 | Single Family_FALSE | Single Family_FALSE | Single Family_ | Single Family_ | Single Family_ | unknown | unknownSingle Family_ | unknownSingle Family_FALSE
Water_00008141 | SITE_00404 | Room_00009280 | Bathroom_1 | Bathroom | Bathroom Faucet | 1.99 | 1.99 |  | 2.25 |  | N/A | N/A | N/A | Bag | 0.796 |  | 1.791 |  | ID | Single Family | Bathroom Faucet | 924 | 4610.02 | Single Family | FALSE | FALSE |  |  |  | 9173.9398 | 8256.5458 | Single Family_FALSE | Single Family_FALSE | Single Family_ | Single Family_ | Single Family_ | unknown | unknownSingle Family_ | unknownSingle Family_FALSE
Water_00008142 | SITE_00404 | Room_00009280 | Bathroom_1 | Bathroom | Shower | 2.3589 | 2.3589 |  | 2.5 |  | Primary | Daily / Almost Daily | N/A | Bag | 0.8492 |  | 2.123 |  | ID | Single Family | Shower | 924 | 4610.02 | Single Family | TRUE | FALSE | TRUE | TRUE | TRUE | 10874.525 | 9787.0725 | Single Family_TRUE | Single Family_FALSE | Single Family_TRUE | Single Family_TRUE | Single Family_TRUE | 2.5gpm | 2.5gpmSingle Family_TRUE | 2.5gpmSingle Family_TRUE
Water_00008143 | SITE_00299 | Room_00008753 | Kitchen_1 | Kitchen | Kitchen Faucet | 2.2 | 1.1056 | 2.2 | 1.25 |  | N/A | N/A | N/A | Bag | 0.796 |  | 0.995 |  | ID | Manufactured | Kitchen Faucet | 819 | 1097.77 | Manufactured | FALSE | FALSE |  |  |  | 2415.094 | 1092.2812 | Manufactured_FALSE | Manufactured_FALSE | Manufactured_ | Manufactured_ | Manufactured_ | unknown | unknownManufactured_ | unknownManufactured_FALSE
Water_00008144 | SITE_00299 | Room_00008757 | Bathroom_1 | Bathroom | Bathroom Faucet | 2 | 1.0611 | 2 | 1.2 |  | N/A | N/A | N/A | Bag | 0.796 |  | 0.955 |  | ID | Manufactured | Bathroom Faucet | 819 | 1097.77 | Manufactured | FALSE | FALSE |  |  |  | 2195.54 | 1048.3703 | Manufactured_FALSE | Manufactured_FALSE | Manufactured_ | Manufactured_ | Manufactured_ | unknown | unknownManufactured_ | unknownManufactured_FALSE
Water_00008145 | SITE_00299 | Room_00008757 | Bathroom_1 | Bathroom | Bathroom Faucet | 2 | 1.3267 | 2 | 1.5 |  | N/A | N/A | N/A | Bag | 0.796 |  | 1.194 |  | ID | Manufactured | Bathroom Faucet | 819 | 1097.77 | Manufactured | FALSE | FALSE |  |  |  | 2195.54 | 1310.7374 | Manufactured_FALSE | Manufactured_FALSE | Manufactured_ | Manufactured_ | Manufactured_ | unknown | unknownManufactured_ | unknownManufactured_FALSE
Water_00008146 | SITE_00299 | Room_00008757 | Bathroom_1 | Bathroom | Shower / Bathtub combo with diverter valve | 2.5 | 2.5944 | 2.5 | 2.75 |  | All used about the same | Daily / Almost Daily | N/A | Bag | 0.8492 |  | 2.335 |  | ID | Manufactured | Shower | 819 | 1097.77 | Manufactured | TRUE | TRUE | TRUE | TRUE | TRUE | 2744.425 | 2563.293 | Manufactured_TRUE | Manufactured_TRUE | Manufactured_TRUE | Manufactured_TRUE | Manufactured_TRUE | 2.5gpm | 2.5gpmManufactured_TRUE | 2.5gpmManufactured_TRUE
Water_00008147 | SITE_00299 | Room_00008760 | Bathroom_2 | Bathroom | Bathroom Faucet | 2 | 1.3267 | 2 | 1.5 |  | N/A | N/A | N/A | Bag | 0.796 |  | 1.194 |  | ID | Manufactured | Bathroom Faucet | 819 | 1097.77 | Manufactured | FALSE | FALSE |  |  |  | 2195.54 | 1310.7374 | Manufactured_FALSE | Manufactured_FALSE | Manufactured_ | Manufactured_ | Manufactured_ | unknown | unknownManufactured_ | unknownManufactured_FALSE
Water_00008148 | SITE_00299 | Room_00008760 | Bathroom_2 | Bathroom | Shower / Bathtub combo with diverter valve | 2.5 | 3.0667 | 2.5 | 3.25 |  | All used about the same | Daily / Almost Daily | N/A | Bag | 0.8492 |  | 2.76 |  | ID | Manufactured | Shower | 819 | 1097.77 | Manufactured | TRUE | TRUE | TRUE | TRUE | TRUE | 2744.425 | 3029.8452 | Manufactured_TRUE | Manufactured_TRUE | Manufactured_TRUE | Manufactured_TRUE | Manufactured_TRUE | 2.5gpm | 2.5gpmManufactured_TRUE | 2.5gpmManufactured_TRUE
Water_00008149 | SITE_00398 | Room_00009168 | Kitchen_1 | Kitchen | Kitchen Faucet | 2.2 | 1.7689 | 2.2 | 2 |  | N/A | N/A | N/A | Bag | 0.796 |  | 1.592 |  | ID | Single Family | Kitchen Faucet | 918 | 4702.18 | Single Family | FALSE | FALSE |  |  |  | 10344.796 | 7485.8706 | Single Family_FALSE | Single Family_FALSE | Single Family_ | Single Family_ | Single Family_ | unknown | unknownSingle Family_ | unknownSingle Family_FALSE
Water_00008150 | SITE_00398 | Room_00009170 | Bathroom_1 | Bathroom | Bathroom Faucet | 2.2 | 1.9456 | 2.2 | 2.2 |  | N/A | N/A | N/A | Bag | 0.796 |  | 1.751 |  | ID | Single Family | Bathroom Faucet | 918 | 4702.18 | Single Family | FALSE | FALSE |  |  |  | 10344.796 | 8233.5172 | Single Family_FALSE | Single Family_FALSE | Single Family_ | Single Family_ | Single Family_ | unknown | unknownSingle Family_ | unknownSingle Family_FALSE
Water_00008151 | SITE_00398 | Room_00009170 | Bathroom_1 | Bathroom | Shower | 2.8311 | 2.8311 |  | 3 |  | Unknown | Daily / Almost Daily | N/A | Bag | 0.8492 |  | 2.548 |  | ID | Single Family | Shower | 918 | 4702.18 | Single Family | TRUE | FALSE | TRUE | TRUE | TRUE | 13312.394 | 11981.1546 | Single Family_TRUE | Single Family_FALSE | Single Family_TRUE | Single Family_TRUE | Single Family_TRUE | gt2.5gpm | gt2.5gpmSingle Family_TRUE | gt2.5gpmSingle Family_TRUE
Water_00008152 | SITE_00398 | Room_00009173 | Bathroom_2 | Bathroom | Bathroom Faucet | 0.70778 | 0.70778 |  | 0.8 |  | N/A | N/A | N/A | Bag | 0.796 |  | 0.637 |  | ID | Single Family | Bathroom Faucet | 918 | 4702.18 | Single Family | FALSE | FALSE |  |  |  | 3328.0985 | 2995.2887 | Single Family_FALSE | Single Family_FALSE | Single Family_ | Single Family_ | Single Family_ | unknown | unknownSingle Family_ | unknownSingle Family_FALSE
Water_00008153 | SITE_00398 | Room_00009173 | Bathroom_2 | Bathroom | Shower / Bathtub combo with diverter valve | 2.3589 | 2.3589 |  | 2.5 |  | Unknown | Daily / Almost Daily | N/A | Bag | 0.8492 |  | 2.123 |  | ID | Single Family | Shower | 918 | 4702.18 | Single Family | TRUE | TRUE | TRUE | TRUE | TRUE | 11091.9202 | 9982.7281 | Single Family_TRUE | Single Family_TRUE | Single Family_TRUE | Single Family_TRUE | Single Family_TRUE | 2.5gpm | 2.5gpmSingle Family_TRUE | 2.5gpmSingle Family_TRUE
Water_00008154 | SITE_00398 | Room_00009182 | Bathroom_3 | Bathroom | Bathroom Faucet | 0.70778 | 0.70778 |  | 0.8 |  | N/A | N/A | N/A | Bag | 0.796 |  | 0.637 |  | ID | Single Family | Bathroom Faucet | 918 | 4702.18 | Single Family | FALSE | FALSE |  |  |  | 3328.0985 | 2995.2887 | Single Family_FALSE | Single Family_FALSE | Single Family_ | Single Family_ | Single Family_ | unknown | unknownSingle Family_ | unknownSingle Family_FALSE
Water_00008155 | SITE_00408 | Room_00009341 | Bathroom_1 | Bathroom | Bathroom Faucet | 1.9456 | 1.9456 |  | 2.2 |  | N/A | N/A | N/A | Bag | 0.796 |  | 1.751 |  | ID | Single Family | Bathroom Faucet | 928 | 4610.02 | Single Family | FALSE | FALSE |  |  |  | 8969.05 | 8072.145 | Single Family_FALSE | Single Family_FALSE | Single Family_ | Single Family_ | Single Family_ | unknown | unknownSingle Family_ | unknownSingle Family_FALSE
Water_00008156 | SITE_00408 | Room_00009345 | Kitchen_1 | Kitchen | Kitchen Faucet | 1.5 | 1.7689 | 1.5 | 2 |  | N/A | N/A | N/A | Bag | 0.796 |  | 1.592 |  | ID | Single Family | Kitchen Faucet | 928 | 4610.02 | Single Family | FALSE | FALSE |  |  |  | 6915.03 | 7339.1518 | Single Family_FALSE | Single Family_FALSE | Single Family_ | Single Family_ | Single Family_ | unknown | unknownSingle Family_ | unknownSingle Family_FALSE
Water_00008157 | SITE_00408 | Room_00009352 | Bathroom_2 | Bathroom | Bathroom Faucet | 1.8578 | 1.8578 |  | 2.1 |  | N/A | N/A | N/A | Bag | 0.796 |  | 1.672 |  | ID | Single Family | Bathroom Faucet | 928 | 4610.02 | Single Family | FALSE | FALSE |  |  |  | 8564.3927 | 7707.9534 | Single Family_FALSE | Single Family_FALSE | Single Family_ | Single Family_ | Single Family_ | unknown | unknownSingle Family_ | unknownSingle Family_FALSE
Water_00008158 | SITE_00408 | Room_00009352 | Bathroom_2 | Bathroom | Bathroom Faucet | 1.8578 | 1.8578 |  | 2.1 |  | N/A | N/A | N/A | Bag | 0.796 |  | 1.672 |  | ID | Single Family | Bathroom Faucet | 928 | 4610.02 | Single Family | FALSE | FALSE |  |  |  | 8564.3927 | 7707.9534 | Single Family_FALSE | Single Family_FALSE | Single Family_ | Single Family_ | Single Family_ | unknown | unknownSingle Family_ | unknownSingle Family_FALSE
Water_00008159 | SITE_00408 | Room_00009352 | Bathroom_2 | Bathroom | Shower | 5.6611 | 5.6611 |  | 6 |  | Primary | Daily / Almost Daily | N/A | Bag | 0.8492 |  | 5.095 |  | ID | Single Family | Shower | 928 | 4610.02 | Single Family | TRUE | FALSE | TRUE | TRUE | TRUE | 26097.8354 | 23488.0519 | Single Family_TRUE | Single Family_FALSE | Single Family_TRUE | Single Family_TRUE | Single Family_TRUE | gt2.5gpm | gt2.5gpmSingle Family_TRUE | gt2.5gpmSingle Family_TRUE
Water_00008160 | SITE_00408 | Room_00009352 | Bathroom_2 | Bathroom | Bathtub | unknown |  |  |  | N/A | N/A | N/A | N/A | Unknown |  | N/A |  | N/A | ID | Single Family | Bathtub | 928 | 4610.02 | Single Family | FALSE | FALSE |  |  |  | 0 | 0 | Single Family_FALSE | Single Family_FALSE | Single Family_ | Single Family_ | Single Family_ | unknown | unknownSingle Family_ | unknownSingle Family_FALSE
Water_00008161 | SITE_00408 | Room_00009355 | Bathroom_3 | Bathroom | Bathroom Faucet | 2 | 1.9456 | 2 | 2.2 |  | N/A | N/A | N/A | Bag | 0.796 |  | 1.751 |  | ID | Single Family | Bathroom Faucet | 928 | 4610.02 | Single Family | FALSE | FALSE |  |  |  | 9220.04 | 8072.145 | Single Family_FALSE | Single Family_FALSE | Single Family_ | Single Family_ | Single Family_ | unknown | unknownSingle Family_ | unknownSingle Family_FALSE
Water_00008162 | SITE_00408 | Room_00009355 | Bathroom_3 | Bathroom | Shower | 2.5 | 3.1133 | 2.5 | 3.3 |  | Secondary | A few times per month | N/A | Bag | 0.8492 |  | 2.802 |  | ID | Single Family | Shower | 928 | 4610.02 | Single Family | TRUE | FALSE | TRUE | TRUE | TRUE | 11525.05 | 12917.276 | Single Family_TRUE | Single Family_FALSE | Single Family_TRUE | Single Family_TRUE | Single Family_TRUE | 2.5gpm | 2.5gpmSingle Family_TRUE | 2.5gpmSingle Family_TRUE
Water_00008163 | SITE_00408 | Room_00009359 | Bathroom_4 | Bathroom | Bathroom Faucet | 2.2 | 2.2111 | 2.2 | 2.5 |  | N/A | N/A | N/A | Bag | 0.796 |  | 1.99 |  | ID | Single Family | Bathroom Faucet | 928 | 4610.02 | Single Family | FALSE | FALSE |  |  |  | 10142.044 | 9173.9398 | Single Family_FALSE | Single Family_FALSE | Single Family_ | Single Family_ | Single Family_ | unknown | unknownSingle Family_ | unknownSingle Family_FALSE
Water_00008164 | SITE_00408 | Room_00009359 | Bathroom_4 | Bathroom | Shower | 2.5 | 2.8311 | 2.5 | 3 |  | Secondary | A few times per year | N/A | Bag | 0.8492 |  | 2.548 |  | ID | Single Family | Shower | 928 | 4610.02 | Single Family | TRUE | FALSE | TRUE | TRUE | TRUE | 11525.05 | 11746.331 | Single Family_TRUE | Single Family_FALSE | Single Family_TRUE | Single Family_TRUE | Single Family_TRUE | 2.5gpm | 2.5gpmSingle Family_TRUE | 2.5gpmSingle Family_TRUE
Water_00008165 | SITE_00407 | Room_00009325 | Bathroom_1 | Bathroom | Bathroom Faucet | 3.7144 | 3.7144 |  | 4.2 |  | N/A | N/A | N/A | Bag | 0.796 |  | 3.343 |  | ID | Single Family | Bathroom Faucet | 927 | 4610.02 | Single Family | FALSE | FALSE |  |  |  | 17123.6632 | 15411.2969 | Single Family_FALSE | Single Family_FALSE | Single Family_ | Single Family_ | Single Family_ | unknown | unknownSingle Family_ | unknownSingle Family_FALSE
Water_00008166 | SITE_00407 | Room_00009325 | Bathroom_1 | Bathroom | Shower / Bathtub combo with diverter valve | 2.3589 | 2.3589 |  | 2.5 |  | Secondary | A few times per year | N/A | Bag | 0.8492 |  | 2.123 |  | ID | Single Family | Shower | 927 | 4610.02 | Single Family | TRUE | TRUE | TRUE | TRUE | TRUE | 10874.525 | 9787.0725 | Single Family_TRUE | Single Family_TRUE | Single Family_TRUE | Single Family_TRUE | Single Family_TRUE | 2.5gpm | 2.5gpmSingle Family_TRUE | 2.5gpmSingle Family_TRUE
Water_00008167 | SITE_00407 | Room_00009330 | Kitchen_1 | Kitchen | Kitchen Faucet | 2 | 3.0956 | 2 | 3.5 |  | N/A | N/A | N/A | Bag | 0.796 |  | 2.786 |  | ID | Single Family | Kitchen Faucet | 927 | 4610.02 | Single Family | FALSE | FALSE |  |  |  | 9220.04 | 12843.5157 | Single Family_FALSE | Single Family_FALSE | Single Family_ | Single Family_ | Single Family_ | unknown | unknownSingle Family_ | unknownSingle Family_FALSE
Water_00008168 | SITE_00407 | Room_00009335 | Bathroom_2 | Bathroom | Bathroom Faucet | 2.2 |  | 2.2 |  | Unknown | N/A | N/A | Could not test, sink full | Bag | 0.796 |  |  | Unknown | ID | Single Family | Bathroom Faucet | 927 | 4610.02 | Single Family | FALSE | FALSE |  |  |  | 10142.044 | 0 | Single Family_FALSE | Single Family_FALSE | Single Family_ | Single Family_ | Single Family_ | unknown | unknownSingle Family_ | unknownSingle Family_FALSE
Water_00008169 | SITE_00407 | Room_00009335 | Bathroom_2 | Bathroom | Bathroom Faucet | 2.2 | 3.0956 | 2.2 | 3.5 |  | N/A | N/A | N/A | Bag | 0.796 |  | 2.786 |  | ID | Single Family | Bathroom Faucet | 927 | 4610.02 | Single Family | FALSE | FALSE |  |  |  | 10142.044 | 12843.5157 | Single Family_FALSE | Single Family_FALSE | Single Family_ | Single Family_ | Single Family_ | unknown | unknownSingle Family_ | unknownSingle Family_FALSE
Water_00008170 | SITE_00407 | Room_00009335 | Bathroom_2 | Bathroom | Shower | 2.5 | 2.3589 | 2.5 | 2.5 |  | Primary | Daily / Almost Daily | N/A | Bag | 0.8492 |  | 2.123 |  | ID | Single Family | Shower | 927 | 4610.02 | Single Family | TRUE | FALSE | TRUE | TRUE | TRUE | 11525.05 | 9787.0725 | Single Family_TRUE | Single Family_FALSE | Single Family_TRUE | Single Family_TRUE | Single Family_TRUE | 2.5gpm | 2.5gpmSingle Family_TRUE | 2.5gpmSingle Family_TRUE
Water_00008171 | SITE_00391 | Room_00009067 | Kitchen_1 | Kitchen | Kitchen Faucet | 1.5 | 1.4156 | 1.5 | 1.6 |  | N/A | N/A | N/A | Bag | 0.796 |  | 1.274 |  | ID | Single Family | Kitchen Faucet | 911 | 4610.02 | Single Family | FALSE | FALSE |  |  |  | 6915.03 | 5873.1655 | Single Family_FALSE | Single Family_FALSE | Single Family_ | Single Family_ | Single Family_ | unknown | unknownSingle Family_ | unknownSingle Family_FALSE
Water_00008172 | SITE_00391 | Room_00009069 | Bathroom_1 | Bathroom | Bathroom Faucet | 1.9456 | 1.9456 |  | 2.2 |  | N/A | N/A | N/A | Bag | 0.796 |  | 1.751 |  | ID | Single Family | Bathroom Faucet | 911 | 4610.02 | Single Family | FALSE | FALSE |  |  |  | 8969.05 | 8072.145 | Single Family_FALSE | Single Family_FALSE | Single Family_ | Single Family_ | Single Family_ | unknown | unknownSingle Family_ | unknownSingle Family_FALSE
Water_00008173 | SITE_00391 | Room_00009069 | Bathroom_1 | Bathroom | Shower / Bathtub combo with diverter valve | 2.5 | 2.8311 | 2.5 | 3 |  | Primary | Daily / Almost Daily | N/A | Bag | 0.8492 |  | 2.548 |  | ID | Single Family | Shower | 911 | 4610.02 | Single Family | TRUE | TRUE | TRUE | TRUE | TRUE | 11525.05 | 11746.331 | Single Family_TRUE | Single Family_TRUE | Single Family_TRUE | Single Family_TRUE | Single Family_TRUE | 2.5gpm | 2.5gpmSingle Family_TRUE | 2.5gpmSingle Family_TRUE
Water_00008174 | SITE_00219 | Room_00008497 | Kitchen_1 | Kitchen | Kitchen Faucet | 2.2 | 2.6533 | 2.2 | 3 |  | N/A | N/A | N/A | Bag | 0.796 |  | 2.388 |  | ID | Single Family | Kitchen Faucet | 739 | 4702.18 | Single Family | FALSE | FALSE |  |  |  | 10344.796 | 11228.8058 | Single Family_FALSE | Single Family_FALSE | Single Family_ | Single Family_ | Single Family_ | unknown | unknownSingle Family_ | unknownSingle Family_FALSE
Water_00008175 | SITE_00219 | Room_00008508 | Bathroom_1 | Bathroom | Bathroom Faucet | 2.2 | 2.2111 | 2.2 | 2.5 |  | N/A | N/A | N/A | Bag | 0.796 |  | 1.99 |  | ID | Single Family | Bathroom Faucet | 739 | 4702.18 | Single Family | FALSE | FALSE |  |  |  | 10344.796 | 9357.3382 | Single Family_FALSE | Single Family_FALSE | Single Family_ | Single Family_ | Single Family_ | unknown | unknownSingle Family_ | unknownSingle Family_FALSE
Water_00008176 | SITE_00219 | Room_00008508 | Bathroom_1 | Bathroom | Bathroom Faucet | 2.2 | 2.2111 | 2.2 | 2.5 |  | N/A | N/A | N/A | Bag | 0.796 |  | 1.99 |  | ID | Single Family | Bathroom Faucet | 739 | 4702.18 | Single Family | FALSE | FALSE |  |  |  | 10344.796 | 9357.3382 | Single Family_FALSE | Single Family_FALSE | Single Family_ | Single Family_ | Single Family_ | unknown | unknownSingle Family_ | unknownSingle Family_FALSE
Water_00008177 | SITE_00219 | Room_00008508 | Bathroom_1 | Bathroom | Shower | 2 |  | 2 |  | Unknown | Primary | Daily / Almost Daily | Shower head too large to measure | Bag | 0.8492 |  |  | Unknown | ID | Single Family | Shower | 739 | 4702.18 | Single Family | TRUE | FALSE | TRUE | FALSE | FALSE | 9404.36 | 0 | Single Family_TRUE | Single Family_FALSE | Single Family_TRUE | Single Family_FALSE | Single Family_FALSE | unknown | unknownSingle Family_FALSE | unknownSingle Family_TRUE
Water_00008178 | SITE_00219 | Room_00008508 | Bathroom_1 | Bathroom | Bathtub | unknown |  |  |  | N/A | N/A | N/A | N/A | Unknown |  | N/A |  | N/A | ID | Single Family | Bathtub | 739 | 4702.18 | Single Family | FALSE | FALSE |  |  |  | 0 | 0 | Single Family_FALSE | Single Family_FALSE | Single Family_ | Single Family_ | Single Family_ | unknown | unknownSingle Family_ | unknownSingle Family_FALSE
Water_00008179 | SITE_00219 | Room_00008512 | Bathroom_2 | Bathroom | Bathroom Faucet | 2.2 | 2.6533 | 2.2 | 3 |  | N/A | N/A | N/A | Bag | 0.796 |  | 2.388 |  | ID | Single Family | Bathroom Faucet | 739 | 4702.18 | Single Family | FALSE | FALSE |  |  |  | 10344.796 | 11228.8058 | Single Family_FALSE | Single Family_FALSE | Single Family_ | Single Family_ | Single Family_ | unknown | unknownSingle Family_ | unknownSingle Family_FALSE
Water_00008180 | SITE_00219 | Room_00008514 | Bathroom_4 | Bathroom | Shower / Bathtub combo with diverter valve | 3.7744 | 3.7744 |  | 4 |  | Secondary | A few times per year | N/A | Bag | 0.8492 |  | 3.397 |  | ID | Single Family | Shower | 739 | 4702.18 | Single Family | TRUE | TRUE | TRUE | TRUE | TRUE | 17748.1172 | 15973.3055 | Single Family_TRUE | Single Family_TRUE | Single Family_TRUE | Single Family_TRUE | Single Family_TRUE | gt2.5gpm | gt2.5gpmSingle Family_TRUE | gt2.5gpmSingle Family_TRUE
Water_00008181 | SITE_00219 | Room_00008514 | Bathroom_4 | Bathroom | Bathroom Faucet | 2.2 | 1.9456 | 2.2 | 2.2 |  | N/A | N/A | N/A | Bag | 0.796 |  | 1.751 |  | ID | Single Family | Bathroom Faucet | 739 | 4702.18 | Single Family | FALSE | FALSE |  |  |  | 10344.796 | 8233.5172 | Single Family_FALSE | Single Family_FALSE | Single Family_ | Single Family_ | Single Family_ | unknown | unknownSingle Family_ | unknownSingle Family_FALSE
Water_00008182 | SITE_00219 | Room_00008515 | Bathroom_5 | Bathroom | Bathroom Faucet | 2.2 | 1.9456 | 2.2 | 2.2 |  | N/A | N/A | N/A | Bag | 0.796 |  | 1.751 |  | ID | Single Family | Bathroom Faucet | 739 | 4702.18 | Single Family | FALSE | FALSE |  |  |  | 10344.796 | 8233.5172 | Single Family_FALSE | Single Family_FALSE | Single Family_ | Single Family_ | Single Family_ | unknown | unknownSingle Family_ | unknownSingle Family_FALSE
Water_00008183 | SITE_00219 | Room_00008515 | Bathroom_5 | Bathroom | Shower / Bathtub combo with diverter valve | 3.7744 | 3.7744 |  | 4 |  | Secondary | A few times per year | N/A | Bag | 0.8492 |  | 3.397 |  | ID | Single Family | Shower | 739 | 4702.18 | Single Family | TRUE | TRUE | TRUE | TRUE | TRUE | 17748.1172 | 15973.3055 | Single Family_TRUE | Single Family_TRUE | Single Family_TRUE | Single Family_TRUE | Single Family_TRUE | gt2.5gpm | gt2.5gpmSingle Family_TRUE | gt2.5gpmSingle Family_TRUE
Water_00008184 | SITE_00399 | Room_00009195 | Kitchen_1 | Kitchen | Kitchen Faucet | 2.6533 | 2.6533 |  | 3 |  | N/A | N/A | N/A | Bag | 0.796 |  | 2.388 |  | ID | Single Family | Kitchen Faucet | 919 | 4610.02 | Single Family | FALSE | FALSE |  |  |  | 12231.9197 | 11008.7278 | Single Family_FALSE | Single Family_FALSE | Single Family_ | Single Family_ | Single Family_ | unknown | unknownSingle Family_ | unknownSingle Family_FALSE
Water_00008185 | SITE_00414 | Room_00009430 | Bathroom_6 | Bathroom | Bathroom Faucet | 1.0611 | 1.0611 |  | 1.2 |  | N/A | N/A | N/A | Bag | 0.796 |  | 0.955 |  | ID | Single Family | Bathroom Faucet | 934 | 4610.02 | Single Family | FALSE | FALSE |  |  |  | 4891.7434 | 4402.5691 | Single Family_FALSE | Single Family_FALSE | Single Family_ | Single Family_ | Single Family_ | unknown | unknownSingle Family_ | unknownSingle Family_FALSE
Water_00008186 | SITE_00414 | Room_00009430 | Bathroom_6 | Bathroom | Shower / Bathtub combo with diverter valve | 2.5 | 2.3589 | 2.5 | 2.5 |  | Secondary | A few times per year | N/A | Bag | 0.8492 |  | 2.123 |  | ID | Single Family | Shower | 934 | 4610.02 | Single Family | TRUE | TRUE | TRUE | TRUE | TRUE | 11525.05 | 9787.0725 | Single Family_TRUE | Single Family_TRUE | Single Family_TRUE | Single Family_TRUE | Single Family_TRUE | 2.5gpm | 2.5gpmSingle Family_TRUE | 2.5gpmSingle Family_TRUE
Water_00008187 | SITE_00416 | Room_00009450 | Kitchen_1 | Kitchen | Kitchen Faucet | 2.2 | 2.2111 | 2.2 | 2.5 |  | N/A | N/A | N/A | Bag | 0.796 |  | 1.99 |  | ID | Single Family | Kitchen Faucet | 936 | 4702.18 | Single Family | FALSE | FALSE |  |  |  | 10344.796 | 9357.3382 | Single Family_FALSE | Single Family_FALSE | Single Family_ | Single Family_ | Single Family_ | unknown | unknownSingle Family_ | unknownSingle Family_FALSE
Water_00008188 | SITE_00416 | Room_00009454 | Bathroom_2 | Bathroom | Shower / Bathtub combo with diverter valve | 1.75 | 1.8867 | 1.75 | 2 |  | Secondary | A few times per month | N/A | Bag | 0.8492 |  | 1.698 |  | ID | Single Family | Shower | 936 | 4702.18 | Single Family | TRUE | TRUE | TRUE | TRUE | TRUE | 8228.815 | 7984.3016 | Single Family_TRUE | Single Family_TRUE | Single Family_TRUE | Single Family_TRUE | Single Family_TRUE | 1.8gpm | 1.8gpmSingle Family_TRUE | 1.8gpmSingle Family_TRUE
Water_00008189 | SITE_00416 | Room_00009454 | Bathroom_2 | Bathroom | Bathroom Faucet | 2.2 | 2.1222 | 2.2 | 2.4 |  | N/A | N/A | N/A | Bag | 0.796 |  | 1.91 |  | ID | Single Family | Bathroom Faucet | 936 | 4702.18 | Single Family | FALSE | FALSE |  |  |  | 10344.796 | 8981.1638 | Single Family_FALSE | Single Family_FALSE | Single Family_ | Single Family_ | Single Family_ | unknown | unknownSingle Family_ | unknownSingle Family_FALSE
Water_00008190 | SITE_00416 | Room_00009453 | Bathroom_1 | Bathroom | Bathroom Faucet | 2.2 | 2.2111 | 2.2 | 2.5 |  | N/A | N/A | N/A | Bag | 0.796 |  | 1.99 |  | ID | Single Family | Bathroom Faucet | 936 | 4702.18 | Single Family | FALSE | FALSE |  |  |  | 10344.796 | 9357.3382 | Single Family_FALSE | Single Family_FALSE | Single Family_ | Single Family_ | Single Family_ | unknown | unknownSingle Family_ | unknownSingle Family_FALSE
Water_00008191 | SITE_00416 | Room_00009453 | Bathroom_1 | Bathroom | Shower / Bathtub combo with diverter valve | 2.5 | 2.3589 | 2.5 | 2.5 |  | Secondary | Unknown | N/A | Bag | 0.8492 |  | 2.123 |  | ID | Single Family | Shower | 936 | 4702.18 | Single Family | TRUE | TRUE | TRUE | TRUE | TRUE | 11755.45 | 9982.7281 | Single Family_TRUE | Single Family_TRUE | Single Family_TRUE | Single Family_TRUE | Single Family_TRUE | 2.5gpm | 2.5gpmSingle Family_TRUE | 2.5gpmSingle Family_TRUE
Water_00008192 | SITE_00221 | Room_00008539 | Kitchen_1 | Kitchen | Kitchen Faucet | 1.9456 | 1.9456 |  | 2.2 |  | N/A | N/A | Faucet had filter on it. Shouldn't have really changed gpm. Gpm not listed or eroded away | Bag | 0.796 |  | 1.751 |  | ID | Manufactured | Kitchen Faucet | 741 | 626.07 | Manufactured | FALSE | FALSE |  |  |  | 1218.054 | 1096.2486 | Manufactured_FALSE | Manufactured_FALSE | Manufactured_ | Manufactured_ | Manufactured_ | unknown | unknownManufactured_ | unknownManufactured_FALSE
Water_00008193 | SITE_00221 | Room_00008540 | Bathroom_1 | Bathroom | Bathroom Faucet | 3.98 | 3.98 |  | 4.5 |  | N/A | N/A | Gpm not listed or illegible | Bag | 0.796 |  | 3.582 |  | ID | Manufactured | Bathroom Faucet | 741 | 626.07 | Manufactured | FALSE | FALSE |  |  |  | 2491.7586 | 2242.5827 | Manufactured_FALSE | Manufactured_FALSE | Manufactured_ | Manufactured_ | Manufactured_ | unknown | unknownManufactured_ | unknownManufactured_FALSE
Water_00008194 | SITE_00221 | Room_00008540 | Bathroom_1 | Bathroom | Shower / Bathtub combo with diverter valve | 2.0756 | 2.0756 |  | 2.2 |  | Secondary | A few times per year | Teledyne water pin super save shower head. Gpm not listed | Bag | 0.8492 |  | 1.868 |  | ID | Manufactured | Shower | 741 | 626.07 | Manufactured | TRUE | TRUE | TRUE | TRUE | TRUE | 1299.4431 | 1169.4988 | Manufactured_TRUE | Manufactured_TRUE | Manufactured_TRUE | Manufactured_TRUE | Manufactured_TRUE | 2.5gpm | 2.5gpmManufactured_TRUE | 2.5gpmManufactured_TRUE
Water_00008195 | SITE_00204 | Room_00008351 | Kitchen_1 | Kitchen | Kitchen Faucet | 1.5 | 1.3267 | 1.5 | 1.5 |  | N/A | N/A | N/A | Bag | 0.796 |  | 1.194 |  | ID | Single Family | Kitchen Faucet | 724 | 4610.02 | Single Family | FALSE | FALSE |  |  |  | 6915.03 | 5504.3639 | Single Family_FALSE | Single Family_FALSE | Single Family_ | Single Family_ | Single Family_ | unknown | unknownSingle Family_ | unknownSingle Family_FALSE
Water_00008196 | SITE_00297 | Room_00008734 | Kitchen_1 | Kitchen | Kitchen Faucet | 2 | 2.2111 | 2 | 2.5 |  | N/A | N/A | N/A | Bag | 0.796 |  | 1.99 |  | ID | Single Family | Kitchen Faucet | 817 | 4610.02 | Single Family | FALSE | FALSE |  |  |  | 9220.04 | 9173.9398 | Single Family_FALSE | Single Family_FALSE | Single Family_ | Single Family_ | Single Family_ | unknown | unknownSingle Family_ | unknownSingle Family_FALSE
Water_00008197 | SITE_00220 | Room_00008521 | Kitchen_1 | Kitchen | Kitchen Faucet | 2.2 | 1.9456 | 2.2 | 2.2 |  | N/A | N/A | N/A | Bag | 0.796 |  | 1.751 |  | ID | Single Family | Kitchen Faucet | 740 | 4610.02 | Single Family | FALSE | FALSE |  |  |  | 10142.044 | 8072.145 | Single Family_FALSE | Single Family_FALSE | Single Family_ | Single Family_ | Single Family_ | unknown | unknownSingle Family_ | unknownSingle Family_FALSE
Water_00008198 | SITE_00220 | Room_00008524 | Bathroom_1 | Bathroom | Bathroom Faucet | 2.6533 | 2.6533 |  | 3 |  | N/A | N/A | Gpm not listed. Vanity waterfall sink | Bag | 0.796 |  | 2.388 |  | ID | Single Family | Bathroom Faucet | 740 | 4610.02 | Single Family | FALSE | FALSE |  |  |  | 12231.9197 | 11008.7278 | Single Family_FALSE | Single Family_FALSE | Single Family_ | Single Family_ | Single Family_ | unknown | unknownSingle Family_ | unknownSingle Family_FALSE
Water_00008199 | SITE_00220 | Room_00008525 | Bathroom_2 | Bathroom | Shower / Bathtub combo with diverter valve | 2 | 2.0756 | 2 | 2.2 |  | Secondary | A few times per month | N/A | Bag | 0.8492 |  | 1.868 |  | ID | Single Family | Shower | 740 | 4610.02 | Single Family | TRUE | TRUE | TRUE | TRUE | TRUE | 9220.04 | 8611.5174 | Single Family_TRUE | Single Family_TRUE | Single Family_TRUE | Single Family_TRUE | Single Family_TRUE | 2.0gpm | 2.0gpmSingle Family_TRUE | 2.0gpmSingle Family_TRUE
Water_00008200 | SITE_00220 | Room_00008525 | Bathroom_2 | Bathroom | Bathroom Faucet | 1.9456 | 1.9456 |  | 2.2 |  | N/A | N/A | Vanity faucet. Gpm not listed | Bag | 0.796 |  | 1.751 |  | ID | Single Family | Bathroom Faucet | 740 | 4610.02 | Single Family | FALSE | FALSE |  |  |  | 8969.05 | 8072.145 | Single Family_FALSE | Single Family_FALSE | Single Family_ | Single Family_ | Single Family_ | unknown | unknownSingle Family_ | unknownSingle Family_FALSE
Water_00008201 | SITE_00220 | Room_00008529 | Laundry_1 | Laundry | Bathroom Faucet | 1.8 | 1.7689 | 1.8 | 2 |  | N/A | N/A | Laundry room in counter faucet | Bag | 0.796 |  | 1.592 |  | ID | Single Family | Bathroom Faucet | 740 | 4610.02 | Single Family | FALSE | FALSE |  |  |  | 8298.036 | 7339.1518 | Single Family_FALSE | Single Family_FALSE | Single Family_ | Single Family_ | Single Family_ | unknown | unknownSingle Family_ | unknownSingle Family_FALSE
Water_00008202 | SITE_00301 | Room_00008777 | Kitchen_1 | Kitchen | Kitchen Faucet | 2.2 | 1.4156 | 2.2 | 1.6 |  | N/A | N/A | N/A | Bag | 0.796 |  | 1.274 |  | ID | Manufactured | Kitchen Faucet | 821 | 626.07 | Manufactured | FALSE | FALSE |  |  |  | 1377.354 | 797.6132 | Manufactured_FALSE | Manufactured_FALSE | Manufactured_ | Manufactured_ | Manufactured_ | unknown | unknownManufactured_ | unknownManufactured_FALSE
Water_00008203 | SITE_00417 | Room_00009472 | Kitchen_1 | Kitchen | Kitchen Faucet | 2.6533 | 2.6533 |  | 3 |  | N/A | N/A | N/A | Bag | 0.796 |  | 2.388 |  | ID | Single Family | Kitchen Faucet | 937 | 4610.02 | Single Family | FALSE | FALSE |  |  |  | 12231.9197 | 11008.7278 | Single Family_FALSE | Single Family_FALSE | Single Family_ | Single Family_ | Single Family_ | unknown | unknownSingle Family_ | unknownSingle Family_FALSE
Water_00008204 | SITE_00417 | Room_00009475 | Bathroom_1 | Bathroom | Shower / Bathtub combo with diverter valve | unknown |  |  | 3 |  | Secondary | A few times per year | N/A | Unknown |  | N/A |  | N/A | ID | Single Family | Shower | 937 | 4610.02 | Single Family | TRUE | TRUE | FALSE | FALSE | FALSE | 0 | 0 | Single Family_TRUE | Single Family_TRUE | Single Family_FALSE | Single Family_FALSE | Single Family_FALSE | unknown | unknownSingle Family_FALSE | unknownSingle Family_TRUE
Water_00008205 | SITE_00417 | Room_00009475 | Bathroom_1 | Bathroom | Bathroom Faucet | unknown |  |  | 2.5 |  | N/A | N/A | N/A | Unknown |  | N/A |  | N/A | ID | Single Family | Bathroom Faucet | 937 | 4610.02 | Single Family | FALSE | FALSE |  |  |  | 0 | 0 | Single Family_FALSE | Single Family_FALSE | Single Family_ | Single Family_ | Single Family_ | unknown | unknownSingle Family_ | unknownSingle Family_FALSE
Water_00008206 | SITE_00417 | Room_00009479 | Bathroom_2 | Bathroom | Bathroom Faucet | unknown |  |  | 2 |  | N/A | N/A | N/A | Unknown |  | N/A |  | N/A | ID | Single Family | Bathroom Faucet | 937 | 4610.02 | Single Family | FALSE | FALSE |  |  |  | 0 | 0 | Single Family_FALSE | Single Family_FALSE | Single Family_ | Single Family_ | Single Family_ | unknown | unknownSingle Family_ | unknownSingle Family_FALSE
Water_00008207 | SITE_00417 | Room_00009479 | Bathroom_2 | Bathroom | Shower / Bathtub combo with diverter valve | unknown |  |  | 3.5 |  | Primary | Daily / Almost Daily | N/A | Unknown |  | N/A |  | N/A | ID | Single Family | Shower | 937 | 4610.02 | Single Family | TRUE | TRUE | FALSE | FALSE | FALSE | 0 | 0 | Single Family_TRUE | Single Family_TRUE | Single Family_FALSE | Single Family_FALSE | Single Family_FALSE | unknown | unknownSingle Family_FALSE | unknownSingle Family_TRUE
Water_00008208 | SITE_00416 | Room_00009467 | Bathroom_6 | Bathroom | Bathroom Faucet | 1.5 |  | 1.5 | 2.5 |  | N/A | N/A | N/A | Unknown |  | N/A |  | N/A | ID | Single Family | Bathroom Faucet | 936 | 4702.18 | Single Family | FALSE | FALSE |  |  |  | 7053.27 | 0 | Single Family_FALSE | Single Family_FALSE | Single Family_ | Single Family_ | Single Family_ | unknown | unknownSingle Family_ | unknownSingle Family_FALSE
Water_00008209 | SITE_00416 | Room_00009467 | Bathroom_6 | Bathroom | Bathroom Faucet | 1.5 |  | 1.5 | 2.5 |  | N/A | N/A | N/A | Unknown |  | N/A |  | N/A | ID | Single Family | Bathroom Faucet | 936 | 4702.18 | Single Family | FALSE | FALSE |  |  |  | 7053.27 | 0 | Single Family_FALSE | Single Family_FALSE | Single Family_ | Single Family_ | Single Family_ | unknown | unknownSingle Family_ | unknownSingle Family_FALSE
Water_00008210 | SITE_00416 | Room_00009467 | Bathroom_6 | Bathroom | Shower / Bathtub combo with diverter valve | unknown |  |  | 3.5 |  | Primary | Daily / Almost Daily | N/A | Unknown |  | N/A |  | N/A | ID | Single Family | Shower | 936 | 4702.18 | Single Family | TRUE | TRUE | FALSE | FALSE | FALSE | 0 | 0 | Single Family_TRUE | Single Family_TRUE | Single Family_FALSE | Single Family_FALSE | Single Family_FALSE | unknown | unknownSingle Family_FALSE | unknownSingle Family_TRUE
Water_00008211 | SITE_00222 | Room_00008552 | Kitchen_1 | Kitchen | Kitchen Faucet | 1.5 | 1.7689 | 1.5 | 2 |  | N/A | N/A | N/A | Bag | 0.796 |  | 1.592 |  | ID | Manufactured | Kitchen Faucet | 742 | 1097.77 | Manufactured | FALSE | FALSE |  |  |  | 1646.655 | 1747.6498 | Manufactured_FALSE | Manufactured_FALSE | Manufactured_ | Manufactured_ | Manufactured_ | unknown | unknownManufactured_ | unknownManufactured_FALSE
Water_00008212 | SITE_00222 | Room_00008556 | Bathroom_1 | Bathroom | Shower / Bathtub combo with diverter valve | 2 |  | 2 | 3 |  | Primary | Daily / Almost Daily | N/A | Unknown |  | N/A |  | N/A | ID | Manufactured | Shower | 742 | 1097.77 | Manufactured | TRUE | TRUE | TRUE | FALSE | FALSE | 2195.54 | 0 | Manufactured_TRUE | Manufactured_TRUE | Manufactured_TRUE | Manufactured_FALSE | Manufactured_FALSE | unknown | unknownManufactured_FALSE | unknownManufactured_TRUE
Water_00008213 | SITE_00222 | Room_00008556 | Bathroom_1 | Bathroom | Bathroom Faucet | unknown |  |  | 2 |  | N/A | N/A | N/A | Unknown |  | N/A |  | N/A | ID | Manufactured | Bathroom Faucet | 742 | 1097.77 | Manufactured | FALSE | FALSE |  |  |  | 0 | 0 | Manufactured_FALSE | Manufactured_FALSE | Manufactured_ | Manufactured_ | Manufactured_ | unknown | unknownManufactured_ | unknownManufactured_FALSE
Water_00008214 | SITE_00222 | Room_00008559 | Bathroom_2 | Bathroom | Bathroom Faucet | 2.2 |  | 2.2 | 3 |  | N/A | N/A | N/A | Unknown |  | N/A |  | N/A | ID | Manufactured | Bathroom Faucet | 742 | 1097.77 | Manufactured | FALSE | FALSE |  |  |  | 2415.094 | 0 | Manufactured_FALSE | Manufactured_FALSE | Manufactured_ | Manufactured_ | Manufactured_ | unknown | unknownManufactured_ | unknownManufactured_FALSE
Water_00008215 | SITE_00222 | Room_00008559 | Bathroom_2 | Bathroom | Shower / Bathtub combo with diverter valve | 2.5 |  | 2.5 | 3 |  | Secondary | A few times per year | N/A | Unknown |  | N/A |  | N/A | ID | Manufactured | Shower | 742 | 1097.77 | Manufactured | TRUE | TRUE | TRUE | FALSE | FALSE | 2744.425 | 0 | Manufactured_TRUE | Manufactured_TRUE | Manufactured_TRUE | Manufactured_FALSE | Manufactured_FALSE | unknown | unknownManufactured_FALSE | unknownManufactured_TRUE
Water_00008216 | SITE_00221 | Room_00008544 | Bathroom_6 | Bathroom | Bathroom Faucet | 2 |  | 2 | 4 |  | N/A | N/A | N/A | Unknown |  | N/A |  | N/A | ID | Manufactured | Bathroom Faucet | 741 | 626.07 | Manufactured | FALSE | FALSE |  |  |  | 1252.14 | 0 | Manufactured_FALSE | Manufactured_FALSE | Manufactured_ | Manufactured_ | Manufactured_ | unknown | unknownManufactured_ | unknownManufactured_FALSE
Water_00008217 | SITE_00221 | Room_00008544 | Bathroom_6 | Bathroom | Shower | unknown |  |  | 3 |  | Primary | A few times per week | N/A | Unknown |  | N/A |  | N/A | ID | Manufactured | Shower | 741 | 626.07 | Manufactured | TRUE | FALSE | FALSE | FALSE | FALSE | 0 | 0 | Manufactured_TRUE | Manufactured_FALSE | Manufactured_FALSE | Manufactured_FALSE | Manufactured_FALSE | unknown | unknownManufactured_FALSE | unknownManufactured_TRUE
Water_00008218 | SITE_00418 | Room_00009485 | Bathroom_1 | Bathroom | Bathroom Faucet | 2 |  | 2 | 3 |  | N/A | N/A | N/A | Unknown |  | N/A |  | N/A | ID | Single Family | Bathroom Faucet | 938 | 4610.02 | Single Family | FALSE | FALSE |  |  |  | 9220.04 | 0 | Single Family_FALSE | Single Family_FALSE | Single Family_ | Single Family_ | Single Family_ | unknown | unknownSingle Family_ | unknownSingle Family_FALSE
Water_00008219 | SITE_00418 | Room_00009487 | Kitchen_1 | Kitchen | Kitchen Faucet | 2.6533 | 2.6533 |  | 3 |  | N/A | N/A | N/A | Bag | 0.796 |  | 2.388 |  | ID | Single Family | Kitchen Faucet | 938 | 4610.02 | Single Family | FALSE | FALSE |  |  |  | 12231.9197 | 11008.7278 | Single Family_FALSE | Single Family_FALSE | Single Family_ | Single Family_ | Single Family_ | unknown | unknownSingle Family_ | unknownSingle Family_FALSE
Water_00008220 | SITE_00418 | Room_00009493 | Bathroom_2 | Bathroom | Bathroom Faucet | unknown |  |  | 3 |  | N/A | N/A | N/A | Unknown |  | N/A |  | N/A | ID | Single Family | Bathroom Faucet | 938 | 4610.02 | Single Family | FALSE | FALSE |  |  |  | 0 | 0 | Single Family_FALSE | Single Family_FALSE | Single Family_ | Single Family_ | Single Family_ | unknown | unknownSingle Family_ | unknownSingle Family_FALSE
Water_00008221 | SITE_00418 | Room_00009493 | Bathroom_2 | Bathroom | Shower / Bathtub combo with diverter valve | unknown |  |  | 3 |  | Primary | Daily / Almost Daily | N/A | Unknown |  | N/A |  | N/A | ID | Single Family | Shower | 938 | 4610.02 | Single Family | TRUE | TRUE | FALSE | FALSE | FALSE | 0 | 0 | Single Family_TRUE | Single Family_TRUE | Single Family_FALSE | Single Family_FALSE | Single Family_FALSE | unknown | unknownSingle Family_FALSE | unknownSingle Family_TRUE
Water_00008222 | SITE_00204 | Room_00008354 | Bathroom_6 | Bathroom | Shower / Bathtub combo with diverter valve | unknown |  |  | 2 |  | Primary | Daily / Almost Daily | N/A | Unknown |  | N/A |  | N/A | ID | Single Family | Shower | 724 | 4610.02 | Single Family | TRUE | TRUE | FALSE | FALSE | FALSE | 0 | 0 | Single Family_TRUE | Single Family_TRUE | Single Family_FALSE | Single Family_FALSE | Single Family_FALSE | unknown | unknownSingle Family_FALSE | unknownSingle Family_TRUE
Water_00008223 | SITE_00204 | Room_00008354 | Bathroom_6 | Bathroom | Bathroom Faucet | unknown |  |  | 3.5 |  | N/A | N/A | N/A | Unknown |  | N/A |  | N/A | ID | Single Family | Bathroom Faucet | 724 | 4610.02 | Single Family | FALSE | FALSE |  |  |  | 0 | 0 | Single Family_FALSE | Single Family_FALSE | Single Family_ | Single Family_ | Single Family_ | unknown | unknownSingle Family_ | unknownSingle Family_FALSE
Water_00008224 | SITE_00297 | Room_00008739 | Bathroom_6 | Bathroom | Shower / Bathtub combo with diverter valve | unknown |  |  | 3 |  | Primary | Daily / Almost Daily | N/A | Unknown |  | N/A |  | N/A | ID | Single Family | Shower | 817 | 4610.02 | Single Family | TRUE | TRUE | FALSE | FALSE | FALSE | 0 | 0 | Single Family_TRUE | Single Family_TRUE | Single Family_FALSE | Single Family_FALSE | Single Family_FALSE | unknown | unknownSingle Family_FALSE | unknownSingle Family_TRUE
Water_00008225 | SITE_00297 | Room_00008739 | Bathroom_6 | Bathroom | Bathroom Faucet | unknown |  |  | 2.5 |  | N/A | N/A | N/A | Unknown |  | N/A |  | N/A | ID | Single Family | Bathroom Faucet | 817 | 4610.02 | Single Family | FALSE | FALSE |  |  |  | 0 | 0 | Single Family_FALSE | Single Family_FALSE | Single Family_ | Single Family_ | Single Family_ | unknown | unknownSingle Family_ | unknownSingle Family_FALSE
Water_00008226 | SITE_00205 | Room_00008359 | Kitchen_1 | Kitchen | Kitchen Faucet | 3.5378 | 3.5378 |  | 4 |  | N/A | N/A | N/A | Bag | 0.796 |  | 3.184 |  | ID | Single Family | Kitchen Faucet | 725 | 4610.02 | Single Family | FALSE | FALSE |  |  |  | 16309.2263 | 14678.3037 | Single Family_FALSE | Single Family_FALSE | Single Family_ | Single Family_ | Single Family_ | unknown | unknownSingle Family_ | unknownSingle Family_FALSE
Water_00008227 | SITE_00205 | Room_00008362 | Bathroom_1 | Bathroom | Bathroom Faucet | 2.2 |  | 2.2 |  | Unknown | N/A | N/A | N/A | Unknown |  | N/A |  | N/A | ID | Single Family | Bathroom Faucet | 725 | 4610.02 | Single Family | FALSE | FALSE |  |  |  | 10142.044 | 0 | Single Family_FALSE | Single Family_FALSE | Single Family_ | Single Family_ | Single Family_ | unknown | unknownSingle Family_ | unknownSingle Family_FALSE
Water_00008228 | SITE_00205 | Room_00008362 | Bathroom_1 | Bathroom | Shower / Bathtub combo with diverter valve | 2.5 |  | 2.5 | 3 |  | Primary | Daily / Almost Daily | N/A | Unknown |  | N/A |  | N/A | ID | Single Family | Shower | 725 | 4610.02 | Single Family | TRUE | TRUE | TRUE | FALSE | FALSE | 11525.05 | 0 | Single Family_TRUE | Single Family_TRUE | Single Family_TRUE | Single Family_FALSE | Single Family_FALSE | unknown | unknownSingle Family_FALSE | unknownSingle Family_TRUE
Water_00008229 | SITE_00220 | Room_00008536 | Bathroom_6 | Bathroom | Bathroom Faucet | 2 |  | 2 | 2 |  | N/A | N/A | N/A | Unknown |  | N/A |  | N/A | ID | Single Family | Bathroom Faucet | 740 | 4610.02 | Single Family | FALSE | FALSE |  |  |  | 9220.04 | 0 | Single Family_FALSE | Single Family_FALSE | Single Family_ | Single Family_ | Single Family_ | unknown | unknownSingle Family_ | unknownSingle Family_FALSE
Water_00008230 | SITE_00220 | Room_00008536 | Bathroom_6 | Bathroom | Bathroom Faucet | 2 |  | 2 | 2 |  | N/A | N/A | N/A | Unknown |  | N/A |  | N/A | ID | Single Family | Bathroom Faucet | 740 | 4610.02 | Single Family | FALSE | FALSE |  |  |  | 9220.04 | 0 | Single Family_FALSE | Single Family_FALSE | Single Family_ | Single Family_ | Single Family_ | unknown | unknownSingle Family_ | unknownSingle Family_FALSE
Water_00008231 | SITE_00220 | Room_00008536 | Bathroom_6 | Bathroom | Shower | 2.5 |  | 2.5 | 2.5 |  | Primary | Daily / Almost Daily | N/A | Unknown |  | N/A |  | N/A | ID | Single Family | Shower | 740 | 4610.02 | Single Family | TRUE | FALSE | TRUE | FALSE | FALSE | 11525.05 | 0 | Single Family_TRUE | Single Family_FALSE | Single Family_TRUE | Single Family_FALSE | Single Family_FALSE | unknown | unknownSingle Family_FALSE | unknownSingle Family_TRUE
Water_00008232 | SITE_00300 | Room_00008765 | Bathroom_1 | Bathroom | Bathroom Faucet | 1.5 |  | 1.5 | 2 |  | N/A | N/A | N/A | Unknown |  | N/A |  | N/A | ID | Manufactured | Bathroom Faucet | 820 | 626.07 | Manufactured | FALSE | FALSE |  |  |  | 939.105 | 0 | Manufactured_FALSE | Manufactured_FALSE | Manufactured_ | Manufactured_ | Manufactured_ | unknown | unknownManufactured_ | unknownManufactured_FALSE
Water_00008233 | SITE_00300 | Room_00008765 | Bathroom_1 | Bathroom | Shower / Bathtub combo with diverter valve | 2.5 |  | 2.5 | 3 |  | Primary | Daily / Almost Daily | N/A | Unknown |  | N/A |  | N/A | ID | Manufactured | Shower | 820 | 626.07 | Manufactured | TRUE | TRUE | TRUE | FALSE | FALSE | 1565.175 | 0 | Manufactured_TRUE | Manufactured_TRUE | Manufactured_TRUE | Manufactured_FALSE | Manufactured_FALSE | unknown | unknownManufactured_FALSE | unknownManufactured_TRUE
Water_00008234 | SITE_00300 | Room_00008767 | Kitchen_1 | Kitchen | Kitchen Faucet | 2 | 2.2111 | 2 | 2.5 |  | N/A | N/A | N/A | Bag | 0.796 |  | 1.99 |  | ID | Manufactured | Kitchen Faucet | 820 | 626.07 | Manufactured | FALSE | FALSE |  |  |  | 1252.14 | 1245.8793 | Manufactured_FALSE | Manufactured_FALSE | Manufactured_ | Manufactured_ | Manufactured_ | unknown | unknownManufactured_ | unknownManufactured_FALSE
Water_00008235 | SITE_00300 | Room_00008775 | Bathroom_2 | Bathroom | Shower / Bathtub combo with diverter valve | unknown |  |  | 3.5 |  | Secondary | A few times per year | N/A | Unknown |  | N/A |  | N/A | ID | Manufactured | Shower | 820 | 626.07 | Manufactured | TRUE | TRUE | FALSE | FALSE | FALSE | 0 | 0 | Manufactured_TRUE | Manufactured_TRUE | Manufactured_FALSE | Manufactured_FALSE | Manufactured_FALSE | unknown | unknownManufactured_FALSE | unknownManufactured_TRUE
Water_00008236 | SITE_00300 | Room_00008775 | Bathroom_2 | Bathroom | Bathroom Faucet | unknown |  |  | 2 |  | N/A | N/A | N/A | Unknown |  | N/A |  | N/A | ID | Manufactured | Bathroom Faucet | 820 | 626.07 | Manufactured | FALSE | FALSE |  |  |  | 0 | 0 | Manufactured_FALSE | Manufactured_FALSE | Manufactured_ | Manufactured_ | Manufactured_ | unknown | unknownManufactured_ | unknownManufactured_FALSE
Water_00008237 | SITE_00301 | Room_00008783 | Bathroom_1 | Bathroom | Bathroom Faucet | unknown |  |  | 3 |  | N/A | N/A | N/A | Unknown |  | N/A |  | N/A | ID | Manufactured | Bathroom Faucet | 821 | 626.07 | Manufactured | FALSE | FALSE |  |  |  | 0 | 0 | Manufactured_FALSE | Manufactured_FALSE | Manufactured_ | Manufactured_ | Manufactured_ | unknown | unknownManufactured_ | unknownManufactured_FALSE
Water_00008238 | SITE_00301 | Room_00008783 | Bathroom_1 | Bathroom | Shower | unknown |  |  | 3.5 |  | Primary | Daily / Almost Daily | N/A | Unknown |  | N/A |  | N/A | ID | Manufactured | Shower | 821 | 626.07 | Manufactured | TRUE | FALSE | FALSE | FALSE | FALSE | 0 | 0 | Manufactured_TRUE | Manufactured_FALSE | Manufactured_FALSE | Manufactured_FALSE | Manufactured_FALSE | unknown | unknownManufactured_FALSE | unknownManufactured_TRUE
Water_00008239 | SITE_00301 | Room_00008788 | Bathroom_2 | Bathroom | Bathroom Faucet | unknown |  |  |  | Unknown | N/A | N/A | N/A | Unknown |  | N/A |  | N/A | ID | Manufactured | Bathroom Faucet | 821 | 626.07 | Manufactured | FALSE | FALSE |  |  |  | 0 | 0 | Manufactured_FALSE | Manufactured_FALSE | Manufactured_ | Manufactured_ | Manufactured_ | unknown | unknownManufactured_ | unknownManufactured_FALSE
Water_00008240 | SITE_00301 | Room_00008788 | Bathroom_2 | Bathroom | Shower / Bathtub combo with diverter valve | 2.5 |  | 2.5 | 3.5 |  | Secondary | A few times per year | N/A | Unknown |  | N/A |  | N/A | ID | Manufactured | Shower | 821 | 626.07 | Manufactured | TRUE | TRUE | TRUE | FALSE | FALSE | 1565.175 | 0 | Manufactured_TRUE | Manufactured_TRUE | Manufactured_TRUE | Manufactured_FALSE | Manufactured_FALSE | unknown | unknownManufactured_FALSE | unknownManufactured_TRUE
Water_00008241 | SITE_00400 | Room_00009208 | Bathroom_1 | Bathroom | Bathroom Faucet | 2.2 |  | 2.2 | 2 |  | N/A | N/A | N/A | Unknown |  | N/A |  | N/A | ID | Single Family | Bathroom Faucet | 920 | 4610.02 | Single Family | FALSE | FALSE |  |  |  | 10142.044 | 0 | Single Family_FALSE | Single Family_FALSE | Single Family_ | Single Family_ | Single Family_ | unknown | unknownSingle Family_ | unknownSingle Family_FALSE
Water_00008242 | SITE_00400 | Room_00009208 | Bathroom_1 | Bathroom | Bathroom Faucet | 2.2 |  | 2.2 | 2 |  | N/A | N/A | N/A | Unknown |  | N/A |  | N/A | ID | Single Family | Bathroom Faucet | 920 | 4610.02 | Single Family | FALSE | FALSE |  |  |  | 10142.044 | 0 | Single Family_FALSE | Single Family_FALSE | Single Family_ | Single Family_ | Single Family_ | unknown | unknownSingle Family_ | unknownSingle Family_FALSE
Water_00008243 | SITE_00400 | Room_00009208 | Bathroom_1 | Bathroom | Shower / Bathtub combo with diverter valve | 2 |  | 2 | 2.5 |  | Primary | Daily / Almost Daily | N/A | Unknown |  | N/A |  | N/A | ID | Single Family | Shower | 920 | 4610.02 | Single Family | TRUE | TRUE | TRUE | FALSE | FALSE | 9220.04 | 0 | Single Family_TRUE | Single Family_TRUE | Single Family_TRUE | Single Family_FALSE | Single Family_FALSE | unknown | unknownSingle Family_FALSE | unknownSingle Family_TRUE
Water_00008244 | SITE_00400 | Room_00009206 | Kitchen_1 | Kitchen | Kitchen Faucet | 1.8 |  | 1.8 | 2 |  | N/A | N/A | N/A | Unknown |  | N/A |  | N/A | ID | Single Family | Kitchen Faucet | 920 | 4610.02 | Single Family | FALSE | FALSE |  |  |  | 8298.036 | 0 | Single Family_FALSE | Single Family_FALSE | Single Family_ | Single Family_ | Single Family_ | unknown | unknownSingle Family_ | unknownSingle Family_FALSE
Water_00008245 | SITE_00400 | Room_00009212 | Bathroom_2 | Bathroom | Bathroom Faucet | 2.2 |  | 2.2 | 2.2 |  | N/A | N/A | N/A | Unknown |  | N/A |  | N/A | ID | Single Family | Bathroom Faucet | 920 | 4610.02 | Single Family | FALSE | FALSE |  |  |  | 10142.044 | 0 | Single Family_FALSE | Single Family_FALSE | Single Family_ | Single Family_ | Single Family_ | unknown | unknownSingle Family_ | unknownSingle Family_FALSE
Water_00008246 | SITE_00400 | Room_00009212 | Bathroom_2 | Bathroom | Shower / Bathtub combo with diverter valve | 2 |  | 2 | 2 |  | Secondary | A few times per week | N/A | Unknown |  | N/A |  | N/A | ID | Single Family | Shower | 920 | 4610.02 | Single Family | TRUE | TRUE | TRUE | FALSE | FALSE | 9220.04 | 0 | Single Family_TRUE | Single Family_TRUE | Single Family_TRUE | Single Family_FALSE | Single Family_FALSE | unknown | unknownSingle Family_FALSE | unknownSingle Family_TRUE
Water_00008247 | SITE_00219 | Room_00008519 | Family Room_2 | Family Room | Kitchen Faucet | unknown |  |  | 2.2 |  | N/A | N/A | N/A | Unknown |  | N/A |  | N/A | ID | Single Family | Kitchen Faucet | 739 | 4702.18 | Single Family | FALSE | FALSE |  |  |  | 0 | 0 | Single Family_FALSE | Single Family_FALSE | Single Family_ | Single Family_ | Single Family_ | unknown | unknownSingle Family_ | unknownSingle Family_FALSE
Water_00008248 | SITE_00399 | Room_00009198 | Bathroom_1 | Bathroom | Bathroom Faucet | 2 |  | 2 | 2 |  | N/A | N/A | N/A | Unknown |  | N/A |  | N/A | ID | Single Family | Bathroom Faucet | 919 | 4610.02 | Single Family | FALSE | FALSE |  |  |  | 9220.04 | 0 | Single Family_FALSE | Single Family_FALSE | Single Family_ | Single Family_ | Single Family_ | unknown | unknownSingle Family_ | unknownSingle Family_FALSE
Water_00008249 | SITE_00399 | Room_00009198 | Bathroom_1 | Bathroom | Shower / Bathtub combo with diverter valve | 2 |  | 2 | 2 |  | Primary | Daily / Almost Daily | N/A | Unknown |  | N/A |  | N/A | ID | Single Family | Shower | 919 | 4610.02 | Single Family | TRUE | TRUE | TRUE | FALSE | FALSE | 9220.04 | 0 | Single Family_TRUE | Single Family_TRUE | Single Family_TRUE | Single Family_FALSE | Single Family_FALSE | unknown | unknownSingle Family_FALSE | unknownSingle Family_TRUE
Water_00008250 | SITE_00410 | Room_00009374 | Bathroom_1 | Bathroom | Bathroom Faucet | 1.4 |  | 1.4 | 1.4 |  | N/A | N/A | N/A | Unknown |  | N/A |  | N/A | ID | Single Family | Bathroom Faucet | 930 | 4702.18 | Single Family | FALSE | FALSE |  |  |  | 6583.052 | 0 | Single Family_FALSE | Single Family_FALSE | Single Family_ | Single Family_ | Single Family_ | unknown | unknownSingle Family_ | unknownSingle Family_FALSE
Water_00008251 | SITE_00410 | Room_00009374 | Bathroom_1 | Bathroom | Shower / Bathtub combo with diverter valve | 2 |  | 2 |  | Unknown | Secondary | Daily / Almost Daily | showerhead too big for flowbag | Unknown |  | N/A |  | N/A | ID | Single Family | Shower | 930 | 4702.18 | Single Family | TRUE | TRUE | TRUE | FALSE | FALSE | 9404.36 | 0 | Single Family_TRUE | Single Family_TRUE | Single Family_TRUE | Single Family_FALSE | Single Family_FALSE | unknown | unknownSingle Family_FALSE | unknownSingle Family_TRUE
Water_00008252 | SITE_00410 | Room_00009375 | Kitchen_1 | Kitchen | Kitchen Faucet | unknown |  |  | 2 |  | N/A | N/A | N/A | Unknown |  | N/A |  | N/A | ID | Single Family | Kitchen Faucet | 930 | 4702.18 | Single Family | FALSE | FALSE |  |  |  | 0 | 0 | Single Family_FALSE | Single Family_FALSE | Single Family_ | Single Family_ | Single Family_ | unknown | unknownSingle Family_ | unknownSingle Family_FALSE
Water_00008253 | SITE_00410 | Room_00009379 | Bathroom_2 | Bathroom | Bathroom Faucet | unknown |  |  | 3.5 |  | N/A | N/A | N/A | Unknown |  | N/A |  | N/A | ID | Single Family | Bathroom Faucet | 930 | 4702.18 | Single Family | FALSE | FALSE |  |  |  | 0 | 0 | Single Family_FALSE | Single Family_FALSE | Single Family_ | Single Family_ | Single Family_ | unknown | unknownSingle Family_ | unknownSingle Family_FALSE
Water_00008254 | SITE_00414 | Room_00009432 | Bathroom_1 | Bathroom | Bathroom Faucet | 2 |  | 2 | 1.5 |  | N/A | N/A | N/A | Unknown |  | N/A |  | N/A | ID | Single Family | Bathroom Faucet | 934 | 4610.02 | Single Family | FALSE | FALSE |  |  |  | 9220.04 | 0 | Single Family_FALSE | Single Family_FALSE | Single Family_ | Single Family_ | Single Family_ | unknown | unknownSingle Family_ | unknownSingle Family_FALSE
Water_00008255 | SITE_00414 | Room_00009432 | Bathroom_1 | Bathroom | Shower | unknown |  |  | 2.5 |  | Primary | Daily / Almost Daily | N/A | Unknown |  | N/A |  | N/A | ID | Single Family | Shower | 934 | 4610.02 | Single Family | TRUE | FALSE | FALSE | FALSE | FALSE | 0 | 0 | Single Family_TRUE | Single Family_FALSE | Single Family_FALSE | Single Family_FALSE | Single Family_FALSE | unknown | unknownSingle Family_FALSE | unknownSingle Family_TRUE
Water_00008256 | SITE_00414 | Room_00009436 | Bathroom_2 | Bathroom | Bathroom Faucet | 2 |  | 2 | 1.4 |  | N/A | N/A | N/A | Unknown |  | N/A |  | N/A | ID | Single Family | Bathroom Faucet | 934 | 4610.02 | Single Family | FALSE | FALSE |  |  |  | 9220.04 | 0 | Single Family_FALSE | Single Family_FALSE | Single Family_ | Single Family_ | Single Family_ | unknown | unknownSingle Family_ | unknownSingle Family_FALSE
Water_00008257 | SITE_00414 | Room_00009436 | Bathroom_2 | Bathroom | Shower / Bathtub combo with diverter valve | unknown |  |  | 2.5 |  | Secondary | A few times per year | N/A | Unknown |  | N/A |  | N/A | ID | Single Family | Shower | 934 | 4610.02 | Single Family | TRUE | TRUE | FALSE | FALSE | FALSE | 0 | 0 | Single Family_TRUE | Single Family_TRUE | Single Family_FALSE | Single Family_FALSE | Single Family_FALSE | unknown | unknownSingle Family_FALSE | unknownSingle Family_TRUE
Water_00008258 | SITE_00414 | Room_00009438 | Kitchen_1 | Kitchen | Kitchen Faucet | 2.2 |  | 2.2 | 1.4 |  | N/A | N/A | N/A | Unknown |  | N/A |  | N/A | ID | Single Family | Kitchen Faucet | 934 | 4610.02 | Single Family | FALSE | FALSE |  |  |  | 10142.044 | 0 | Single Family_FALSE | Single Family_FALSE | Single Family_ | Single Family_ | Single Family_ | unknown | unknownSingle Family_ | unknownSingle Family_FALSE
Water_00008259 | SITE_00411 | Room_00009389 | Bathroom_1 | Bathroom | Bathroom Faucet | 2 |  | 2 | 2 |  | N/A | N/A | N/A | Unknown |  | N/A |  | N/A | ID | Manufactured | Bathroom Faucet | 931 | 626.07 | Manufactured | FALSE | FALSE |  |  |  | 1252.14 | 0 | Manufactured_FALSE | Manufactured_FALSE | Manufactured_ | Manufactured_ | Manufactured_ | unknown | unknownManufactured_ | unknownManufactured_FALSE
Water_00008260 | SITE_00411 | Room_00009389 | Bathroom_1 | Bathroom | Shower / Bathtub combo with diverter valve | 2.5 |  | 2.5 | 2.5 |  | Secondary | Daily / Almost Daily | N/A | Unknown |  | N/A |  | N/A | ID | Manufactured | Shower | 931 | 626.07 | Manufactured | TRUE | TRUE | TRUE | FALSE | FALSE | 1565.175 | 0 | Manufactured_TRUE | Manufactured_TRUE | Manufactured_TRUE | Manufactured_FALSE | Manufactured_FALSE | unknown | unknownManufactured_FALSE | unknownManufactured_TRUE
Water_00008261 | SITE_00411 | Room_00009393 | Bathroom_2 | Bathroom | Bathroom Faucet | 2 |  | 2 | 1.5 |  | N/A | N/A | N/A | Unknown |  | N/A |  | N/A | ID | Manufactured | Bathroom Faucet | 931 | 626.07 | Manufactured | FALSE | FALSE |  |  |  | 1252.14 | 0 | Manufactured_FALSE | Manufactured_FALSE | Manufactured_ | Manufactured_ | Manufactured_ | unknown | unknownManufactured_ | unknownManufactured_FALSE
Water_00008262 | SITE_00411 | Room_00009393 | Bathroom_2 | Bathroom | Shower / Bathtub combo with diverter valve | unknown |  |  | 2.5 |  | Primary | Daily / Almost Daily | N/A | Unknown |  | N/A |  | N/A | ID | Manufactured | Shower | 931 | 626.07 | Manufactured | TRUE | TRUE | FALSE | FALSE | FALSE | 0 | 0 | Manufactured_TRUE | Manufactured_TRUE | Manufactured_FALSE | Manufactured_FALSE | Manufactured_FALSE | unknown | unknownManufactured_FALSE | unknownManufactured_TRUE
Water_00008263 | SITE_00411 | Room_00009396 | Kitchen_1 | Kitchen | Kitchen Faucet | 2 |  | 2 | 2 |  | N/A | N/A | N/A | Unknown |  | N/A |  | N/A | ID | Manufactured | Kitchen Faucet | 931 | 626.07 | Manufactured | FALSE | FALSE |  |  |  | 1252.14 | 0 | Manufactured_FALSE | Manufactured_FALSE | Manufactured_ | Manufactured_ | Manufactured_ | unknown | unknownManufactured_ | unknownManufactured_FALSE
Water_00008264 | SITE_00776 | Room_00014107 | Kitchen_1 | Kitchen | Kitchen Faucet | 2.2 | 1.3267 | 2.2 | 1.5 |  | N/A | N/A | N/A | Bag | 0.796 |  | 1.194 |  | WA | Single Family | Kitchen Faucet | 1295 | 3931.6 | Single Family | FALSE | FALSE |  |  |  | 8649.52 | 4694.3304 | Single Family_FALSE | Single Family_FALSE | Single Family_ | Single Family_ | Single Family_ | unknown | unknownSingle Family_ | unknownSingle Family_FALSE
Water_00008265 | SITE_00776 | Room_00014111 | Bathroom_1 | Bathroom | Bathroom Faucet | 2 | 3.3611 | 2 | 3.8 |  | N/A | N/A | N/A | Bag | 0.796 |  | 3.025 |  | WA | Single Family | Bathroom Faucet | 1295 | 3931.6 | Single Family | FALSE | FALSE |  |  |  | 7863.2 | 11893.09 | Single Family_FALSE | Single Family_FALSE | Single Family_ | Single Family_ | Single Family_ | unknown | unknownSingle Family_ | unknownSingle Family_FALSE
Water_00008266 | SITE_00776 | Room_00014112 | Bathroom_2 | Bathroom | Bathroom Faucet | 2 | 3.0956 | 2 | 3.5 |  | N/A | N/A | N/A | Bag | 0.796 |  | 2.786 |  | WA | Single Family | Bathroom Faucet | 1295 | 3931.6 | Single Family | FALSE | FALSE |  |  |  | 7863.2 | 10953.4376 | Single Family_FALSE | Single Family_FALSE | Single Family_ | Single Family_ | Single Family_ | unknown | unknownSingle Family_ | unknownSingle Family_FALSE
Water_00008267 | SITE_00776 | Room_00014112 | Bathroom_2 | Bathroom | Shower / Bathtub combo with diverter valve | unknown |  |  |  | Unknown | Secondary | A few times per year | Dual shower head | Bag | 0.8492 |  |  | Unknown | WA | Single Family | Shower | 1295 | 3931.6 | Single Family | TRUE | TRUE | FALSE | FALSE | FALSE | 0 | 0 | Single Family_TRUE | Single Family_TRUE | Single Family_FALSE | Single Family_FALSE | Single Family_FALSE | unknown | unknownSingle Family_FALSE | unknownSingle Family_TRUE
Water_00008268 | SITE_00776 | Room_00014120 | Bathroom_3 | Bathroom | Shower / Bathtub combo with diverter valve | 2 | 2.8311 | 2 | 3 |  | Primary | A few times per week | N/A | Bag | 0.8492 |  | 2.548 |  | WA | Single Family | Shower | 1295 | 3931.6 | Single Family | TRUE | TRUE | TRUE | TRUE | TRUE | 7863.2 | 10017.7168 | Single Family_TRUE | Single Family_TRUE | Single Family_TRUE | Single Family_TRUE | Single Family_TRUE | 2.0gpm | 2.0gpmSingle Family_TRUE | 2.0gpmSingle Family_TRUE
Water_00008269 | SITE_00776 | Room_00014120 | Bathroom_3 | Bathroom | Bathroom Faucet | 2 | 2.83 | 2 | 3.2 |  | N/A | N/A | N/A | Bag | 0.796 |  | 2.547 |  | WA | Single Family | Bathroom Faucet | 1295 | 3931.6 | Single Family | FALSE | FALSE |  |  |  | 7863.2 | 10013.7852 | Single Family_FALSE | Single Family_FALSE | Single Family_ | Single Family_ | Single Family_ | unknown | unknownSingle Family_ | unknownSingle Family_FALSE
Water_00008270 | SITE_00458 | Room_00009883 | Bathroom_1 | Bathroom | Bathroom Faucet | 2 | 0.26556 | 2 | 0.3 |  | N/A | N/A | Really low pressure | Bag | 0.796 |  | 0.239 |  | WA | Manufactured | Bathroom Faucet | 978 | 1824.63 | Manufactured | FALSE | FALSE |  |  |  | 3649.26 | 436.0866 | Manufactured_FALSE | Manufactured_FALSE | Manufactured_ | Manufactured_ | Manufactured_ | unknown | unknownManufactured_ | unknownManufactured_FALSE
Water_00008271 | SITE_00458 | Room_00009883 | Bathroom_1 | Bathroom | Shower / Bathtub combo with diverter valve | 2.2644 | 2.2644 |  | 2.4 |  | All used about the same | A few times per week | N/A | Bag | 0.8492 |  | 2.038 |  | WA | Manufactured | Shower | 978 | 1824.63 | Manufactured | TRUE | TRUE | TRUE | TRUE | TRUE | 4131.7733 | 3718.5959 | Manufactured_TRUE | Manufactured_TRUE | Manufactured_TRUE | Manufactured_TRUE | Manufactured_TRUE | 2.5gpm | 2.5gpmManufactured_TRUE | 2.5gpmManufactured_TRUE
Water_00008272 | SITE_00458 | Room_00009888 | Kitchen_1 | Kitchen | Kitchen Faucet | 2.2 | 1.9456 | 2.2 | 2.2 |  | N/A | N/A | N/A | Bag | 0.796 |  | 1.751 |  | WA | Manufactured | Kitchen Faucet | 978 | 1824.63 | Manufactured | FALSE | FALSE |  |  |  | 4014.186 | 3194.9271 | Manufactured_FALSE | Manufactured_FALSE | Manufactured_ | Manufactured_ | Manufactured_ | unknown | unknownManufactured_ | unknownManufactured_FALSE
Water_00008273 | SITE_00433 | Room_00009665 | Kitchen_1 | Kitchen | Kitchen Faucet | 1.8 | 2.2111 | 1.8 | 2.5 |  | N/A | N/A | N/A | Bag | 0.796 |  | 1.99 |  | WA | Multifamily Residence | Kitchen Faucet | 953 | 687.85 | Multifamily Residence | FALSE | FALSE |  |  |  | 1238.13 | 1368.8215 | Multifamily Residence_FALSE | Multifamily Residence_FALSE | Multifamily Residence_ | Multifamily Residence_ | Multifamily Residence_ | unknown | unknownMultifamily Residence_ | unknownMultifamily Residence_FALSE
Water_00008274 | SITE_00493 | Room_00010267 | Kitchen_2 | Kitchen | Kitchen Faucet | 2.2111 | 2.2111 |  | 2.5 |  | N/A | N/A | Looks like a dishwasher aerator | Bag | 0.796 |  | 1.99 |  | WA | Single Family | Kitchen Faucet | 1013 | 3805.5 | Single Family | FALSE | FALSE |  |  |  | 8414.3833 | 7572.945 | Single Family_FALSE | Single Family_FALSE | Single Family_ | Single Family_ | Single Family_ | unknown | unknownSingle Family_ | unknownSingle Family_FALSE
Water_00008275 | SITE_00749 | Room_00013665 | Bathroom_6 | Bathroom | Bathroom Faucet | 1.8 | 1.7689 | 1.8 | 2 |  | N/A | N/A | N/A | Bag | 0.796 |  | 1.592 |  | WA | Single Family | Bathroom Faucet | 1268 | 3805.5 | Single Family | FALSE | FALSE |  |  |  | 6849.9 | 6058.356 | Single Family_FALSE | Single Family_FALSE | Single Family_ | Single Family_ | Single Family_ | unknown | unknownSingle Family_ | unknownSingle Family_FALSE
Water_00008276 | SITE_00749 | Room_00013665 | Bathroom_6 | Bathroom | Shower / Bathtub combo with diverter valve | 1.5 | 2.0756 | 1.5 | 2.2 |  | Secondary | A few times per year | N/A | Bag | 0.8492 |  | 1.868 |  | WA | Single Family | Shower | 1268 | 3805.5 | Single Family | TRUE | TRUE | TRUE | TRUE | TRUE | 5708.25 | 7108.674 | Single Family_TRUE | Single Family_TRUE | Single Family_TRUE | Single Family_TRUE | Single Family_TRUE | 1.5gpm | 1.5gpmSingle Family_TRUE | 1.5gpmSingle Family_TRUE
Water_00008277 | SITE_00657 | Room_00012450 | Bathroom_1 | Bathroom | Bathroom Faucet | 2 | 3.8911 | 2 | 4.4 |  | N/A | N/A | N/A | Bag | 0.796 |  | 3.502 |  | WA | Manufactured | Bathroom Faucet | 1176 | 1628.92 | Manufactured | FALSE | FALSE |  |  |  | 3257.84 | 5704.4778 | Manufactured_FALSE | Manufactured_FALSE | Manufactured_ | Manufactured_ | Manufactured_ | unknown | unknownManufactured_ | unknownManufactured_FALSE
Water_00008278 | SITE_00657 | Room_00012450 | Bathroom_1 | Bathroom | Shower / Bathtub combo with diverter valve | 3.2078 | 3.2078 |  | 3.4 |  | Secondary | A few times per week | N/A | Bag | 0.8492 |  | 2.887 |  | WA | Manufactured | Shower | 1176 | 1628.92 | Manufactured | TRUE | TRUE | TRUE | TRUE | TRUE | 5225.2134 | 4702.692 | Manufactured_TRUE | Manufactured_TRUE | Manufactured_TRUE | Manufactured_TRUE | Manufactured_TRUE | gt2.5gpm | gt2.5gpmManufactured_TRUE | gt2.5gpmManufactured_TRUE
Water_00008279 | SITE_00657 | Room_00012455 | Bathroom_2 | Bathroom | Bathroom Faucet | 2 | 2.6533 | 2 | 3 |  | N/A | N/A | N/A | Bag | 0.796 |  | 2.388 |  | WA | Manufactured | Bathroom Faucet | 1176 | 1628.92 | Manufactured | FALSE | FALSE |  |  |  | 3257.84 | 3889.861 | Manufactured_FALSE | Manufactured_FALSE | Manufactured_ | Manufactured_ | Manufactured_ | unknown | unknownManufactured_ | unknownManufactured_FALSE
Water_00008280 | SITE_00657 | Room_00012455 | Bathroom_2 | Bathroom | Shower | unknown |  |  |  | Unknown | Primary | Daily / Almost Daily | Dual shower head | Bag | 0.8492 |  |  | Unknown | WA | Manufactured | Shower | 1176 | 1628.92 | Manufactured | TRUE | FALSE | FALSE | FALSE | FALSE | 0 | 0 | Manufactured_TRUE | Manufactured_FALSE | Manufactured_FALSE | Manufactured_FALSE | Manufactured_FALSE | unknown | unknownManufactured_FALSE | unknownManufactured_TRUE
Water_00008281 | SITE_00657 | Room_00012455 | Bathroom_2 | Bathroom | Bathtub | unknown |  |  |  | N/A | N/A | N/A | N/A | Unknown |  | N/A |  | N/A | WA | Manufactured | Bathtub | 1176 | 1628.92 | Manufactured | FALSE | FALSE |  |  |  | 0 | 0 | Manufactured_FALSE | Manufactured_FALSE | Manufactured_ | Manufactured_ | Manufactured_ | unknown | unknownManufactured_ | unknownManufactured_FALSE
Water_00008282 | SITE_00657 | Room_00012457 | Kitchen_1 | Kitchen | Kitchen Faucet | 2.6533 | 2.6533 |  | 3 |  | N/A | N/A | N/A | Bag | 0.796 |  | 2.388 |  | WA | Manufactured | Kitchen Faucet | 1176 | 1628.92 | Manufactured | FALSE | FALSE |  |  |  | 4322.0677 | 3889.861 | Manufactured_FALSE | Manufactured_FALSE | Manufactured_ | Manufactured_ | Manufactured_ | unknown | unknownManufactured_ | unknownManufactured_FALSE
Water_00008283 | SITE_00728 | Room_00013349 | Kitchen_1 | Kitchen | Kitchen Faucet | 2.2 | 2.3 | 2.2 | 2.6 |  | N/A | N/A | N/A | Bag | 0.796 |  | 2.07 |  | WA | Single Family | Kitchen Faucet | 1247 | 3805.5 | Single Family | FALSE | FALSE |  |  |  | 8372.1 | 7877.385 | Single Family_FALSE | Single Family_FALSE | Single Family_ | Single Family_ | Single Family_ | unknown | unknownSingle Family_ | unknownSingle Family_FALSE
Water_00008284 | SITE_00728 | Room_00013355 | Bathroom_1 | Bathroom | Bathroom Faucet | 2 | 2.2111 | 2 | 2.5 |  | N/A | N/A | N/A | Bag | 0.796 |  | 1.99 |  | WA | Single Family | Bathroom Faucet | 1247 | 3805.5 | Single Family | FALSE | FALSE |  |  |  | 7611 | 7572.945 | Single Family_FALSE | Single Family_FALSE | Single Family_ | Single Family_ | Single Family_ | unknown | unknownSingle Family_ | unknownSingle Family_FALSE
Water_00008285 | SITE_00728 | Room_00013355 | Bathroom_1 | Bathroom | Shower / Bathtub combo with diverter valve | 2.5944 | 2.5944 |  | 2.75 |  | Secondary | Daily / Almost Daily | N/A | Bag | 0.8492 |  | 2.335 |  | WA | Single Family | Shower | 1247 | 3805.5 | Single Family | TRUE | TRUE | TRUE | TRUE | TRUE | 9873.1583 | 8885.8425 | Single Family_TRUE | Single Family_TRUE | Single Family_TRUE | Single Family_TRUE | Single Family_TRUE | gt2.5gpm | gt2.5gpmSingle Family_TRUE | gt2.5gpmSingle Family_TRUE
Water_00008286 | SITE_00728 | Room_00013357 | Bathroom_2 | Bathroom | Bathroom Faucet | 2.2111 | 2.2111 |  | 2.5 |  | N/A | N/A | N/A | Bag | 0.796 |  | 1.99 |  | WA | Single Family | Bathroom Faucet | 1247 | 3805.5 | Single Family | FALSE | FALSE |  |  |  | 8414.3833 | 7572.945 | Single Family_FALSE | Single Family_FALSE | Single Family_ | Single Family_ | Single Family_ | unknown | unknownSingle Family_ | unknownSingle Family_FALSE
Water_00008287 | SITE_00728 | Room_00013357 | Bathroom_2 | Bathroom | Shower | 3.7744 | 3.7744 |  | 4 |  | Primary | Daily / Almost Daily | N/A | Bag | 0.8492 |  | 3.397 |  | WA | Single Family | Shower | 1247 | 3805.5 | Single Family | TRUE | FALSE | TRUE | TRUE | TRUE | 14363.6483 | 12927.2835 | Single Family_TRUE | Single Family_FALSE | Single Family_TRUE | Single Family_TRUE | Single Family_TRUE | gt2.5gpm | gt2.5gpmSingle Family_TRUE | gt2.5gpmSingle Family_TRUE
Water_00008288 | SITE_00728 | Room_00013366 | Bathroom_3 | Bathroom | Bathroom Faucet | 1.2 | 1.7689 | 1.2 | 2 |  | N/A | N/A | N/A | Bag | 0.796 |  | 1.592 |  | WA | Single Family | Bathroom Faucet | 1247 | 3805.5 | Single Family | FALSE | FALSE |  |  |  | 4566.6 | 6058.356 | Single Family_FALSE | Single Family_FALSE | Single Family_ | Single Family_ | Single Family_ | unknown | unknownSingle Family_ | unknownSingle Family_FALSE
Water_00008289 | SITE_00728 | Room_00013366 | Bathroom_3 | Bathroom | Shower | 2.5944 | 2.5944 |  | 2.75 |  | Unknown | A few times per year | N/A | Bag | 0.8492 |  | 2.335 |  | WA | Single Family | Shower | 1247 | 3805.5 | Single Family | TRUE | FALSE | TRUE | TRUE | TRUE | 9873.1583 | 8885.8425 | Single Family_TRUE | Single Family_FALSE | Single Family_TRUE | Single Family_TRUE | Single Family_TRUE | gt2.5gpm | gt2.5gpmSingle Family_TRUE | gt2.5gpmSingle Family_TRUE
Water_00008290 | SITE_00430 | Room_00009639 | Kitchen_1 | Kitchen | Kitchen Faucet | 2.2 | 2.3878 | 2.2 | 2.7 |  | N/A | N/A | N/A | Bag | 0.796 |  | 2.149 |  | WA | Multifamily Residence | Kitchen Faucet | 950 | 687.85 | Multifamily Residence | FALSE | FALSE |  |  |  | 1513.27 | 1478.1897 | Multifamily Residence_FALSE | Multifamily Residence_FALSE | Multifamily Residence_ | Multifamily Residence_ | Multifamily Residence_ | unknown | unknownMultifamily Residence_ | unknownMultifamily Residence_FALSE
Water_00008291 | SITE_00430 | Room_00009644 | Bathroom_1 | Bathroom | Bathroom Faucet | 1.7689 | 1.7689 |  | 2 |  | N/A | N/A | N/A | Bag | 0.796 |  | 1.592 |  | WA | Multifamily Residence | Bathroom Faucet | 950 | 687.85 | Multifamily Residence | FALSE | FALSE |  |  |  | 1216.7302 | 1095.0572 | Multifamily Residence_FALSE | Multifamily Residence_FALSE | Multifamily Residence_ | Multifamily Residence_ | Multifamily Residence_ | unknown | unknownMultifamily Residence_ | unknownMultifamily Residence_FALSE
Water_00008292 | SITE_00430 | Room_00009644 | Bathroom_1 | Bathroom | Shower / Bathtub combo with diverter valve | 2.5944 | 2.5944 |  | 2.75 |  | Primary | Daily / Almost Daily | N/A | Bag | 0.8492 |  | 2.335 |  | WA | Multifamily Residence | Shower | 950 | 687.85 | Multifamily Residence | TRUE | TRUE | TRUE | TRUE | TRUE | 1784.5886 | 1606.1298 | Multifamily Residence_TRUE | Multifamily Residence_TRUE | Multifamily Residence_TRUE | Multifamily Residence_TRUE | Multifamily Residence_TRUE | gt2.5gpm | gt2.5gpmMultifamily Residence_TRUE | gt2.5gpmMultifamily Residence_TRUE
Water_00008293 | SITE_01942 | Room_00023646 | Bathroom_6 | Bathroom | Bathroom Faucet | 1.8578 | 1.8578 |  | 2.1 |  | N/A | N/A | N/A | Bag | 0.796 |  | 1.672 |  | WA | Single Family | Bathroom Faucet | 2449 | 2986.36 | Single Family | FALSE | FALSE |  |  |  | 5547.9932 | 4993.1939 | Single Family_FALSE | Single Family_FALSE | Single Family_ | Single Family_ | Single Family_ | unknown | unknownSingle Family_ | unknownSingle Family_FALSE
Water_00008294 | SITE_01942 | Room_00023646 | Bathroom_6 | Bathroom | Bathroom Faucet | 2.0344 | 2.0344 |  | 2.3 |  | N/A | N/A | N/A | Bag | 0.796 |  | 1.831 |  | WA | Single Family | Bathroom Faucet | 2449 | 2986.36 | Single Family | FALSE | FALSE |  |  |  | 6075.5835 | 5468.0252 | Single Family_FALSE | Single Family_FALSE | Single Family_ | Single Family_ | Single Family_ | unknown | unknownSingle Family_ | unknownSingle Family_FALSE
Water_00008295 | SITE_01942 | Room_00023646 | Bathroom_6 | Bathroom | Shower | 2.5 |  | 2.5 |  | Unknown | Unknown | Daily / Almost Daily | Head too large for flowbag | Unknown |  | N/A |  | N/A | WA | Single Family | Shower | 2449 | 2986.36 | Single Family | TRUE | FALSE | TRUE | FALSE | FALSE | 7465.9 | 0 | Single Family_TRUE | Single Family_FALSE | Single Family_TRUE | Single Family_FALSE | Single Family_FALSE | unknown | unknownSingle Family_FALSE | unknownSingle Family_TRUE
Water_00008296 | SITE_01942 | Room_00023646 | Bathroom_6 | Bathroom | Bathtub | unknown |  |  |  | N/A | N/A | N/A | N/A | Unknown |  | N/A |  | N/A | WA | Single Family | Bathtub | 2449 | 2986.36 | Single Family | FALSE | FALSE |  |  |  | 0 | 0 | Single Family_FALSE | Single Family_FALSE | Single Family_ | Single Family_ | Single Family_ | unknown | unknownSingle Family_ | unknownSingle Family_FALSE
Water_00008297 | SITE_00106 | Room_00007368 | Bathroom_6 | Bathroom | Bathroom Faucet | 1.5 | 1.5033 | 1.5 | 1.7 |  | N/A | N/A | N/A | Bag | 0.796 |  | 1.353 |  | WA | Multifamily Residence | Bathroom Faucet | 629 | 739.45 | Multifamily Residence | FALSE | FALSE |  |  |  | 1109.175 | 1000.4759 | Multifamily Residence_FALSE | Multifamily Residence_FALSE | Multifamily Residence_ | Multifamily Residence_ | Multifamily Residence_ | unknown | unknownMultifamily Residence_ | unknownMultifamily Residence_FALSE
Water_00008298 | SITE_00106 | Room_00007368 | Bathroom_6 | Bathroom | Shower / Bathtub combo with diverter valve | 2.5 |  | 2.5 | 2.6 |  | Primary | A few times per week | N/A | Unknown |  | N/A |  | N/A | WA | Multifamily Residence | Shower | 629 | 739.45 | Multifamily Residence | TRUE | TRUE | TRUE | FALSE | FALSE | 1848.625 | 0 | Multifamily Residence_TRUE | Multifamily Residence_TRUE | Multifamily Residence_TRUE | Multifamily Residence_FALSE | Multifamily Residence_FALSE | unknown | unknownMultifamily Residence_FALSE | unknownMultifamily Residence_TRUE
Water_00008299 | SITE_00107 | Room_00007374 | Bathroom_1 | Bathroom | Bathroom Faucet | 1.5 | 1.7689 | 1.5 | 2 |  | N/A | N/A | N/A | Bag | 0.796 |  | 1.592 |  | WA | Multifamily Residence | Bathroom Faucet | 630 | 739.45 | Multifamily Residence | FALSE | FALSE |  |  |  | 1109.175 | 1177.2044 | Multifamily Residence_FALSE | Multifamily Residence_FALSE | Multifamily Residence_ | Multifamily Residence_ | Multifamily Residence_ | unknown | unknownMultifamily Residence_ | unknownMultifamily Residence_FALSE
Water_00008300 | SITE_00107 | Room_00007374 | Bathroom_1 | Bathroom | Shower | 1.5 |  | 1.5 | 1.5 |  | Primary | A few times per week | N/A | Unknown |  | N/A |  | N/A | WA | Multifamily Residence | Shower | 630 | 739.45 | Multifamily Residence | TRUE | FALSE | TRUE | FALSE | FALSE | 1109.175 | 0 | Multifamily Residence_TRUE | Multifamily Residence_FALSE | Multifamily Residence_TRUE | Multifamily Residence_FALSE | Multifamily Residence_FALSE | unknown | unknownMultifamily Residence_FALSE | unknownMultifamily Residence_TRUE
Water_00008301 | SITE_00107 | Room_00007376 | Family Room_1 | Family Room | Kitchen Faucet | 1.8 | 1.7689 | 1.8 | 2 |  | N/A | N/A | N/A | Bag | 0.796 |  | 1.592 |  | WA | Multifamily Residence | Kitchen Faucet | 630 | 739.45 | Multifamily Residence | FALSE | FALSE |  |  |  | 1331.01 | 1177.2044 | Multifamily Residence_FALSE | Multifamily Residence_FALSE | Multifamily Residence_ | Multifamily Residence_ | Multifamily Residence_ | unknown | unknownMultifamily Residence_ | unknownMultifamily Residence_FALSE
Water_00008302 | SITE_00108 | Room_00007378 | Kitchen_1 | Kitchen | Kitchen Faucet | 3.0956 | 3.0956 |  | 3.5 |  | N/A | N/A | No aerator | Bag | 0.796 |  | 2.786 |  | WA | Single Family | Kitchen Faucet | 631 | 2986.36 | Single Family | FALSE | FALSE |  |  |  | 9244.4433 | 8319.999 | Single Family_FALSE | Single Family_FALSE | Single Family_ | Single Family_ | Single Family_ | unknown | unknownSingle Family_ | unknownSingle Family_FALSE
Water_00008303 | SITE_00108 | Room_00007382 | Bathroom_1 | Bathroom | Bathroom Faucet | 3.1844 | 3.1844 |  | 3.6 |  | N/A | N/A | No aerator | Bag | 0.796 |  | 2.866 |  | WA | Single Family | Bathroom Faucet | 631 | 2986.36 | Single Family | FALSE | FALSE |  |  |  | 9509.8975 | 8558.9078 | Single Family_FALSE | Single Family_FALSE | Single Family_ | Single Family_ | Single Family_ | unknown | unknownSingle Family_ | unknownSingle Family_FALSE
Water_00008304 | SITE_00108 | Room_00007382 | Bathroom_1 | Bathroom | Shower / Bathtub combo with diverter valve | 2 |  | 2 | 1.9 |  | Primary | Daily / Almost Daily | N/A | Unknown |  | N/A |  | N/A | WA | Single Family | Shower | 631 | 2986.36 | Single Family | TRUE | TRUE | TRUE | FALSE | FALSE | 5972.72 | 0 | Single Family_TRUE | Single Family_TRUE | Single Family_TRUE | Single Family_FALSE | Single Family_FALSE | unknown | unknownSingle Family_FALSE | unknownSingle Family_TRUE
Water_00008305 | SITE_00113 | Room_00007411 | Bathroom_6 | Bathroom | Bathroom Faucet | 1 | 1.0611 | 1 | 1.2 |  | N/A | N/A | N/A | Bag | 0.796 |  | 0.955 |  | WA | Multifamily Residence | Bathroom Faucet | 636 | 739.45 | Multifamily Residence | FALSE | FALSE |  |  |  | 739.45 | 706.1748 | Multifamily Residence_FALSE | Multifamily Residence_FALSE | Multifamily Residence_ | Multifamily Residence_ | Multifamily Residence_ | unknown | unknownMultifamily Residence_ | unknownMultifamily Residence_FALSE
Water_00008306 | SITE_00113 | Room_00007411 | Bathroom_6 | Bathroom | Shower / Bathtub combo with diverter valve | 2 |  | 2 | 1.8 |  | Secondary | A few times per week | N/A | Unknown |  | N/A |  | N/A | WA | Multifamily Residence | Shower | 636 | 739.45 | Multifamily Residence | TRUE | TRUE | TRUE | FALSE | FALSE | 1478.9 | 0 | Multifamily Residence_TRUE | Multifamily Residence_TRUE | Multifamily Residence_TRUE | Multifamily Residence_FALSE | Multifamily Residence_FALSE | unknown | unknownMultifamily Residence_FALSE | unknownMultifamily Residence_TRUE
Water_00008307 | SITE_02056 | Room_00025308 | Bathroom_6 | Bathroom | Bathroom Faucet | 1.5 | 1.5922 | 1.5 | 1.8 |  | N/A | N/A | N/A | Bag | 0.796 |  | 1.433 |  | WA | Single Family | Bathroom Faucet | 2563 | 2986.36 | Single Family | FALSE | FALSE |  |  |  | 4479.54 | 4279.4539 | Single Family_FALSE | Single Family_FALSE | Single Family_ | Single Family_ | Single Family_ | unknown | unknownSingle Family_ | unknownSingle Family_FALSE
Water_00008308 | SITE_02056 | Room_00025308 | Bathroom_6 | Bathroom | Shower | unknown |  |  |  | Unknown | Primary | Daily / Almost Daily | Dual showerhead, they use both | Unknown |  | N/A |  | N/A | WA | Single Family | Shower | 2563 | 2986.36 | Single Family | TRUE | FALSE | FALSE | FALSE | FALSE | 0 | 0 | Single Family_TRUE | Single Family_FALSE | Single Family_FALSE | Single Family_FALSE | Single Family_FALSE | unknown | unknownSingle Family_FALSE | unknownSingle Family_TRUE
Water_00008309 | SITE_02029 | Room_00024917 | Bathroom_1 | Bathroom | Bathroom Faucet | 2 | 1.8578 | 2 | 2.1 |  | N/A | N/A | N/A | Bag | 0.796 |  | 1.672 |  | WA | Single Family | Bathroom Faucet | 2536 | 2986.36 | Single Family | FALSE | FALSE |  |  |  | 5972.72 | 4993.1939 | Single Family_FALSE | Single Family_FALSE | Single Family_ | Single Family_ | Single Family_ | unknown | unknownSingle Family_ | unknownSingle Family_FALSE
Water_00008310 | SITE_02029 | Room_00024919 | Kitchen_1 | Kitchen | Kitchen Faucet | 2.2 | 1.8578 | 2.2 | 2.1 |  | N/A | N/A | N/A | Bag | 0.796 |  | 1.672 |  | WA | Single Family | Kitchen Faucet | 2536 | 2986.36 | Single Family | FALSE | FALSE |  |  |  | 6569.992 | 4993.1939 | Single Family_FALSE | Single Family_FALSE | Single Family_ | Single Family_ | Single Family_ | unknown | unknownSingle Family_ | unknownSingle Family_FALSE
Water_00008311 | SITE_02029 | Room_00024923 | Bathroom_2 | Bathroom | Bathroom Faucet | 2 | 2.0344 | 2 | 2.3 |  | N/A | N/A | N/A | Bag | 0.796 |  | 1.831 |  | WA | Single Family | Bathroom Faucet | 2536 | 2986.36 | Single Family | FALSE | FALSE |  |  |  | 5972.72 | 5468.0252 | Single Family_FALSE | Single Family_FALSE | Single Family_ | Single Family_ | Single Family_ | unknown | unknownSingle Family_ | unknownSingle Family_FALSE
Water_00008312 | SITE_02029 | Room_00024925 | Bathroom_3 | Bathroom | Shower | unknown |  |  |  | Unknown | All used about the same | A few times per week | Dual shower head, too large for flow bag | Unknown |  | N/A |  | N/A | WA | Single Family | Shower | 2536 | 2986.36 | Single Family | TRUE | FALSE | FALSE | FALSE | FALSE | 0 | 0 | Single Family_TRUE | Single Family_FALSE | Single Family_FALSE | Single Family_FALSE | Single Family_FALSE | unknown | unknownSingle Family_FALSE | unknownSingle Family_TRUE
Water_00008313 | SITE_02029 | Room_00024928 | Bathroom_4 | Bathroom | Bathroom Faucet | 2 | 1.9456 | 2 | 2.2 |  | N/A | N/A | N/A | Bag | 0.796 |  | 1.751 |  | WA | Single Family | Bathroom Faucet | 2536 | 2986.36 | Single Family | FALSE | FALSE |  |  |  | 5972.72 | 5229.1164 | Single Family_FALSE | Single Family_FALSE | Single Family_ | Single Family_ | Single Family_ | unknown | unknownSingle Family_ | unknownSingle Family_FALSE
Water_00008314 | SITE_02029 | Room_00024928 | Bathroom_4 | Bathroom | Shower / Bathtub combo with diverter valve | 2.5 |  | 2.5 |  | Unknown | All used about the same | Daily / Almost Daily | N/A | Unknown |  | N/A |  | N/A | WA | Single Family | Shower | 2536 | 2986.36 | Single Family | TRUE | TRUE | TRUE | FALSE | FALSE | 7465.9 | 0 | Single Family_TRUE | Single Family_TRUE | Single Family_TRUE | Single Family_FALSE | Single Family_FALSE | unknown | unknownSingle Family_FALSE | unknownSingle Family_TRUE
Water_00008315 | SITE_02029 | Room_00024925 | Bathroom_3 | Bathroom | Bathroom Faucet | 2 | 2.2111 | 2 | 2.5 |  | N/A | N/A | N/A | Bag | 0.796 |  | 1.99 |  | WA | Single Family | Bathroom Faucet | 2536 | 2986.36 | Single Family | FALSE | FALSE |  |  |  | 5972.72 | 5942.8564 | Single Family_FALSE | Single Family_FALSE | Single Family_ | Single Family_ | Single Family_ | unknown | unknownSingle Family_ | unknownSingle Family_FALSE
Water_00008316 | SITE_01994 | Room_00024365 | Bathroom_1 | Bathroom | Bathroom Faucet | 2.2 | 1.5922 | 2.2 | 1.8 |  | N/A | N/A | N/A | Bag | 0.796 |  | 1.433 |  | WA | Single Family | Bathroom Faucet | 2501 | 2986.36 | Single Family | FALSE | FALSE |  |  |  | 6569.992 | 4279.4539 | Single Family_FALSE | Single Family_FALSE | Single Family_ | Single Family_ | Single Family_ | unknown | unknownSingle Family_ | unknownSingle Family_FALSE
Water_00008317 | SITE_01994 | Room_00024365 | Bathroom_1 | Bathroom | Shower | unknown |  |  | 2.75 |  | Primary | Daily / Almost Daily | N/A | Unknown |  | N/A |  | N/A | WA | Single Family | Shower | 2501 | 2986.36 | Single Family | TRUE | FALSE | FALSE | FALSE | FALSE | 0 | 0 | Single Family_TRUE | Single Family_FALSE | Single Family_FALSE | Single Family_FALSE | Single Family_FALSE | unknown | unknownSingle Family_FALSE | unknownSingle Family_TRUE
Water_00008318 | SITE_01994 | Room_00024365 | Bathroom_1 | Bathroom | Bathtub | unknown |  |  |  | N/A | N/A | N/A | N/A | Unknown |  | N/A |  | N/A | WA | Single Family | Bathtub | 2501 | 2986.36 | Single Family | FALSE | FALSE |  |  |  | 0 | 0 | Single Family_FALSE | Single Family_FALSE | Single Family_ | Single Family_ | Single Family_ | unknown | unknownSingle Family_ | unknownSingle Family_FALSE
Water_00008319 | SITE_01994 | Room_00024366 | Bathroom_2 | Bathroom | Bathroom Faucet | 2.2 | 1.4156 | 2.2 | 1.6 |  | N/A | N/A | N/A | Bag | 0.796 |  | 1.274 |  | WA | Single Family | Bathroom Faucet | 2501 | 2986.36 | Single Family | FALSE | FALSE |  |  |  | 6569.992 | 3804.6226 | Single Family_FALSE | Single Family_FALSE | Single Family_ | Single Family_ | Single Family_ | unknown | unknownSingle Family_ | unknownSingle Family_FALSE
Water_00008320 | SITE_01994 | Room_00024370 | Kitchen_1 | Kitchen | Kitchen Faucet | 1.7689 | 1.7689 |  | 2 |  | N/A | N/A | N/A | Bag | 0.796 |  | 1.592 |  | WA | Single Family | Kitchen Faucet | 2501 | 2986.36 | Single Family | FALSE | FALSE |  |  |  | 5282.539 | 4754.2851 | Single Family_FALSE | Single Family_FALSE | Single Family_ | Single Family_ | Single Family_ | unknown | unknownSingle Family_ | unknownSingle Family_FALSE
Water_00008321 | SITE_01994 | Room_00024376 | Bathroom_3 | Bathroom | Bathroom Faucet | 2.2 | 1.68 | 2.2 | 1.9 |  | N/A | N/A | N/A | Bag | 0.796 |  | 1.512 |  | WA | Single Family | Bathroom Faucet | 2501 | 2986.36 | Single Family | FALSE | FALSE |  |  |  | 6569.992 | 4515.3763 | Single Family_FALSE | Single Family_FALSE | Single Family_ | Single Family_ | Single Family_ | unknown | unknownSingle Family_ | unknownSingle Family_FALSE
Water_00008322 | SITE_01994 | Room_00024376 | Bathroom_3 | Bathroom | Shower / Bathtub combo with diverter valve | unknown |  |  | 2.8 |  | Secondary | A few times per month | N/A | Unknown |  | N/A |  | N/A | WA | Single Family | Shower | 2501 | 2986.36 | Single Family | TRUE | TRUE | FALSE | FALSE | FALSE | 0 | 0 | Single Family_TRUE | Single Family_TRUE | Single Family_FALSE | Single Family_FALSE | Single Family_FALSE | unknown | unknownSingle Family_FALSE | unknownSingle Family_TRUE
Water_00008323 | SITE_02015 | Room_00024697 | Bathroom_1 | Bathroom | Bathroom Faucet | 1.5922 | 1.5922 |  | 1.8 |  | N/A | N/A | Buildup | Bag | 0.796 |  | 1.433 |  | WA | Single Family | Bathroom Faucet | 2522 | 2986.36 | Single Family | FALSE | FALSE |  |  |  | 4754.9488 | 4279.4539 | Single Family_FALSE | Single Family_FALSE | Single Family_ | Single Family_ | Single Family_ | unknown | unknownSingle Family_ | unknownSingle Family_FALSE
Water_00008324 | SITE_02015 | Room_00024697 | Bathroom_1 | Bathroom | Shower | unknown |  |  | 2.3 |  | Primary | Daily / Almost Daily | N/A | Unknown |  | N/A |  | N/A | WA | Single Family | Shower | 2522 | 2986.36 | Single Family | TRUE | FALSE | FALSE | FALSE | FALSE | 0 | 0 | Single Family_TRUE | Single Family_FALSE | Single Family_FALSE | Single Family_FALSE | Single Family_FALSE | unknown | unknownSingle Family_FALSE | unknownSingle Family_TRUE
Water_00008325 | SITE_02015 | Room_00024699 | Bathroom_2 | Bathroom | Bathroom Faucet | 1.68 | 1.68 |  | 1.9 |  | N/A | N/A | N/A | Bag | 0.796 |  | 1.512 |  | WA | Single Family | Bathroom Faucet | 2522 | 2986.36 | Single Family | FALSE | FALSE |  |  |  | 5017.0848 | 4515.3763 | Single Family_FALSE | Single Family_FALSE | Single Family_ | Single Family_ | Single Family_ | unknown | unknownSingle Family_ | unknownSingle Family_FALSE
Water_00008326 | SITE_02015 | Room_00024699 | Bathroom_2 | Bathroom | Shower / Bathtub combo with diverter valve | unknown |  |  | 2 |  | Secondary | A few times per year | N/A | Unknown |  | N/A |  | N/A | WA | Single Family | Shower | 2522 | 2986.36 | Single Family | TRUE | TRUE | FALSE | FALSE | FALSE | 0 | 0 | Single Family_TRUE | Single Family_TRUE | Single Family_FALSE | Single Family_FALSE | Single Family_FALSE | unknown | unknownSingle Family_FALSE | unknownSingle Family_TRUE
Water_00008327 | SITE_02015 | Room_00024706 | Kitchen_1 | Kitchen | Kitchen Faucet | 2.2 | 1.7689 | 2.2 | 2 |  | N/A | N/A | N/A | Bag | 0.796 |  | 1.592 |  | WA | Single Family | Kitchen Faucet | 2522 | 2986.36 | Single Family | FALSE | FALSE |  |  |  | 6569.992 | 4754.2851 | Single Family_FALSE | Single Family_FALSE | Single Family_ | Single Family_ | Single Family_ | unknown | unknownSingle Family_ | unknownSingle Family_FALSE
Water_00008328 | SITE_02059 | Room_00025351 | Bathroom_6 | Bathroom | Bathroom Faucet | 1.3267 | 1.3267 |  | 1.5 |  | N/A | N/A | No aerator | Bag | 0.796 |  | 1.194 |  | WA | Single Family | Bathroom Faucet | 2566 | 2986.36 | Single Family | FALSE | FALSE |  |  |  | 3961.9043 | 3565.7138 | Single Family_FALSE | Single Family_FALSE | Single Family_ | Single Family_ | Single Family_ | unknown | unknownSingle Family_ | unknownSingle Family_FALSE
Water_00008329 | SITE_02059 | Room_00025351 | Bathroom_6 | Bathroom | Bathroom Faucet | 1.3267 | 1.3267 |  | 1.5 |  | N/A | N/A | No aerator | Bag | 0.796 |  | 1.194 |  | WA | Single Family | Bathroom Faucet | 2566 | 2986.36 | Single Family | FALSE | FALSE |  |  |  | 3961.9043 | 3565.7138 | Single Family_FALSE | Single Family_FALSE | Single Family_ | Single Family_ | Single Family_ | unknown | unknownSingle Family_ | unknownSingle Family_FALSE
Water_00008330 | SITE_02059 | Room_00025351 | Bathroom_6 | Bathroom | Shower | unknown |  |  |  | Unknown | Primary | Daily / Almost Daily | Dual shower heads, too large for flow bag | Unknown |  | N/A |  | N/A | WA | Single Family | Shower | 2566 | 2986.36 | Single Family | TRUE | FALSE | FALSE | FALSE | FALSE | 0 | 0 | Single Family_TRUE | Single Family_FALSE | Single Family_FALSE | Single Family_FALSE | Single Family_FALSE | unknown | unknownSingle Family_FALSE | unknownSingle Family_TRUE
Water_00008331 | SITE_02059 | Room_00025351 | Bathroom_6 | Bathroom | Bathtub | unknown |  |  |  | N/A | N/A | N/A | N/A | Unknown |  | N/A |  | N/A | WA | Single Family | Bathtub | 2566 | 2986.36 | Single Family | FALSE | FALSE |  |  |  | 0 | 0 | Single Family_FALSE | Single Family_FALSE | Single Family_ | Single Family_ | Single Family_ | unknown | unknownSingle Family_ | unknownSingle Family_FALSE
Water_00008332 | SITE_02059 | Room_00025356 | Bathroom_7 | Bathroom | Bathroom Faucet | 1.68 | 1.68 |  | 1.9 |  | N/A | N/A | No aerator | Bag | 0.796 |  | 1.512 |  | WA | Single Family | Bathroom Faucet | 2566 | 2986.36 | Single Family | FALSE | FALSE |  |  |  | 5017.0848 | 4515.3763 | Single Family_FALSE | Single Family_FALSE | Single Family_ | Single Family_ | Single Family_ | unknown | unknownSingle Family_ | unknownSingle Family_FALSE
Water_00008333 | SITE_02059 | Room_00025356 | Bathroom_7 | Bathroom | Shower | unknown |  |  | 2.1 |  | Unknown | A few times per month | N/A | Unknown |  | N/A |  | N/A | WA | Single Family | Shower | 2566 | 2986.36 | Single Family | TRUE | FALSE | FALSE | FALSE | FALSE | 0 | 0 | Single Family_TRUE | Single Family_FALSE | Single Family_FALSE | Single Family_FALSE | Single Family_FALSE | unknown | unknownSingle Family_FALSE | unknownSingle Family_TRUE
Water_00008334 | SITE_01942 | Room_00023653 | Kitchen_1 | Kitchen | Kitchen Faucet | unknown |  |  | 1.4 |  | N/A | N/A | N/A | Unknown |  | N/A |  | N/A | WA | Single Family | Kitchen Faucet | 2449 | 2986.36 | Single Family | FALSE | FALSE |  |  |  | 0 | 0 | Single Family_FALSE | Single Family_FALSE | Single Family_ | Single Family_ | Single Family_ | unknown | unknownSingle Family_ | unknownSingle Family_FALSE
Water_00008335 | SITE_01942 | Room_00023652 | Bathroom_1 | Bathroom | Bathroom Faucet | unknown |  |  | 2 |  | N/A | N/A | N/A | Unknown |  | N/A |  | N/A | WA | Single Family | Bathroom Faucet | 2449 | 2986.36 | Single Family | FALSE | FALSE |  |  |  | 0 | 0 | Single Family_FALSE | Single Family_FALSE | Single Family_ | Single Family_ | Single Family_ | unknown | unknownSingle Family_ | unknownSingle Family_FALSE
Water_00008336 | SITE_01942 | Room_00023657 | Bathroom_2 | Bathroom | Bathroom Faucet | unknown |  |  | 2.4 |  | N/A | N/A | N/A | Unknown |  | N/A |  | N/A | WA | Single Family | Bathroom Faucet | 2449 | 2986.36 | Single Family | FALSE | FALSE |  |  |  | 0 | 0 | Single Family_FALSE | Single Family_FALSE | Single Family_ | Single Family_ | Single Family_ | unknown | unknownSingle Family_ | unknownSingle Family_FALSE
Water_00008337 | SITE_01942 | Room_00023657 | Bathroom_2 | Bathroom | Shower / Bathtub combo with diverter valve | unknown |  |  | 2.8 |  | Secondary | Daily / Almost Daily | N/A | Unknown |  | N/A |  | N/A | WA | Single Family | Shower | 2449 | 2986.36 | Single Family | TRUE | TRUE | FALSE | FALSE | FALSE | 0 | 0 | Single Family_TRUE | Single Family_TRUE | Single Family_FALSE | Single Family_FALSE | Single Family_FALSE | unknown | unknownSingle Family_FALSE | unknownSingle Family_TRUE
Water_00008338 | SITE_00106 | Room_00007371 | Kitchen_1 | Kitchen | Kitchen Faucet | 2 |  | 2 | 1.4 |  | N/A | N/A | N/A | Unknown |  | N/A |  | N/A | WA | Multifamily Residence | Kitchen Faucet | 629 | 739.45 | Multifamily Residence | FALSE | FALSE |  |  |  | 1478.9 | 0 | Multifamily Residence_FALSE | Multifamily Residence_FALSE | Multifamily Residence_ | Multifamily Residence_ | Multifamily Residence_ | unknown | unknownMultifamily Residence_ | unknownMultifamily Residence_FALSE
Water_00008339 | SITE_00113 | Room_00007414 | Bathroom_1 | Bathroom | Shower | unknown |  |  | 3 |  | Secondary | Daily / Almost Daily | N/A | Unknown |  | N/A |  | N/A | WA | Multifamily Residence | Shower | 636 | 739.45 | Multifamily Residence | TRUE | FALSE | FALSE | FALSE | FALSE | 0 | 0 | Multifamily Residence_TRUE | Multifamily Residence_FALSE | Multifamily Residence_FALSE | Multifamily Residence_FALSE | Multifamily Residence_FALSE | unknown | unknownMultifamily Residence_FALSE | unknownMultifamily Residence_TRUE
Water_00008340 | SITE_00113 | Room_00007414 | Bathroom_1 | Bathroom | Bathroom Faucet | 1 |  | 1 | 1.5 |  | N/A | N/A | N/A | Unknown |  | N/A |  | N/A | WA | Multifamily Residence | Bathroom Faucet | 636 | 739.45 | Multifamily Residence | FALSE | FALSE |  |  |  | 739.45 | 0 | Multifamily Residence_FALSE | Multifamily Residence_FALSE | Multifamily Residence_ | Multifamily Residence_ | Multifamily Residence_ | unknown | unknownMultifamily Residence_ | unknownMultifamily Residence_FALSE
Water_00008341 | SITE_00113 | Room_00007415 | Kitchen_1 | Kitchen | Kitchen Faucet | 1.5 |  | 1.5 | 2 |  | N/A | N/A | N/A | Unknown |  | N/A |  | N/A | WA | Multifamily Residence | Kitchen Faucet | 636 | 739.45 | Multifamily Residence | FALSE | FALSE |  |  |  | 1109.175 | 0 | Multifamily Residence_FALSE | Multifamily Residence_FALSE | Multifamily Residence_ | Multifamily Residence_ | Multifamily Residence_ | unknown | unknownMultifamily Residence_ | unknownMultifamily Residence_FALSE
Water_00008342 | SITE_00111 | Room_00007403 | Bathroom_1 | Bathroom | Bathroom Faucet | unknown |  |  | 0.7 |  | N/A | N/A | N/A | Unknown |  | N/A |  | N/A | WA | Multifamily Residence | Bathroom Faucet | 634 | 739.45 | Multifamily Residence | FALSE | FALSE |  |  |  | 0 | 0 | Multifamily Residence_FALSE | Multifamily Residence_FALSE | Multifamily Residence_ | Multifamily Residence_ | Multifamily Residence_ | unknown | unknownMultifamily Residence_ | unknownMultifamily Residence_FALSE
Water_00008343 | SITE_00111 | Room_00007403 | Bathroom_1 | Bathroom | Shower / Bathtub combo with diverter valve | 2.5 |  | 2.5 | 1.5 |  | Primary | Unknown | N/A | Unknown |  | N/A |  | N/A | WA | Multifamily Residence | Shower | 634 | 739.45 | Multifamily Residence | TRUE | TRUE | TRUE | FALSE | FALSE | 1848.625 | 0 | Multifamily Residence_TRUE | Multifamily Residence_TRUE | Multifamily Residence_TRUE | Multifamily Residence_FALSE | Multifamily Residence_FALSE | unknown | unknownMultifamily Residence_FALSE | unknownMultifamily Residence_TRUE
Water_00008344 | SITE_00111 | Room_00007398 | Kitchen_1 | Kitchen | Kitchen Faucet | 2.2 |  | 2.2 | 0.5 |  | N/A | N/A | N/A | Unknown |  | N/A |  | N/A | WA | Multifamily Residence | Kitchen Faucet | 634 | 739.45 | Multifamily Residence | FALSE | FALSE |  |  |  | 1626.79 | 0 | Multifamily Residence_FALSE | Multifamily Residence_FALSE | Multifamily Residence_ | Multifamily Residence_ | Multifamily Residence_ | unknown | unknownMultifamily Residence_ | unknownMultifamily Residence_FALSE
Water_00008345 | SITE_02056 | Room_00025312 | Dining Room_1 | Dining Room | Kitchen Faucet | unknown |  |  | 1.5 |  | N/A | N/A | N/A | Unknown |  | N/A |  | N/A | WA | Single Family | Kitchen Faucet | 2563 | 2986.36 | Single Family | FALSE | FALSE |  |  |  | 0 | 0 | Single Family_FALSE | Single Family_FALSE | Single Family_ | Single Family_ | Single Family_ | unknown | unknownSingle Family_ | unknownSingle Family_FALSE
Water_00008346 | SITE_02056 | Room_00025315 | Bathroom_1 | Bathroom | Bathroom Faucet | 1.5 |  | 1.5 | 1.5 |  | N/A | N/A | N/A | Unknown |  | N/A |  | N/A | WA | Single Family | Bathroom Faucet | 2563 | 2986.36 | Single Family | FALSE | FALSE |  |  |  | 4479.54 | 0 | Single Family_FALSE | Single Family_FALSE | Single Family_ | Single Family_ | Single Family_ | unknown | unknownSingle Family_ | unknownSingle Family_FALSE
Water_00008347 | SITE_02056 | Room_00025315 | Bathroom_1 | Bathroom | Shower / Bathtub combo with diverter valve | 2.5 |  | 2.5 | 3 |  | Secondary | Unknown | N/A | Unknown |  | N/A |  | N/A | WA | Single Family | Shower | 2563 | 2986.36 | Single Family | TRUE | TRUE | TRUE | FALSE | FALSE | 7465.9 | 0 | Single Family_TRUE | Single Family_TRUE | Single Family_TRUE | Single Family_FALSE | Single Family_FALSE | unknown | unknownSingle Family_FALSE | unknownSingle Family_TRUE
Water_00008348 | SITE_02059 | Room_00025364 | Bathroom_1 | Bathroom | Bathroom Faucet | 1.5 |  | 1.5 | 2 |  | N/A | N/A | N/A | Unknown |  | N/A |  | N/A | WA | Single Family | Bathroom Faucet | 2566 | 2986.36 | Single Family | FALSE | FALSE |  |  |  | 4479.54 | 0 | Single Family_FALSE | Single Family_FALSE | Single Family_ | Single Family_ | Single Family_ | unknown | unknownSingle Family_ | unknownSingle Family_FALSE
Water_00008349 | SITE_02059 | Room_00025364 | Bathroom_1 | Bathroom | Shower | 2 |  | 2 | 2 |  | Secondary | A few times per year | N/A | Unknown |  | N/A |  | N/A | WA | Single Family | Shower | 2566 | 2986.36 | Single Family | TRUE | FALSE | TRUE | FALSE | FALSE | 5972.72 | 0 | Single Family_TRUE | Single Family_FALSE | Single Family_TRUE | Single Family_FALSE | Single Family_FALSE | unknown | unknownSingle Family_FALSE | unknownSingle Family_TRUE
Water_00008350 | SITE_02059 | Room_00025370 | Bathroom_2 | Bathroom | Bathroom Faucet | unknown |  |  | 1.5 |  | N/A | N/A | N/A | Unknown |  | N/A |  | N/A | WA | Single Family | Bathroom Faucet | 2566 | 2986.36 | Single Family | FALSE | FALSE |  |  |  | 0 | 0 | Single Family_FALSE | Single Family_FALSE | Single Family_ | Single Family_ | Single Family_ | unknown | unknownSingle Family_ | unknownSingle Family_FALSE
Water_00008351 | SITE_02059 | Room_00025371 | Kitchen_1 | Kitchen | Kitchen Faucet | unknown |  |  | 2.5 |  | N/A | N/A | N/A | Unknown |  | N/A |  | N/A | WA | Single Family | Kitchen Faucet | 2566 | 2986.36 | Single Family | FALSE | FALSE |  |  |  | 0 | 0 | Single Family_FALSE | Single Family_FALSE | Single Family_ | Single Family_ | Single Family_ | unknown | unknownSingle Family_ | unknownSingle Family_FALSE
Water_00008352 | SITE_00125 | Room_00007519 | Kitchen_1 | Kitchen | Kitchen Faucet | 2.2 | 2.2111 | 2.2 | 2.5 |  | N/A | N/A | N/A | Bag | 0.796 |  | 1.99 |  | WA | Multifamily Residence | Kitchen Faucet | 648 | 739.45 | Multifamily Residence | FALSE | FALSE |  |  |  | 1626.79 | 1471.5055 | Multifamily Residence_FALSE | Multifamily Residence_FALSE | Multifamily Residence_ | Multifamily Residence_ | Multifamily Residence_ | unknown | unknownMultifamily Residence_ | unknownMultifamily Residence_FALSE
Water_00008353 | SITE_00125 | Room_00007516 | Bathroom_1 | Bathroom | Bathroom Faucet | 2.3 | 2.3 |  | 2.6 |  | N/A | N/A | N/A | Bag | 0.796 |  | 2.07 |  | WA | Multifamily Residence | Bathroom Faucet | 648 | 739.45 | Multifamily Residence | FALSE | FALSE |  |  |  | 1700.735 | 1530.6615 | Multifamily Residence_FALSE | Multifamily Residence_FALSE | Multifamily Residence_ | Multifamily Residence_ | Multifamily Residence_ | unknown | unknownMultifamily Residence_ | unknownMultifamily Residence_FALSE
Water_00008354 | SITE_00125 | Room_00007516 | Bathroom_1 | Bathroom | Shower / Bathtub combo with diverter valve | 2.4533 | 2.4533 |  | 2.6 |  | Primary | Daily / Almost Daily | N/A | Bag | 0.8492 |  | 2.208 |  | WA | Multifamily Residence | Shower | 648 | 739.45 | Multifamily Residence | TRUE | TRUE | TRUE | TRUE | TRUE | 1814.1173 | 1632.7056 | Multifamily Residence_TRUE | Multifamily Residence_TRUE | Multifamily Residence_TRUE | Multifamily Residence_TRUE | Multifamily Residence_TRUE | 2.5gpm | 2.5gpmMultifamily Residence_TRUE | 2.5gpmMultifamily Residence_TRUE
Water_00008355 | SITE_00118 | Room_00007454 | Kitchen_1 | Kitchen | Kitchen Faucet | 1.5 | 1.2378 | 1.5 | 1.4 |  | N/A | N/A | N/A | Bag | 0.796 |  | 1.114 |  | WA | Multifamily Residence | Kitchen Faucet | 641 | 739.45 | Multifamily Residence | FALSE | FALSE |  |  |  | 1109.175 | 823.7473 | Multifamily Residence_FALSE | Multifamily Residence_FALSE | Multifamily Residence_ | Multifamily Residence_ | Multifamily Residence_ | unknown | unknownMultifamily Residence_ | unknownMultifamily Residence_FALSE
Water_00008356 | SITE_00124 | Room_00007504 | Living Room_1 | Living Room | Kitchen Faucet | 2.2 | 1.7689 | 2.2 | 2 |  | N/A | N/A | N/A | Bag | 0.796 |  | 1.592 |  | WA | Single Family | Kitchen Faucet | 647 | 2986.36 | Single Family | FALSE | FALSE |  |  |  | 6569.992 | 4754.2851 | Single Family_FALSE | Single Family_FALSE | Single Family_ | Single Family_ | Single Family_ | unknown | unknownSingle Family_ | unknownSingle Family_FALSE
Water_00008357 | SITE_00124 | Room_00007506 | Bathroom_1 | Bathroom | Bathroom Faucet | 2.2 | 1.8578 | 2.2 | 2.1 |  | N/A | N/A | N/A | Bag | 0.796 |  | 1.672 |  | WA | Single Family | Bathroom Faucet | 647 | 2986.36 | Single Family | FALSE | FALSE |  |  |  | 6569.992 | 4993.1939 | Single Family_FALSE | Single Family_FALSE | Single Family_ | Single Family_ | Single Family_ | unknown | unknownSingle Family_ | unknownSingle Family_FALSE
Water_00008358 | SITE_00124 | Room_00007510 | Bathroom_2 | Bathroom | Bathroom Faucet | 1.5 | 1.15 | 1.5 | 1.3 |  | N/A | N/A | N/A | Bag | 0.796 |  | 1.035 |  | WA | Single Family | Bathroom Faucet | 647 | 2986.36 | Single Family | FALSE | FALSE |  |  |  | 4479.54 | 3090.8826 | Single Family_FALSE | Single Family_FALSE | Single Family_ | Single Family_ | Single Family_ | unknown | unknownSingle Family_ | unknownSingle Family_FALSE
Water_00008359 | SITE_00124 | Room_00007510 | Bathroom_2 | Bathroom | Shower / Bathtub combo with diverter valve | 1.7922 | 1.7922 |  | 1.9 |  | Secondary | A few times per year | N/A | Bag | 0.8492 |  | 1.613 |  | WA | Single Family | Shower | 647 | 2986.36 | Single Family | TRUE | TRUE | TRUE | TRUE | TRUE | 5352.2208 | 4816.9987 | Single Family_TRUE | Single Family_TRUE | Single Family_TRUE | Single Family_TRUE | Single Family_TRUE | 1.8gpm | 1.8gpmSingle Family_TRUE | 1.8gpmSingle Family_TRUE
Water_00008360 | SITE_00124 | Room_00007512 | Bathroom_3 | Bathroom | Bathroom Faucet | 1.5 | 1.2378 | 1.5 | 1.4 |  | N/A | N/A | N/A | Bag | 0.796 |  | 1.114 |  | WA | Single Family | Bathroom Faucet | 647 | 2986.36 | Single Family | FALSE | FALSE |  |  |  | 4479.54 | 3326.805 | Single Family_FALSE | Single Family_FALSE | Single Family_ | Single Family_ | Single Family_ | unknown | unknownSingle Family_ | unknownSingle Family_FALSE
Water_00008361 | SITE_00124 | Room_00007512 | Bathroom_3 | Bathroom | Shower / Bathtub combo with diverter valve | 2.5 | 2.3589 | 2.5 | 2.5 |  | Primary | Daily / Almost Daily | N/A | Bag | 0.8492 |  | 2.123 |  | WA | Single Family | Shower | 647 | 2986.36 | Single Family | TRUE | TRUE | TRUE | TRUE | TRUE | 7465.9 | 6340.0423 | Single Family_TRUE | Single Family_TRUE | Single Family_TRUE | Single Family_TRUE | Single Family_TRUE | 2.5gpm | 2.5gpmSingle Family_TRUE | 2.5gpmSingle Family_TRUE
Water_00008362 | SITE_00129 | Room_00007550 | Bathroom_6 | Bathroom | Bathroom Faucet | 2.83 | 2.83 |  | 3.2 |  | N/A | N/A | N/A | Bag | 0.796 |  | 2.547 |  | WA | Multifamily Residence | Bathroom Faucet | 652 | 739.45 | Multifamily Residence | FALSE | FALSE |  |  |  | 2092.6435 | 1883.3792 | Multifamily Residence_FALSE | Multifamily Residence_FALSE | Multifamily Residence_ | Multifamily Residence_ | Multifamily Residence_ | unknown | unknownMultifamily Residence_ | unknownMultifamily Residence_FALSE
Water_00008363 | SITE_00129 | Room_00007550 | Bathroom_6 | Bathroom | Shower / Bathtub combo with diverter valve | 1.1322 | 1.1322 |  | 1.2 |  | Primary | Daily / Almost Daily | N/A | Bag | 0.8492 |  | 1.019 |  | WA | Multifamily Residence | Shower | 652 | 739.45 | Multifamily Residence | TRUE | TRUE | TRUE | TRUE | TRUE | 837.2217 | 753.4995 | Multifamily Residence_TRUE | Multifamily Residence_TRUE | Multifamily Residence_TRUE | Multifamily Residence_TRUE | Multifamily Residence_TRUE | <1.5gpm | <1.5gpmMultifamily Residence_TRUE | <1.5gpmMultifamily Residence_TRUE
Water_00008364 | SITE_00103 | Room_00007343 | Kitchen_1 | Kitchen | Kitchen Faucet | 1.5 | 1.15 | 1.5 | 1.3 |  | N/A | N/A | N/A | Bag | 0.796 |  | 1.035 |  | WA | Multifamily Residence | Kitchen Faucet | 626 | 739.45 | Multifamily Residence | FALSE | FALSE |  |  |  | 1109.175 | 765.3307 | Multifamily Residence_FALSE | Multifamily Residence_FALSE | Multifamily Residence_ | Multifamily Residence_ | Multifamily Residence_ | unknown | unknownMultifamily Residence_ | unknownMultifamily Residence_FALSE
Water_00008365 | SITE_00103 | Room_00007344 | Bathroom_1 | Bathroom | Bathroom Faucet | 1.5 | 1.9456 | 1.5 | 2.2 |  | N/A | N/A | N/A | Bag | 0.796 |  | 1.751 |  | WA | Multifamily Residence | Bathroom Faucet | 626 | 739.45 | Multifamily Residence | FALSE | FALSE |  |  |  | 1109.175 | 1294.7769 | Multifamily Residence_FALSE | Multifamily Residence_FALSE | Multifamily Residence_ | Multifamily Residence_ | Multifamily Residence_ | unknown | unknownMultifamily Residence_ | unknownMultifamily Residence_FALSE
Water_00008366 | SITE_00103 | Room_00007344 | Bathroom_1 | Bathroom | Shower / Bathtub combo with diverter valve | 2.17 | 2.17 |  | 2.3 |  | Primary | A few times per week | N/A | Bag | 0.8492 |  | 1.953 |  | WA | Multifamily Residence | Shower | 626 | 739.45 | Multifamily Residence | TRUE | TRUE | TRUE | TRUE | TRUE | 1604.6065 | 1444.1459 | Multifamily Residence_TRUE | Multifamily Residence_TRUE | Multifamily Residence_TRUE | Multifamily Residence_TRUE | Multifamily Residence_TRUE | 2.5gpm | 2.5gpmMultifamily Residence_TRUE | 2.5gpmMultifamily Residence_TRUE
Water_00008367 | SITE_00104 | Room_00007349 | Kitchen_1 | Kitchen | Kitchen Faucet | 2 | 2.2111 | 2 | 2.5 |  | N/A | N/A | N/A | Bag | 0.796 |  | 1.99 |  | WA | Multifamily Residence | Kitchen Faucet | 627 | 739.45 | Multifamily Residence | FALSE | FALSE |  |  |  | 1478.9 | 1471.5055 | Multifamily Residence_FALSE | Multifamily Residence_FALSE | Multifamily Residence_ | Multifamily Residence_ | Multifamily Residence_ | unknown | unknownMultifamily Residence_ | unknownMultifamily Residence_FALSE
Water_00008368 | SITE_00104 | Room_00007348 | Bathroom_1 | Bathroom | Bathroom Faucet | 2 | 2.1222 | 2 | 2.4 |  | N/A | N/A | N/A | Bag | 0.796 |  | 1.91 |  | WA | Multifamily Residence | Bathroom Faucet | 627 | 739.45 | Multifamily Residence | FALSE | FALSE |  |  |  | 1478.9 | 1412.3495 | Multifamily Residence_FALSE | Multifamily Residence_FALSE | Multifamily Residence_ | Multifamily Residence_ | Multifamily Residence_ | unknown | unknownMultifamily Residence_ | unknownMultifamily Residence_FALSE
Water_00008369 | SITE_00104 | Room_00007348 | Bathroom_1 | Bathroom | Shower / Bathtub combo with diverter valve | 2 | 1.8867 | 2 | 2 |  | Primary | Daily / Almost Daily | N/A | Bag | 0.8492 |  | 1.698 |  | WA | Multifamily Residence | Shower | 627 | 739.45 | Multifamily Residence | TRUE | TRUE | TRUE | TRUE | TRUE | 1478.9 | 1255.5861 | Multifamily Residence_TRUE | Multifamily Residence_TRUE | Multifamily Residence_TRUE | Multifamily Residence_TRUE | Multifamily Residence_TRUE | 2.0gpm | 2.0gpmMultifamily Residence_TRUE | 2.0gpmMultifamily Residence_TRUE
Water_00008370 | SITE_00119 | Room_00007461 | Kitchen_1 | Kitchen | Kitchen Faucet | 2.2 | 1.3267 | 2.2 | 1.5 |  | N/A | N/A | N/A | Bag | 0.796 |  | 1.194 |  | WA | Multifamily Residence | Kitchen Faucet | 642 | 739.45 | Multifamily Residence | FALSE | FALSE |  |  |  | 1626.79 | 882.9033 | Multifamily Residence_FALSE | Multifamily Residence_FALSE | Multifamily Residence_ | Multifamily Residence_ | Multifamily Residence_ | unknown | unknownMultifamily Residence_ | unknownMultifamily Residence_FALSE
Water_00008371 | SITE_00119 | Room_00007462 | Bathroom_1 | Bathroom | Bathroom Faucet | 2 | 1.5033 | 2 | 1.7 |  | N/A | N/A | N/A | Bag | 0.796 |  | 1.353 |  | WA | Multifamily Residence | Bathroom Faucet | 642 | 739.45 | Multifamily Residence | FALSE | FALSE |  |  |  | 1478.9 | 1000.4759 | Multifamily Residence_FALSE | Multifamily Residence_FALSE | Multifamily Residence_ | Multifamily Residence_ | Multifamily Residence_ | unknown | unknownMultifamily Residence_ | unknownMultifamily Residence_FALSE
Water_00008372 | SITE_00119 | Room_00007462 | Bathroom_1 | Bathroom | Shower / Bathtub combo with diverter valve | 2.5 | 1.6989 | 2.5 | 1.8 |  | Primary | Daily / Almost Daily | N/A | Bag | 0.8492 |  | 1.529 |  | WA | Multifamily Residence | Shower | 642 | 739.45 | Multifamily Residence | TRUE | TRUE | TRUE | TRUE | TRUE | 1848.625 | 1130.6191 | Multifamily Residence_TRUE | Multifamily Residence_TRUE | Multifamily Residence_TRUE | Multifamily Residence_TRUE | Multifamily Residence_TRUE | 2.5gpm | 2.5gpmMultifamily Residence_TRUE | 2.5gpmMultifamily Residence_TRUE
Water_00008373 | SITE_02057 | Room_00025320 | Bedroom_2 | Bedroom | Kitchen Faucet | 2.1222 | 2.1222 |  | 2.4 |  | N/A | N/A | N/A | Bag | 0.796 |  | 1.91 |  | WA | Single Family | Kitchen Faucet | 2564 | 2986.36 | Single Family | FALSE | FALSE |  |  |  | 6337.7196 | 5703.9476 | Single Family_FALSE | Single Family_FALSE | Single Family_ | Single Family_ | Single Family_ | unknown | unknownSingle Family_ | unknownSingle Family_FALSE
Water_00008374 | SITE_02057 | Room_00025321 | Bathroom_1 | Bathroom | Bathroom Faucet | 1.3267 | 1.3267 |  | 1.5 |  | N/A | N/A | N/A | Bag | 0.796 |  | 1.194 |  | WA | Single Family | Bathroom Faucet | 2564 | 2986.36 | Single Family | FALSE | FALSE |  |  |  | 3961.9043 | 3565.7138 | Single Family_FALSE | Single Family_FALSE | Single Family_ | Single Family_ | Single Family_ | unknown | unknownSingle Family_ | unknownSingle Family_FALSE
Water_00008375 | SITE_02057 | Room_00025321 | Bathroom_1 | Bathroom | Shower / Bathtub combo with diverter valve | 2.5 | 2.2644 | 2.5 | 2.4 |  | Primary | Daily / Almost Daily | N/A | Bag | 0.8492 |  | 2.038 |  | WA | Single Family | Shower | 2564 | 2986.36 | Single Family | TRUE | TRUE | TRUE | TRUE | TRUE | 7465.9 | 6086.2017 | Single Family_TRUE | Single Family_TRUE | Single Family_TRUE | Single Family_TRUE | Single Family_TRUE | 2.5gpm | 2.5gpmSingle Family_TRUE | 2.5gpmSingle Family_TRUE
Water_00008376 | SITE_02057 | Room_00025325 | Bathroom_2 | Bathroom | Bathroom Faucet | 1.7689 | 1.7689 |  | 2 |  | N/A | N/A | N/A | Bag | 0.796 |  | 1.592 |  | WA | Single Family | Bathroom Faucet | 2564 | 2986.36 | Single Family | FALSE | FALSE |  |  |  | 5282.539 | 4754.2851 | Single Family_FALSE | Single Family_FALSE | Single Family_ | Single Family_ | Single Family_ | unknown | unknownSingle Family_ | unknownSingle Family_FALSE
Water_00008377 | SITE_00093 | Room_00007268 | Kitchen_1 | Kitchen | Kitchen Faucet | 1.7689 | 1.7689 |  | 2 |  | N/A | N/A | N/A | Bag | 0.796 |  | 1.592 |  | WA | Multifamily Residence | Kitchen Faucet | 616 | 739.45 | Multifamily Residence | FALSE | FALSE |  |  |  | 1308.0049 | 1177.2044 | Multifamily Residence_FALSE | Multifamily Residence_FALSE | Multifamily Residence_ | Multifamily Residence_ | Multifamily Residence_ | unknown | unknownMultifamily Residence_ | unknownMultifamily Residence_FALSE
Water_00008378 | SITE_00093 | Room_00007272 | Bathroom_1 | Bathroom | Bathroom Faucet | 0.88444 | 0.88444 |  | 1 |  | N/A | N/A | N/A | Bag | 0.796 |  | 0.796 |  | WA | Multifamily Residence | Bathroom Faucet | 616 | 739.45 | Multifamily Residence | FALSE | FALSE |  |  |  | 654.0024 | 588.6022 | Multifamily Residence_FALSE | Multifamily Residence_FALSE | Multifamily Residence_ | Multifamily Residence_ | Multifamily Residence_ | unknown | unknownMultifamily Residence_ | unknownMultifamily Residence_FALSE
Water_00008379 | SITE_00093 | Room_00007272 | Bathroom_1 | Bathroom | Shower / Bathtub combo with diverter valve | 0.94333 | 0.94333 |  | 1 |  | Primary | A few times per week | N/A | Bag | 0.8492 |  | 0.849 |  | WA | Multifamily Residence | Shower | 616 | 739.45 | Multifamily Residence | TRUE | TRUE | TRUE | TRUE | TRUE | 697.5478 | 627.793 | Multifamily Residence_TRUE | Multifamily Residence_TRUE | Multifamily Residence_TRUE | Multifamily Residence_TRUE | Multifamily Residence_TRUE | <1.5gpm | <1.5gpmMultifamily Residence_TRUE | <1.5gpmMultifamily Residence_TRUE
Water_00008380 | SITE_00115 | Room_00007432 | Kitchen_1 | Kitchen | Kitchen Faucet | 1.5 | 1.0611 | 1.5 | 1.2 |  | N/A | N/A | N/A | Bag | 0.796 |  | 0.955 |  | WA | Multifamily Residence | Kitchen Faucet | 638 | 739.45 | Multifamily Residence | FALSE | FALSE |  |  |  | 1109.175 | 706.1748 | Multifamily Residence_FALSE | Multifamily Residence_FALSE | Multifamily Residence_ | Multifamily Residence_ | Multifamily Residence_ | unknown | unknownMultifamily Residence_ | unknownMultifamily Residence_FALSE
Water_00008381 | SITE_00115 | Room_00007435 | Bathroom_1 | Bathroom | Bathroom Faucet | 2 | 1.3267 | 2 | 1.5 |  | N/A | N/A | N/A | Bag | 0.796 |  | 1.194 |  | WA | Multifamily Residence | Bathroom Faucet | 638 | 739.45 | Multifamily Residence | FALSE | FALSE |  |  |  | 1478.9 | 882.9033 | Multifamily Residence_FALSE | Multifamily Residence_FALSE | Multifamily Residence_ | Multifamily Residence_ | Multifamily Residence_ | unknown | unknownMultifamily Residence_ | unknownMultifamily Residence_FALSE
Water_00008382 | SITE_00115 | Room_00007435 | Bathroom_1 | Bathroom | Shower / Bathtub combo with diverter valve | 1.8867 | 1.8867 |  | 2 |  | Primary | A few times per week | N/A | Bag | 0.8492 |  | 1.698 |  | WA | Multifamily Residence | Shower | 638 | 739.45 | Multifamily Residence | TRUE | TRUE | TRUE | TRUE | TRUE | 1395.0957 | 1255.5861 | Multifamily Residence_TRUE | Multifamily Residence_TRUE | Multifamily Residence_TRUE | Multifamily Residence_TRUE | Multifamily Residence_TRUE | 2.0gpm | 2.0gpmMultifamily Residence_TRUE | 2.0gpmMultifamily Residence_TRUE
Water_00008383 | SITE_00118 | Room_00007456 | Bathroom_1 | Bathroom | Bathroom Faucet | 1.3267 | 1.3267 |  | 1.5 |  | N/A | N/A | N/A | Bag | 0.796 |  | 1.194 |  | WA | Multifamily Residence | Bathroom Faucet | 641 | 739.45 | Multifamily Residence | FALSE | FALSE |  |  |  | 981.0037 | 882.9033 | Multifamily Residence_FALSE | Multifamily Residence_FALSE | Multifamily Residence_ | Multifamily Residence_ | Multifamily Residence_ | unknown | unknownMultifamily Residence_ | unknownMultifamily Residence_FALSE
Water_00008384 | SITE_00118 | Room_00007456 | Bathroom_1 | Bathroom | Shower / Bathtub combo with diverter valve | 2.3589 | 2.3589 |  | 2.5 |  | Primary | Daily / Almost Daily | N/A | Bag | 0.8492 |  | 2.123 |  | WA | Multifamily Residence | Shower | 641 | 739.45 | Multifamily Residence | TRUE | TRUE | TRUE | TRUE | TRUE | 1744.2804 | 1569.8524 | Multifamily Residence_TRUE | Multifamily Residence_TRUE | Multifamily Residence_TRUE | Multifamily Residence_TRUE | Multifamily Residence_TRUE | 2.5gpm | 2.5gpmMultifamily Residence_TRUE | 2.5gpmMultifamily Residence_TRUE
Water_00008385 | SITE_00118 | Room_00007458 | Bathroom_2 | Bathroom | Bathroom Faucet | 2.2 | 0.88444 | 2.2 | 1 |  | N/A | N/A | N/A | Bag | 0.796 |  | 0.796 |  | WA | Multifamily Residence | Bathroom Faucet | 641 | 739.45 | Multifamily Residence | FALSE | FALSE |  |  |  | 1626.79 | 588.6022 | Multifamily Residence_FALSE | Multifamily Residence_FALSE | Multifamily Residence_ | Multifamily Residence_ | Multifamily Residence_ | unknown | unknownMultifamily Residence_ | unknownMultifamily Residence_FALSE
Water_00008386 | SITE_00034 | Room_00006755 | Bathroom_1 | Bathroom | Shower | 1.4156 | 1.4156 |  | 1.5 |  | Secondary | A few times per week | N/A | Bag | 0.8492 |  | 1.274 |  | WA | Manufactured | Shower | 557 | 1313.97 | Manufactured | TRUE | FALSE | TRUE | TRUE | TRUE | 1859.9975 | 1673.9978 | Manufactured_TRUE | Manufactured_FALSE | Manufactured_TRUE | Manufactured_TRUE | Manufactured_TRUE | <1.5gpm | <1.5gpmManufactured_TRUE | <1.5gpmManufactured_TRUE
Water_00008387 | SITE_00034 | Room_00006755 | Bathroom_1 | Bathroom | Bathroom Faucet | 1.15 | 1.15 |  | 1.3 |  | N/A | N/A | N/A | Bag | 0.796 |  | 1.035 |  | WA | Manufactured | Bathroom Faucet | 557 | 1313.97 | Manufactured | FALSE | FALSE |  |  |  | 1511.0655 | 1359.9589 | Manufactured_FALSE | Manufactured_FALSE | Manufactured_ | Manufactured_ | Manufactured_ | unknown | unknownManufactured_ | unknownManufactured_FALSE
Water_00008388 | SITE_00034 | Room_00006756 | Bathroom_2 | Bathroom | Shower / Bathtub combo with diverter valve | 1.8867 | 1.8867 |  | 2 |  | Primary | Daily / Almost Daily | N/A | Bag | 0.8492 |  | 1.698 |  | WA | Manufactured | Shower | 557 | 1313.97 | Manufactured | TRUE | TRUE | TRUE | TRUE | TRUE | 2479.0234 | 2231.1211 | Manufactured_TRUE | Manufactured_TRUE | Manufactured_TRUE | Manufactured_TRUE | Manufactured_TRUE | 2.0gpm | 2.0gpmManufactured_TRUE | 2.0gpmManufactured_TRUE
Water_00008389 | SITE_00034 | Room_00006756 | Bathroom_2 | Bathroom | Bathroom Faucet | 1.15 | 1.15 |  | 1.3 |  | N/A | N/A | N/A | Bag | 0.796 |  | 1.035 |  | WA | Manufactured | Bathroom Faucet | 557 | 1313.97 | Manufactured | FALSE | FALSE |  |  |  | 1511.0655 | 1359.9589 | Manufactured_FALSE | Manufactured_FALSE | Manufactured_ | Manufactured_ | Manufactured_ | unknown | unknownManufactured_ | unknownManufactured_FALSE
Water_00008390 | SITE_00034 | Room_00006761 | Kitchen_1 | Kitchen | Kitchen Faucet | 1.3267 | 1.3267 |  | 1.5 |  | N/A | N/A | N/A | Bag | 0.796 |  | 1.194 |  | WA | Manufactured | Kitchen Faucet | 557 | 1313.97 | Manufactured | FALSE | FALSE |  |  |  | 1743.2002 | 1568.8802 | Manufactured_FALSE | Manufactured_FALSE | Manufactured_ | Manufactured_ | Manufactured_ | unknown | unknownManufactured_ | unknownManufactured_FALSE
Water_00008391 | SITE_00129 | Room_00007553 | Kitchen_1 | Kitchen | Kitchen Faucet | 8.3 |  | 8.3 |  | Unknown | N/A | N/A | Flow bag full after 3 seconds | Bag | 0.796 |  |  | Unknown | WA | Multifamily Residence | Kitchen Faucet | 652 | 739.45 | Multifamily Residence | FALSE | FALSE |  |  |  | 6137.435 | 0 | Multifamily Residence_FALSE | Multifamily Residence_FALSE | Multifamily Residence_ | Multifamily Residence_ | Multifamily Residence_ | unknown | unknownMultifamily Residence_ | unknownMultifamily Residence_FALSE
Water_00008392 | SITE_02054 | Room_00025283 | Kitchen_1 | Kitchen | Kitchen Faucet | 2.2 | 2.6533 | 2.2 | 3 |  | N/A | N/A | N/A | Bag | 0.796 |  | 2.388 |  | WA | Single Family | Kitchen Faucet | 2561 | 2986.36 | Single Family | FALSE | FALSE |  |  |  | 6569.992 | 7131.4277 | Single Family_FALSE | Single Family_FALSE | Single Family_ | Single Family_ | Single Family_ | unknown | unknownSingle Family_ | unknownSingle Family_FALSE
Water_00008393 | SITE_02054 | Room_00025286 | Bathroom_1 | Bathroom | Shower / Bathtub combo with diverter valve | 2.8311 | 2.8311 |  | 3 |  | Primary | Daily / Almost Daily | N/A | Bag | 0.8492 |  | 2.548 |  | WA | Single Family | Shower | 2561 | 2986.36 | Single Family | TRUE | TRUE | TRUE | TRUE | TRUE | 8454.717 | 7609.2453 | Single Family_TRUE | Single Family_TRUE | Single Family_TRUE | Single Family_TRUE | Single Family_TRUE | gt2.5gpm | gt2.5gpmSingle Family_TRUE | gt2.5gpmSingle Family_TRUE
Water_00008394 | SITE_02054 | Room_00025286 | Bathroom_1 | Bathroom | Bathroom Faucet | 3.0956 | 3.0956 |  | 3.5 |  | N/A | N/A | N/A | Bag | 0.796 |  | 2.786 |  | WA | Single Family | Bathroom Faucet | 2561 | 2986.36 | Single Family | FALSE | FALSE |  |  |  | 9244.4433 | 8319.999 | Single Family_FALSE | Single Family_FALSE | Single Family_ | Single Family_ | Single Family_ | unknown | unknownSingle Family_ | unknownSingle Family_FALSE
Water_00008395 | SITE_02055 | Room_00025291 | Kitchen_1 | Kitchen | Kitchen Faucet | 1.7689 | 1.7689 |  | 2 |  | N/A | N/A | N/A | Bag | 0.796 |  | 1.592 |  | WA | Single Family | Kitchen Faucet | 2562 | 2986.36 | Single Family | FALSE | FALSE |  |  |  | 5282.539 | 4754.2851 | Single Family_FALSE | Single Family_FALSE | Single Family_ | Single Family_ | Single Family_ | unknown | unknownSingle Family_ | unknownSingle Family_FALSE
Water_00008396 | SITE_02055 | Room_00025297 | Bathroom_1 | Bathroom | Shower / Bathtub combo with diverter valve | 2.3589 | 2.3589 |  | 2.5 |  | Primary | Daily / Almost Daily | N/A | Bag | 0.8492 |  | 2.123 |  | WA | Single Family | Shower | 2562 | 2986.36 | Single Family | TRUE | TRUE | TRUE | TRUE | TRUE | 7044.4914 | 6340.0423 | Single Family_TRUE | Single Family_TRUE | Single Family_TRUE | Single Family_TRUE | Single Family_TRUE | 2.5gpm | 2.5gpmSingle Family_TRUE | 2.5gpmSingle Family_TRUE
Water_00008397 | SITE_02055 | Room_00025297 | Bathroom_1 | Bathroom | Bathroom Faucet | 1.3267 | 1.3267 |  | 1.5 |  | N/A | N/A | N/A | Bag | 0.796 |  | 1.194 |  | WA | Single Family | Bathroom Faucet | 2562 | 2986.36 | Single Family | FALSE | FALSE |  |  |  | 3961.9043 | 3565.7138 | Single Family_FALSE | Single Family_FALSE | Single Family_ | Single Family_ | Single Family_ | unknown | unknownSingle Family_ | unknownSingle Family_FALSE
Water_00008398 | SITE_02055 | Room_00025300 | Bathroom_2 | Bathroom | Shower / Bathtub combo with diverter valve | 2.3589 | 2.3589 |  | 2.5 |  | Secondary | A few times per month | N/A | Bag | 0.8492 |  | 2.123 |  | WA | Single Family | Shower | 2562 | 2986.36 | Single Family | TRUE | TRUE | TRUE | TRUE | TRUE | 7044.4914 | 6340.0423 | Single Family_TRUE | Single Family_TRUE | Single Family_TRUE | Single Family_TRUE | Single Family_TRUE | 2.5gpm | 2.5gpmSingle Family_TRUE | 2.5gpmSingle Family_TRUE
Water_00008399 | SITE_02055 | Room_00025300 | Bathroom_2 | Bathroom | Bathroom Faucet | 2 | 1.3267 | 2 | 1.5 |  | N/A | N/A | N/A | Bag | 0.796 |  | 1.194 |  | WA | Single Family | Bathroom Faucet | 2562 | 2986.36 | Single Family | FALSE | FALSE |  |  |  | 5972.72 | 3565.7138 | Single Family_FALSE | Single Family_FALSE | Single Family_ | Single Family_ | Single Family_ | unknown | unknownSingle Family_ | unknownSingle Family_FALSE
Water_00008400 | SITE_00122 | Room_00007487 | Kitchen_1 | Kitchen | Kitchen Faucet | 1.7689 | 1.7689 |  | 2 |  | N/A | N/A | N/A | Bag | 0.796 |  | 1.592 |  | WA | Multifamily Residence | Kitchen Faucet | 645 | 739.45 | Multifamily Residence | FALSE | FALSE |  |  |  | 1308.0049 | 1177.2044 | Multifamily Residence_FALSE | Multifamily Residence_FALSE | Multifamily Residence_ | Multifamily Residence_ | Multifamily Residence_ | unknown | unknownMultifamily Residence_ | unknownMultifamily Residence_FALSE
Water_00008401 | SITE_00122 | Room_00007489 | Bathroom_1 | Bathroom | Shower / Bathtub combo with diverter valve | 1.4156 | 1.4156 |  | 1.5 |  | Primary | Daily / Almost Daily | N/A | Bag | 0.8492 |  | 1.274 |  | WA | Multifamily Residence | Shower | 645 | 739.45 | Multifamily Residence | TRUE | TRUE | TRUE | TRUE | TRUE | 1046.7326 | 942.0593 | Multifamily Residence_TRUE | Multifamily Residence_TRUE | Multifamily Residence_TRUE | Multifamily Residence_TRUE | Multifamily Residence_TRUE | <1.5gpm | <1.5gpmMultifamily Residence_TRUE | <1.5gpmMultifamily Residence_TRUE
Water_00008402 | SITE_00122 | Room_00007489 | Bathroom_1 | Bathroom | Bathroom Faucet | 1.3267 | 1.3267 |  | 1.5 |  | N/A | N/A | N/A | Bag | 0.796 |  | 1.194 |  | WA | Multifamily Residence | Bathroom Faucet | 645 | 739.45 | Multifamily Residence | FALSE | FALSE |  |  |  | 981.0037 | 882.9033 | Multifamily Residence_FALSE | Multifamily Residence_FALSE | Multifamily Residence_ | Multifamily Residence_ | Multifamily Residence_ | unknown | unknownMultifamily Residence_ | unknownMultifamily Residence_FALSE
Water_00008403 | SITE_00122 | Room_00007490 | Bathroom_2 | Bathroom | Bathroom Faucet | 2 | 1.3267 | 2 | 1.5 |  | N/A | N/A | N/A | Bag | 0.796 |  | 1.194 |  | WA | Multifamily Residence | Bathroom Faucet | 645 | 739.45 | Multifamily Residence | FALSE | FALSE |  |  |  | 1478.9 | 882.9033 | Multifamily Residence_FALSE | Multifamily Residence_FALSE | Multifamily Residence_ | Multifamily Residence_ | Multifamily Residence_ | unknown | unknownMultifamily Residence_ | unknownMultifamily Residence_FALSE
Water_00008404 | SITE_00122 | Room_00007490 | Bathroom_2 | Bathroom | Shower / Bathtub combo with diverter valve | 2.2 | 3.1133 | 2.2 | 3.3 |  | Secondary | Never | N/A | Bag | 0.8492 |  | 2.802 |  | WA | Multifamily Residence | Shower | 645 | 739.45 | Multifamily Residence | TRUE | TRUE | TRUE | TRUE | TRUE | 1626.79 | 2071.9389 | Multifamily Residence_TRUE | Multifamily Residence_TRUE | Multifamily Residence_TRUE | Multifamily Residence_TRUE | Multifamily Residence_TRUE | 2.5gpm | 2.5gpmMultifamily Residence_TRUE | 2.5gpmMultifamily Residence_TRUE
Water_00008405 | SITE_00142 | Room_00007700 | Kitchen_4 | Kitchen | Kitchen Faucet | 3.0956 | 3.0956 |  | 3.5 |  | N/A | N/A | N/A | Bag | 0.796 |  | 2.786 |  | WA | Single Family | Kitchen Faucet | 664 | 2259.17 | Single Family | FALSE | FALSE |  |  |  | 6993.3862 | 6294.0476 | Single Family_FALSE | Single Family_FALSE | Single Family_ | Single Family_ | Single Family_ | unknown | unknownSingle Family_ | unknownSingle Family_FALSE
Water_00008406 | SITE_00142 | Room_00007702 | Bathroom_6 | Bathroom | Bathroom Faucet | 2.2 | 4.4222 | 2.2 | 5 |  | N/A | N/A | N/A | Bag | 0.796 |  | 3.98 |  | WA | Single Family | Bathroom Faucet | 664 | 2259.17 | Single Family | FALSE | FALSE |  |  |  | 4970.174 | 8991.4966 | Single Family_FALSE | Single Family_FALSE | Single Family_ | Single Family_ | Single Family_ | unknown | unknownSingle Family_ | unknownSingle Family_FALSE
Water_00008407 | SITE_00142 | Room_00007702 | Bathroom_6 | Bathroom | Shower / Bathtub combo with diverter valve | 2.5 | 3.9633 | 2.5 | 4.2 |  | Secondary | A few times per year | N/A | Bag | 0.8492 |  | 3.567 |  | WA | Single Family | Shower | 664 | 2259.17 | Single Family | TRUE | TRUE | TRUE | TRUE | TRUE | 5647.925 | 8058.4594 | Single Family_TRUE | Single Family_TRUE | Single Family_TRUE | Single Family_TRUE | Single Family_TRUE | 2.5gpm | 2.5gpmSingle Family_TRUE | 2.5gpmSingle Family_TRUE
Water_00008408 | SITE_00069 | Room_00007063 | Kitchen_1 | Kitchen | Kitchen Faucet | 1.1056 | 1.1056 |  | 1.25 |  | N/A | N/A | N/A | Bag | 0.796 |  | 0.995 |  | WA | Multifamily Residence | Kitchen Faucet | 592 | 2002.39 | Multifamily Residence | FALSE | FALSE |  |  |  | 2213.7534 | 1992.3781 | Multifamily Residence_FALSE | Multifamily Residence_FALSE | Multifamily Residence_ | Multifamily Residence_ | Multifamily Residence_ | unknown | unknownMultifamily Residence_ | unknownMultifamily Residence_FALSE
Water_00008409 | SITE_00069 | Room_00007067 | Bathroom_1 | Bathroom | Bathroom Faucet | 1.3267 | 1.3267 |  | 1.5 |  | N/A | N/A | N/A | Bag | 0.796 |  | 1.194 |  | WA | Multifamily Residence | Bathroom Faucet | 592 | 2002.39 | Multifamily Residence | FALSE | FALSE |  |  |  | 2656.5041 | 2390.8537 | Multifamily Residence_FALSE | Multifamily Residence_FALSE | Multifamily Residence_ | Multifamily Residence_ | Multifamily Residence_ | unknown | unknownMultifamily Residence_ | unknownMultifamily Residence_FALSE
Water_00008410 | SITE_00069 | Room_00007067 | Bathroom_1 | Bathroom | Shower / Bathtub combo with diverter valve | 2.3589 | 2.3589 |  | 2.5 |  | Primary | A few times per week | N/A | Bag | 0.8492 |  | 2.123 |  | WA | Multifamily Residence | Shower | 592 | 2002.39 | Multifamily Residence | TRUE | TRUE | TRUE | TRUE | TRUE | 4723.4155 | 4251.074 | Multifamily Residence_TRUE | Multifamily Residence_TRUE | Multifamily Residence_TRUE | Multifamily Residence_TRUE | Multifamily Residence_TRUE | 2.5gpm | 2.5gpmMultifamily Residence_TRUE | 2.5gpmMultifamily Residence_TRUE
Water_00008411 | SITE_00059 | Room_00006981 | Kitchen_1 | Kitchen | Kitchen Faucet | 2.2 | 1.4156 | 2.2 | 1.6 |  | N/A | N/A | N/A | Bag | 0.796 |  | 1.274 |  | WA | Single Family | Kitchen Faucet | 582 | 2259.17 | Single Family | FALSE | FALSE |  |  |  | 4970.174 | 2878.1826 | Single Family_FALSE | Single Family_FALSE | Single Family_ | Single Family_ | Single Family_ | unknown | unknownSingle Family_ | unknownSingle Family_FALSE
Water_00008412 | SITE_00059 | Room_00006983 | Bathroom_1 | Bathroom | Bathroom Faucet | 2.2 | 1.99 | 2.2 | 2.25 |  | N/A | N/A | N/A | Bag | 0.796 |  | 1.791 |  | WA | Single Family | Bathroom Faucet | 582 | 2259.17 | Single Family | FALSE | FALSE |  |  |  | 4970.174 | 4046.1735 | Single Family_FALSE | Single Family_FALSE | Single Family_ | Single Family_ | Single Family_ | unknown | unknownSingle Family_ | unknownSingle Family_FALSE
Water_00008413 | SITE_00059 | Room_00006983 | Bathroom_1 | Bathroom | Shower / Bathtub combo with diverter valve | 2.1233 | 2.1233 |  | 2.25 |  | Secondary | A few times per year | N/A | Bag | 0.8492 |  | 1.911 |  | WA | Single Family | Shower | 582 | 2259.17 | Single Family | TRUE | TRUE | TRUE | TRUE | TRUE | 4796.971 | 4317.2739 | Single Family_TRUE | Single Family_TRUE | Single Family_TRUE | Single Family_TRUE | Single Family_TRUE | 2.5gpm | 2.5gpmSingle Family_TRUE | 2.5gpmSingle Family_TRUE
Water_00008414 | SITE_00059 | Room_00006985 | Bathroom_2 | Bathroom | Bathroom Faucet | 2.2 | 1.7689 | 2.2 | 2 |  | N/A | N/A | N/A | Bag | 0.796 |  | 1.592 |  | WA | Single Family | Bathroom Faucet | 582 | 2259.17 | Single Family | FALSE | FALSE |  |  |  | 4970.174 | 3596.5986 | Single Family_FALSE | Single Family_FALSE | Single Family_ | Single Family_ | Single Family_ | unknown | unknownSingle Family_ | unknownSingle Family_FALSE
Water_00008415 | SITE_00059 | Room_00006985 | Bathroom_2 | Bathroom | Shower | 1.8 | 1.6989 | 1.8 | 1.8 |  | Primary | Daily / Almost Daily | N/A | Bag | 0.8492 |  | 1.529 |  | WA | Single Family | Shower | 582 | 2259.17 | Single Family | TRUE | FALSE | TRUE | TRUE | TRUE | 4066.506 | 3454.2709 | Single Family_TRUE | Single Family_FALSE | Single Family_TRUE | Single Family_TRUE | Single Family_TRUE | 1.8gpm | 1.8gpmSingle Family_TRUE | 1.8gpmSingle Family_TRUE
Water_00008416 | SITE_00152 | Room_00007839 | Bathroom_8 | Bathroom | Bathroom Faucet | 1.7689 | 1.7689 |  | 2 |  | N/A | N/A | N/A | Bag | 0.796 |  | 1.592 |  | WA | Single Family | Bathroom Faucet | 674 | 3801.52 | Single Family | FALSE | FALSE |  |  |  | 6724.4665 | 6052.0198 | Single Family_FALSE | Single Family_FALSE | Single Family_ | Single Family_ | Single Family_ | unknown | unknownSingle Family_ | unknownSingle Family_FALSE
Water_00008417 | SITE_00152 | Room_00007839 | Bathroom_8 | Bathroom | Shower / Bathtub combo with diverter valve | 2.3589 | 2.3589 |  | 2.5 |  | Primary | Daily / Almost Daily | N/A | Bag | 0.8492 |  | 2.123 |  | WA | Single Family | Shower | 674 | 3801.52 | Single Family | TRUE | TRUE | TRUE | TRUE | TRUE | 8967.3633 | 8070.627 | Single Family_TRUE | Single Family_TRUE | Single Family_TRUE | Single Family_TRUE | Single Family_TRUE | 2.5gpm | 2.5gpmSingle Family_TRUE | 2.5gpmSingle Family_TRUE
Water_00008418 | SITE_00022 | Room_00006625 | Kitchen_1 | Kitchen | Kitchen Faucet | 2.2111 | 2.2111 |  | 2.5 |  | N/A | N/A | N/A | Bag | 0.796 |  | 1.99 |  | WA | Manufactured | Kitchen Faucet | 545 | 921.5 | Manufactured | FALSE | FALSE |  |  |  | 2037.5389 | 1833.785 | Manufactured_FALSE | Manufactured_FALSE | Manufactured_ | Manufactured_ | Manufactured_ | unknown | unknownManufactured_ | unknownManufactured_FALSE
Water_00008419 | SITE_00022 | Room_00006628 | Bathroom_2 | Bathroom | Bathroom Faucet | unknown |  |  |  | Unknown | N/A | N/A | No access | Bag | 0.796 |  |  | Unknown | WA | Manufactured | Bathroom Faucet | 545 | 921.5 | Manufactured | FALSE | FALSE |  |  |  | 0 | 0 | Manufactured_FALSE | Manufactured_FALSE | Manufactured_ | Manufactured_ | Manufactured_ | unknown | unknownManufactured_ | unknownManufactured_FALSE
Water_00008420 | SITE_00022 | Room_00006628 | Bathroom_2 | Bathroom | Shower | unknown |  |  |  | Unknown | Primary | A few times per year | No access | Bag | 0.8492 |  |  | Unknown | WA | Manufactured | Shower | 545 | 921.5 | Manufactured | TRUE | FALSE | FALSE | FALSE | FALSE | 0 | 0 | Manufactured_TRUE | Manufactured_FALSE | Manufactured_FALSE | Manufactured_FALSE | Manufactured_FALSE | unknown | unknownManufactured_FALSE | unknownManufactured_TRUE
Water_00008421 | SITE_00022 | Room_00006629 | Bathroom_1 | Bathroom | Bathroom Faucet | 2.2 | 1.1056 | 2.2 | 1.25 |  | N/A | N/A | N/A | Bag | 0.796 |  | 0.995 |  | WA | Manufactured | Bathroom Faucet | 545 | 921.5 | Manufactured | FALSE | FALSE |  |  |  | 2027.3 | 916.8925 | Manufactured_FALSE | Manufactured_FALSE | Manufactured_ | Manufactured_ | Manufactured_ | unknown | unknownManufactured_ | unknownManufactured_FALSE
Water_00008422 | SITE_00022 | Room_00006629 | Bathroom_1 | Bathroom | Shower / Bathtub combo with diverter valve | 2.5 | 2.3589 | 2.5 | 2.5 |  | Primary | Daily / Almost Daily | N/A | Bag | 0.8492 |  | 2.123 |  | WA | Manufactured | Shower | 545 | 921.5 | Manufactured | TRUE | TRUE | TRUE | TRUE | TRUE | 2303.75 | 1956.3445 | Manufactured_TRUE | Manufactured_TRUE | Manufactured_TRUE | Manufactured_TRUE | Manufactured_TRUE | 2.5gpm | 2.5gpmManufactured_TRUE | 2.5gpmManufactured_TRUE
Water_00008423 | SITE_00037 | Room_00006784 | Kitchen_1 | Kitchen | Kitchen Faucet | 2.2 | 0.44222 | 2.2 | 0.5 |  | N/A | N/A | N/A | Bag | 0.796 |  | 0.398 |  | WA | Manufactured | Kitchen Faucet | 560 | 1313.97 | Manufactured | FALSE | FALSE |  |  |  | 2890.734 | 522.9601 | Manufactured_FALSE | Manufactured_FALSE | Manufactured_ | Manufactured_ | Manufactured_ | unknown | unknownManufactured_ | unknownManufactured_FALSE
Water_00008424 | SITE_00037 | Room_00006788 | Bathroom_1 | Bathroom | Bathroom Faucet | 1.9456 | 1.9456 |  | 2.2 |  | N/A | N/A | N/A | Bag | 0.796 |  | 1.751 |  | WA | Manufactured | Bathroom Faucet | 560 | 1313.97 | Manufactured | FALSE | FALSE |  |  |  | 2556.4016 | 2300.7615 | Manufactured_FALSE | Manufactured_FALSE | Manufactured_ | Manufactured_ | Manufactured_ | unknown | unknownManufactured_ | unknownManufactured_FALSE
Water_00008425 | SITE_00037 | Room_00006788 | Bathroom_1 | Bathroom | Shower / Bathtub combo with diverter valve | 2.3589 | 2.3589 |  | 2.5 |  | Primary | Daily / Almost Daily | N/A | Bag | 0.8492 |  | 2.123 |  | WA | Manufactured | Shower | 560 | 1313.97 | Manufactured | TRUE | TRUE | TRUE | TRUE | TRUE | 3099.5092 | 2789.5583 | Manufactured_TRUE | Manufactured_TRUE | Manufactured_TRUE | Manufactured_TRUE | Manufactured_TRUE | 2.5gpm | 2.5gpmManufactured_TRUE | 2.5gpmManufactured_TRUE
Water_00008426 | SITE_00178 | Room_00008202 | Bathroom_6 | Bathroom | Bathroom Faucet | 2.2 | 2.8744 | 2.2 | 3.25 |  | N/A | N/A | N/A | Bag | 0.796 |  | 2.587 |  | WA | Manufactured | Bathroom Faucet | 698 | 1313.97 | Manufactured | FALSE | FALSE |  |  |  | 2890.734 | 3399.2404 | Manufactured_FALSE | Manufactured_FALSE | Manufactured_ | Manufactured_ | Manufactured_ | unknown | unknownManufactured_ | unknownManufactured_FALSE
Water_00008427 | SITE_00178 | Room_00008202 | Bathroom_6 | Bathroom | Shower | 2.4533 | 2.4533 |  | 2.6 |  | Secondary | Daily / Almost Daily | N/A | Bag | 0.8492 |  | 2.208 |  | WA | Manufactured | Shower | 698 | 1313.97 | Manufactured | TRUE | FALSE | TRUE | TRUE | TRUE | 3223.6064 | 2901.2458 | Manufactured_TRUE | Manufactured_FALSE | Manufactured_TRUE | Manufactured_TRUE | Manufactured_TRUE | 2.5gpm | 2.5gpmManufactured_TRUE | 2.5gpmManufactured_TRUE
Water_00008428 | SITE_00024 | Room_00006645 | Bathroom_6 | Bathroom | Bathroom Faucet | unknown |  |  |  | Unknown | N/A | N/A | N/A | Bag | 0.796 |  |  | Unknown | WA | Manufactured | Bathroom Faucet | 547 | 1313.97 | Manufactured | FALSE | FALSE |  |  |  | 0 | 0 | Manufactured_FALSE | Manufactured_FALSE | Manufactured_ | Manufactured_ | Manufactured_ | unknown | unknownManufactured_ | unknownManufactured_FALSE
Water_00008429 | SITE_00024 | Room_00006645 | Bathroom_6 | Bathroom | Shower / Bathtub combo with diverter valve | 2.5 |  | 2.5 |  | Unknown | Primary | Daily / Almost Daily | N/A | Bag | 0.8492 |  |  | Unknown | WA | Manufactured | Shower | 547 | 1313.97 | Manufactured | TRUE | TRUE | TRUE | FALSE | FALSE | 3284.925 | 0 | Manufactured_TRUE | Manufactured_TRUE | Manufactured_TRUE | Manufactured_FALSE | Manufactured_FALSE | unknown | unknownManufactured_FALSE | unknownManufactured_TRUE
Water_00008430 | SITE_00142 | Room_00007712 | Bathroom_2 | Bathroom | Bathroom Faucet | 2.2 | 3.98 | 2.2 | 4.5 |  | N/A | N/A | N/A | Bag | 0.796 |  | 3.582 |  | WA | Single Family | Bathroom Faucet | 664 | 2259.17 | Single Family | FALSE | FALSE |  |  |  | 4970.174 | 8092.3469 | Single Family_FALSE | Single Family_FALSE | Single Family_ | Single Family_ | Single Family_ | unknown | unknownSingle Family_ | unknownSingle Family_FALSE
Water_00008431 | SITE_00142 | Room_00007712 | Bathroom_2 | Bathroom | Shower / Bathtub combo with diverter valve | 3.7744 | 3.7744 |  | 4 |  | Primary | Daily / Almost Daily | N/A | Bag | 0.8492 |  | 3.397 |  | WA | Single Family | Shower | 664 | 2259.17 | Single Family | TRUE | TRUE | TRUE | TRUE | TRUE | 8527.1117 | 7674.4005 | Single Family_TRUE | Single Family_TRUE | Single Family_TRUE | Single Family_TRUE | Single Family_TRUE | gt2.5gpm | gt2.5gpmSingle Family_TRUE | gt2.5gpmSingle Family_TRUE
Water_00008432 | SITE_00142 | Room_00007713 | Bathroom_3 | Bathroom | Bathroom Faucet | 2.2 | 1.3267 | 2.2 | 1.5 |  | N/A | N/A | N/A | Bag | 0.796 |  | 1.194 |  | WA | Single Family | Bathroom Faucet | 664 | 2259.17 | Single Family | FALSE | FALSE |  |  |  | 4970.174 | 2697.449 | Single Family_FALSE | Single Family_FALSE | Single Family_ | Single Family_ | Single Family_ | unknown | unknownSingle Family_ | unknownSingle Family_FALSE
Water_00008433 | SITE_00142 | Room_00007713 | Bathroom_3 | Bathroom | Shower | 2.5 | 1.8867 | 2.5 | 2 |  | Secondary | A few times per month | N/A | Bag | 0.8492 |  | 1.698 |  | WA | Single Family | Shower | 664 | 2259.17 | Single Family | TRUE | FALSE | TRUE | TRUE | TRUE | 5647.925 | 3836.0707 | Single Family_TRUE | Single Family_FALSE | Single Family_TRUE | Single Family_TRUE | Single Family_TRUE | 2.5gpm | 2.5gpmSingle Family_TRUE | 2.5gpmSingle Family_TRUE
Water_00008434 | SITE_00142 | Room_00007706 | Kitchen_1 | Kitchen | Kitchen Faucet | 2.2111 | 2.2111 |  | 2.5 |  | N/A | N/A | N/A | Bag | 0.796 |  | 1.99 |  | WA | Single Family | Kitchen Faucet | 664 | 2259.17 | Single Family | FALSE | FALSE |  |  |  | 4995.2759 | 4495.7483 | Single Family_FALSE | Single Family_FALSE | Single Family_ | Single Family_ | Single Family_ | unknown | unknownSingle Family_ | unknownSingle Family_FALSE
Water_00008435 | SITE_00142 | Room_00007707 | Bathroom_1 | Bathroom | Bathroom Faucet | 2.2 | 2.2111 | 2.2 | 2.5 |  | N/A | N/A | N/A | Bag | 0.796 |  | 1.99 |  | WA | Single Family | Bathroom Faucet | 664 | 2259.17 | Single Family | FALSE | FALSE |  |  |  | 4970.174 | 4495.7483 | Single Family_FALSE | Single Family_FALSE | Single Family_ | Single Family_ | Single Family_ | unknown | unknownSingle Family_ | unknownSingle Family_FALSE
Water_00008436 | SITE_00068 | Room_00007058 | Kitchen_1 | Kitchen | Kitchen Faucet | 1.1056 | 1.1056 |  | 1.25 |  | N/A | N/A | N/A | Bag | 0.796 |  | 0.995 |  | WA | Multifamily Residence | Kitchen Faucet | 591 | 2002.39 | Multifamily Residence | FALSE | FALSE |  |  |  | 2213.7534 | 1992.3781 | Multifamily Residence_FALSE | Multifamily Residence_FALSE | Multifamily Residence_ | Multifamily Residence_ | Multifamily Residence_ | unknown | unknownMultifamily Residence_ | unknownMultifamily Residence_FALSE
Water_00008437 | SITE_00068 | Room_00007060 | Bathroom_1 | Bathroom | Bathroom Faucet | 1.1056 | 1.1056 |  | 1.25 |  | N/A | N/A | N/A | Bag | 0.796 |  | 0.995 |  | WA | Multifamily Residence | Bathroom Faucet | 591 | 2002.39 | Multifamily Residence | FALSE | FALSE |  |  |  | 2213.7534 | 1992.3781 | Multifamily Residence_FALSE | Multifamily Residence_FALSE | Multifamily Residence_ | Multifamily Residence_ | Multifamily Residence_ | unknown | unknownMultifamily Residence_ | unknownMultifamily Residence_FALSE
Water_00008438 | SITE_00068 | Room_00007060 | Bathroom_1 | Bathroom | Shower / Bathtub combo with diverter valve | 1.5 | 1.8867 | 1.5 | 2 |  | Primary | Daily / Almost Daily | N/A | Bag | 0.8492 |  | 1.698 |  | WA | Multifamily Residence | Shower | 591 | 2002.39 | Multifamily Residence | TRUE | TRUE | TRUE | TRUE | TRUE | 3003.585 | 3400.0582 | Multifamily Residence_TRUE | Multifamily Residence_TRUE | Multifamily Residence_TRUE | Multifamily Residence_TRUE | Multifamily Residence_TRUE | 1.5gpm | 1.5gpmMultifamily Residence_TRUE | 1.5gpmMultifamily Residence_TRUE
Water_00008439 | SITE_00152 | Room_00007843 | Bathroom_1 | Bathroom | Bathroom Faucet | 1.7689 | 1.7689 |  | 2 |  | N/A | N/A | N/A | Bag | 0.796 |  | 1.592 |  | WA | Single Family | Bathroom Faucet | 674 | 3801.52 | Single Family | FALSE | FALSE |  |  |  | 6724.4665 | 6052.0198 | Single Family_FALSE | Single Family_FALSE | Single Family_ | Single Family_ | Single Family_ | unknown | unknownSingle Family_ | unknownSingle Family_FALSE
Water_00008440 | SITE_00152 | Room_00007843 | Bathroom_1 | Bathroom | Shower | 1.8 | 2.3589 | 1.8 | 2.5 |  | Secondary | Daily / Almost Daily | N/A | Bag | 0.8492 |  | 2.123 |  | WA | Single Family | Shower | 674 | 3801.52 | Single Family | TRUE | FALSE | TRUE | TRUE | TRUE | 6842.736 | 8070.627 | Single Family_TRUE | Single Family_FALSE | Single Family_TRUE | Single Family_TRUE | Single Family_TRUE | 1.8gpm | 1.8gpmSingle Family_TRUE | 1.8gpmSingle Family_TRUE
Water_00008441 | SITE_00152 | Room_00007844 | Kitchen_1 | Kitchen | Kitchen Faucet | 1.8 | 1.7689 | 1.8 | 2 |  | N/A | N/A | N/A | Bag | 0.796 |  | 1.592 |  | WA | Single Family | Kitchen Faucet | 674 | 3801.52 | Single Family | FALSE | FALSE |  |  |  | 6842.736 | 6052.0198 | Single Family_FALSE | Single Family_FALSE | Single Family_ | Single Family_ | Single Family_ | unknown | unknownSingle Family_ | unknownSingle Family_FALSE
Water_00008442 | SITE_00041 | Room_00006829 | Kitchen_1 | Kitchen | Kitchen Faucet | 1.5 | 1.3267 | 1.5 | 1.5 |  | N/A | N/A | N/A | Bag | 0.796 |  | 1.194 |  | WA | Multifamily Residence | Kitchen Faucet | 564 | 2002.11 | Multifamily Residence | FALSE | FALSE |  |  |  | 3003.165 | 2390.5193 | Multifamily Residence_FALSE | Multifamily Residence_FALSE | Multifamily Residence_ | Multifamily Residence_ | Multifamily Residence_ | unknown | unknownMultifamily Residence_ | unknownMultifamily Residence_FALSE
Water_00008443 | SITE_00041 | Room_00006832 | Bathroom_1 | Bathroom | Bathroom Faucet | 1 | 0.88444 | 1 | 1 |  | N/A | N/A | N/A | Bag | 0.796 |  | 0.796 |  | WA | Multifamily Residence | Bathroom Faucet | 564 | 2002.11 | Multifamily Residence | FALSE | FALSE |  |  |  | 2002.11 | 1593.6796 | Multifamily Residence_FALSE | Multifamily Residence_FALSE | Multifamily Residence_ | Multifamily Residence_ | Multifamily Residence_ | unknown | unknownMultifamily Residence_ | unknownMultifamily Residence_FALSE
Water_00008444 | SITE_00041 | Room_00006832 | Bathroom_1 | Bathroom | Shower / Bathtub combo with diverter valve | 1.8 |  | 1.8 |  | Unknown | Primary | Daily / Almost Daily | Could not figure out how to turn on the shower | Bag | 0.8492 |  |  | Unknown | WA | Multifamily Residence | Shower | 564 | 2002.11 | Multifamily Residence | TRUE | TRUE | TRUE | FALSE | FALSE | 3603.798 | 0 | Multifamily Residence_TRUE | Multifamily Residence_TRUE | Multifamily Residence_TRUE | Multifamily Residence_FALSE | Multifamily Residence_FALSE | unknown | unknownMultifamily Residence_FALSE | unknownMultifamily Residence_TRUE
Water_00008445 | SITE_00178 | Room_00008205 | Kitchen_1 | Kitchen | Kitchen Faucet | 1.3267 | 1.3267 |  | 1.5 |  | N/A | N/A | N/A | Bag | 0.796 |  | 1.194 |  | WA | Manufactured | Kitchen Faucet | 698 | 1313.97 | Manufactured | FALSE | FALSE |  |  |  | 1743.2002 | 1568.8802 | Manufactured_FALSE | Manufactured_FALSE | Manufactured_ | Manufactured_ | Manufactured_ | unknown | unknownManufactured_ | unknownManufactured_FALSE
Water_00008446 | SITE_00178 | Room_00008206 | Bathroom_1 | Bathroom | Bathroom Faucet | 1.3267 | 1.3267 |  | 1.5 |  | N/A | N/A | N/A | Bag | 0.796 |  | 1.194 |  | WA | Manufactured | Bathroom Faucet | 698 | 1313.97 | Manufactured | FALSE | FALSE |  |  |  | 1743.2002 | 1568.8802 | Manufactured_FALSE | Manufactured_FALSE | Manufactured_ | Manufactured_ | Manufactured_ | unknown | unknownManufactured_ | unknownManufactured_FALSE
Water_00008447 | SITE_00178 | Room_00008206 | Bathroom_1 | Bathroom | Shower / Bathtub combo with diverter valve | 2.5 | 2.3589 | 2.5 | 2.5 |  | Primary | Daily / Almost Daily | N/A | Bag | 0.8492 |  | 2.123 |  | WA | Manufactured | Shower | 698 | 1313.97 | Manufactured | TRUE | TRUE | TRUE | TRUE | TRUE | 3284.925 | 2789.5583 | Manufactured_TRUE | Manufactured_TRUE | Manufactured_TRUE | Manufactured_TRUE | Manufactured_TRUE | 2.5gpm | 2.5gpmManufactured_TRUE | 2.5gpmManufactured_TRUE
Water_00008448 | SITE_00024 | Room_00006650 | Kitchen_1 | Kitchen | Kitchen Faucet | unknown |  |  |  | Unknown | N/A | N/A | Resident asked that we not touch faucets and surfaces because of health issues | Bag | 0.796 |  |  | Unknown | WA | Manufactured | Kitchen Faucet | 547 | 1313.97 | Manufactured | FALSE | FALSE |  |  |  | 0 | 0 | Manufactured_FALSE | Manufactured_FALSE | Manufactured_ | Manufactured_ | Manufactured_ | unknown | unknownManufactured_ | unknownManufactured_FALSE
Water_00008449 | SITE_00026 | Room_00006666 | Bathroom_6 | Bathroom | Bathroom Faucet | 2.2 | 1.7689 | 2.2 | 2 |  | N/A | N/A | N/A | Bag | 0.796 |  | 1.592 |  | WA | Single Family | Bathroom Faucet | 549 | 2986.36 | Single Family | FALSE | FALSE |  |  |  | 6569.992 | 4754.2851 | Single Family_FALSE | Single Family_FALSE | Single Family_ | Single Family_ | Single Family_ | unknown | unknownSingle Family_ | unknownSingle Family_FALSE
Water_00008450 | SITE_00026 | Room_00006666 | Bathroom_6 | Bathroom | Bathroom Faucet | 2.2 | 2.2111 | 2.2 | 2.5 |  | N/A | N/A | N/A | Bag | 0.796 |  | 1.99 |  | WA | Single Family | Bathroom Faucet | 549 | 2986.36 | Single Family | FALSE | FALSE |  |  |  | 6569.992 | 5942.8564 | Single Family_FALSE | Single Family_FALSE | Single Family_ | Single Family_ | Single Family_ | unknown | unknownSingle Family_ | unknownSingle Family_FALSE
Water_00008451 | SITE_00026 | Room_00006666 | Bathroom_6 | Bathroom | Shower | 2.5 | 2.3589 | 2.5 | 2.5 |  | Primary | Daily / Almost Daily | N/A | Bag | 0.8492 |  | 2.123 |  | WA | Single Family | Shower | 549 | 2986.36 | Single Family | TRUE | FALSE | TRUE | TRUE | TRUE | 7465.9 | 6340.0423 | Single Family_TRUE | Single Family_FALSE | Single Family_TRUE | Single Family_TRUE | Single Family_TRUE | 2.5gpm | 2.5gpmSingle Family_TRUE | 2.5gpmSingle Family_TRUE
Water_00008452 | SITE_00026 | Room_00006666 | Bathroom_6 | Bathroom | Bathtub | unknown |  |  |  | N/A | N/A | N/A | N/A | Unknown |  | N/A |  | N/A | WA | Single Family | Bathtub | 549 | 2986.36 | Single Family | FALSE | FALSE |  |  |  | 0 | 0 | Single Family_FALSE | Single Family_FALSE | Single Family_ | Single Family_ | Single Family_ | unknown | unknownSingle Family_ | unknownSingle Family_FALSE
Water_00008453 | SITE_00082 | Room_00007181 | Bathroom_6 | Bathroom | Bathroom Faucet | 2 |  | 2 |  | Unknown | N/A | N/A | Couldn't measure | Bag | 0.796 |  |  | Unknown | WA | Multifamily Residence | Bathroom Faucet | 605 | 739.45 | Multifamily Residence | FALSE | FALSE |  |  |  | 1478.9 | 0 | Multifamily Residence_FALSE | Multifamily Residence_FALSE | Multifamily Residence_ | Multifamily Residence_ | Multifamily Residence_ | unknown | unknownMultifamily Residence_ | unknownMultifamily Residence_FALSE
Water_00008454 | SITE_00082 | Room_00007181 | Bathroom_6 | Bathroom | Shower / Bathtub combo with diverter valve | unknown |  |  |  | Unknown | Secondary | A few times per year | Tub full of bags of trash and recycle | Bag | 0.8492 |  |  | Unknown | WA | Multifamily Residence | Shower | 605 | 739.45 | Multifamily Residence | TRUE | TRUE | FALSE | FALSE | FALSE | 0 | 0 | Multifamily Residence_TRUE | Multifamily Residence_TRUE | Multifamily Residence_FALSE | Multifamily Residence_FALSE | Multifamily Residence_FALSE | unknown | unknownMultifamily Residence_FALSE | unknownMultifamily Residence_TRUE
Water_00008455 | SITE_00028 | Room_00006683 | Kitchen_1 | Kitchen | Kitchen Faucet | 1.5 | 1.3267 | 1.5 | 1.5 |  | N/A | N/A | N/A | Bag | 0.796 |  | 1.194 |  | WA | Manufactured | Kitchen Faucet | 551 | 1313.97 | Manufactured | FALSE | FALSE |  |  |  | 1970.955 | 1568.8802 | Manufactured_FALSE | Manufactured_FALSE | Manufactured_ | Manufactured_ | Manufactured_ | unknown | unknownManufactured_ | unknownManufactured_FALSE
Water_00008456 | SITE_00028 | Room_00006688 | Bathroom_1 | Bathroom | Bathroom Faucet | 2 | 2.2111 | 2 | 2.5 |  | N/A | N/A | N/A | Bag | 0.796 |  | 1.99 |  | WA | Manufactured | Bathroom Faucet | 551 | 1313.97 | Manufactured | FALSE | FALSE |  |  |  | 2627.94 | 2614.8003 | Manufactured_FALSE | Manufactured_FALSE | Manufactured_ | Manufactured_ | Manufactured_ | unknown | unknownManufactured_ | unknownManufactured_FALSE
Water_00008457 | SITE_00028 | Room_00006688 | Bathroom_1 | Bathroom | Shower / Bathtub combo with diverter valve | 2.8311 | 2.8311 |  | 3 |  | Secondary | A few times per month | N/A | Bag | 0.8492 |  | 2.548 |  | WA | Manufactured | Shower | 551 | 1313.97 | Manufactured | TRUE | TRUE | TRUE | TRUE | TRUE | 3719.9951 | 3347.9956 | Manufactured_TRUE | Manufactured_TRUE | Manufactured_TRUE | Manufactured_TRUE | Manufactured_TRUE | gt2.5gpm | gt2.5gpmManufactured_TRUE | gt2.5gpmManufactured_TRUE
Water_00008458 | SITE_00028 | Room_00006691 | Bathroom_2 | Bathroom | Bathroom Faucet | 2.2111 | 2.2111 |  | 2.5 |  | N/A | N/A | N/A | Bag | 0.796 |  | 1.99 |  | WA | Manufactured | Bathroom Faucet | 551 | 1313.97 | Manufactured | FALSE | FALSE |  |  |  | 2905.3337 | 2614.8003 | Manufactured_FALSE | Manufactured_FALSE | Manufactured_ | Manufactured_ | Manufactured_ | unknown | unknownManufactured_ | unknownManufactured_FALSE
Water_00008459 | SITE_00028 | Room_00006691 | Bathroom_2 | Bathroom | Shower / Bathtub combo with diverter valve | unknown |  |  |  | Unknown | Primary | Daily / Almost Daily | Diverter valve is broken. Same shower head as hall bath | Bag | 0.8492 |  |  | Unknown | WA | Manufactured | Shower | 551 | 1313.97 | Manufactured | TRUE | TRUE | FALSE | FALSE | FALSE | 0 | 0 | Manufactured_TRUE | Manufactured_TRUE | Manufactured_FALSE | Manufactured_FALSE | Manufactured_FALSE | unknown | unknownManufactured_FALSE | unknownManufactured_TRUE
Water_00008460 | SITE_00031 | Room_00006715 | Kitchen_1 | Kitchen | Kitchen Faucet | 2.2111 | 2.2111 |  | 2.5 |  | N/A | N/A | N/A | Bag | 0.796 |  | 1.99 |  | WA | Manufactured | Kitchen Faucet | 554 | 1313.97 | Manufactured | FALSE | FALSE |  |  |  | 2905.3337 | 2614.8003 | Manufactured_FALSE | Manufactured_FALSE | Manufactured_ | Manufactured_ | Manufactured_ | unknown | unknownManufactured_ | unknownManufactured_FALSE
Water_00008461 | SITE_00031 | Room_00006717 | Bathroom_1 | Bathroom | Bathroom Faucet | 2 | 2.2111 | 2 | 2.5 |  | N/A | N/A | N/A | Bag | 0.796 |  | 1.99 |  | WA | Manufactured | Bathroom Faucet | 554 | 1313.97 | Manufactured | FALSE | FALSE |  |  |  | 2627.94 | 2614.8003 | Manufactured_FALSE | Manufactured_FALSE | Manufactured_ | Manufactured_ | Manufactured_ | unknown | unknownManufactured_ | unknownManufactured_FALSE
Water_00008462 | SITE_00031 | Room_00006717 | Bathroom_1 | Bathroom | Shower | 1.4156 | 1.4156 |  | 1.5 |  | Primary | Daily / Almost Daily | N/A | Bag | 0.8492 |  | 1.274 |  | WA | Manufactured | Shower | 554 | 1313.97 | Manufactured | TRUE | FALSE | TRUE | TRUE | TRUE | 1859.9975 | 1673.9978 | Manufactured_TRUE | Manufactured_FALSE | Manufactured_TRUE | Manufactured_TRUE | Manufactured_TRUE | <1.5gpm | <1.5gpmManufactured_TRUE | <1.5gpmManufactured_TRUE
Water_00008463 | SITE_00030 | Room_00006703 | Bathroom_1 | Bathroom | Bathroom Faucet | 1.7689 | 1.7689 |  | 2 |  | N/A | N/A | N/A | Bag | 0.796 |  | 1.592 |  | WA | Manufactured | Bathroom Faucet | 553 | 1313.97 | Manufactured | FALSE | FALSE |  |  |  | 2324.2669 | 2091.8402 | Manufactured_FALSE | Manufactured_FALSE | Manufactured_ | Manufactured_ | Manufactured_ | unknown | unknownManufactured_ | unknownManufactured_FALSE
Water_00008464 | SITE_00030 | Room_00006706 | Kitchen_1 | Kitchen | Kitchen Faucet | 2.2 | 1.7689 | 2.2 | 2 |  | N/A | N/A | N/A | Bag | 0.796 |  | 1.592 |  | WA | Manufactured | Kitchen Faucet | 553 | 1313.97 | Manufactured | FALSE | FALSE |  |  |  | 2890.734 | 2091.8402 | Manufactured_FALSE | Manufactured_FALSE | Manufactured_ | Manufactured_ | Manufactured_ | unknown | unknownManufactured_ | unknownManufactured_FALSE
Water_00008465 | SITE_00030 | Room_00006708 | Bathroom_2 | Bathroom | Bathroom Faucet | 3.0956 | 3.0956 |  | 3.5 |  | N/A | N/A | N/A | Bag | 0.796 |  | 2.786 |  | WA | Manufactured | Bathroom Faucet | 553 | 1313.97 | Manufactured | FALSE | FALSE |  |  |  | 4067.4671 | 3660.7204 | Manufactured_FALSE | Manufactured_FALSE | Manufactured_ | Manufactured_ | Manufactured_ | unknown | unknownManufactured_ | unknownManufactured_FALSE
Water_00008466 | SITE_00030 | Room_00006708 | Bathroom_2 | Bathroom | Shower / Bathtub combo with diverter valve | 2 | 1.8867 | 2 | 2 |  | Primary | Daily / Almost Daily | N/A | Bag | 0.8492 |  | 1.698 |  | WA | Manufactured | Shower | 553 | 1313.97 | Manufactured | TRUE | TRUE | TRUE | TRUE | TRUE | 2627.94 | 2231.1211 | Manufactured_TRUE | Manufactured_TRUE | Manufactured_TRUE | Manufactured_TRUE | Manufactured_TRUE | 2.0gpm | 2.0gpmManufactured_TRUE | 2.0gpmManufactured_TRUE
Water_00008467 | SITE_00027 | Room_00006675 | Bedroom_1 | Bedroom | Bathroom Faucet | unknown |  |  |  | Unknown | N/A | N/A | Not in use | Bag | 0.796 |  |  | Unknown | WA | Manufactured | Bathroom Faucet | 550 | 1313.97 | Manufactured | FALSE | FALSE |  |  |  | 0 | 0 | Manufactured_FALSE | Manufactured_FALSE | Manufactured_ | Manufactured_ | Manufactured_ | unknown | unknownManufactured_ | unknownManufactured_FALSE
Water_00008468 | SITE_00027 | Room_00006676 | Bathroom_1 | Bathroom | Shower | unknown |  |  |  | Unknown | Secondary | A few times per year | Unsure if it's safe to run shower, the house is in ill repair | Bag | 0.8492 |  |  | Unknown | WA | Manufactured | Shower | 550 | 1313.97 | Manufactured | TRUE | FALSE | FALSE | FALSE | FALSE | 0 | 0 | Manufactured_TRUE | Manufactured_FALSE | Manufactured_FALSE | Manufactured_FALSE | Manufactured_FALSE | unknown | unknownManufactured_FALSE | unknownManufactured_TRUE
Water_00008469 | SITE_00027 | Room_00006678 | Kitchen_1 | Kitchen | Kitchen Faucet | unknown |  |  |  | Unknown | N/A | N/A | Sink has issues. At full power is is spraying out the top | Bag | 0.796 |  |  | Unknown | WA | Manufactured | Kitchen Faucet | 550 | 1313.97 | Manufactured | FALSE | FALSE |  |  |  | 0 | 0 | Manufactured_FALSE | Manufactured_FALSE | Manufactured_ | Manufactured_ | Manufactured_ | unknown | unknownManufactured_ | unknownManufactured_FALSE
Water_00008470 | SITE_00027 | Room_00006680 | Bathroom_2 | Bathroom | Bathroom Faucet | unknown |  |  |  | Unknown | N/A | N/A | Due to poor function of other faucets i have opted to skip flow | Bag | 0.796 |  |  | Unknown | WA | Manufactured | Bathroom Faucet | 550 | 1313.97 | Manufactured | FALSE | FALSE |  |  |  | 0 | 0 | Manufactured_FALSE | Manufactured_FALSE | Manufactured_ | Manufactured_ | Manufactured_ | unknown | unknownManufactured_ | unknownManufactured_FALSE
Water_00008471 | SITE_00027 | Room_00006680 | Bathroom_2 | Bathroom | Shower / Bathtub combo with diverter valve | unknown |  |  |  | Unknown | Primary | A few times per week | Ill repair | Bag | 0.8492 |  |  | Unknown | WA | Manufactured | Shower | 550 | 1313.97 | Manufactured | TRUE | TRUE | FALSE | FALSE | FALSE | 0 | 0 | Manufactured_TRUE | Manufactured_TRUE | Manufactured_FALSE | Manufactured_FALSE | Manufactured_FALSE | unknown | unknownManufactured_FALSE | unknownManufactured_TRUE
Water_00008472 | SITE_00096 | Room_00007291 | Kitchen_2 | Kitchen | Kitchen Faucet | 2.2111 | 2.2111 |  | 2.5 |  | N/A | N/A | N/A | Bag | 0.796 |  | 1.99 |  | WA | Multifamily Residence | Kitchen Faucet | 619 | 739.45 | Multifamily Residence | FALSE | FALSE |  |  |  | 1635.0061 | 1471.5055 | Multifamily Residence_FALSE | Multifamily Residence_FALSE | Multifamily Residence_ | Multifamily Residence_ | Multifamily Residence_ | unknown | unknownMultifamily Residence_ | unknownMultifamily Residence_FALSE
Water_00008473 | SITE_00026 | Room_00006670 | Bathroom_1 | Bathroom | Bathroom Faucet | 2.2 | 1.9456 | 2.2 | 2.2 |  | N/A | N/A | N/A | Bag | 0.796 |  | 1.751 |  | WA | Single Family | Bathroom Faucet | 549 | 2986.36 | Single Family | FALSE | FALSE |  |  |  | 6569.992 | 5229.1164 | Single Family_FALSE | Single Family_FALSE | Single Family_ | Single Family_ | Single Family_ | unknown | unknownSingle Family_ | unknownSingle Family_FALSE
Water_00008474 | SITE_00026 | Room_00006670 | Bathroom_1 | Bathroom | Shower / Bathtub combo with diverter valve | 2.8311 | 2.8311 |  | 3 |  | Secondary | A few times per week | N/A | Bag | 0.8492 |  | 2.548 |  | WA | Single Family | Shower | 549 | 2986.36 | Single Family | TRUE | TRUE | TRUE | TRUE | TRUE | 8454.717 | 7609.2453 | Single Family_TRUE | Single Family_TRUE | Single Family_TRUE | Single Family_TRUE | Single Family_TRUE | gt2.5gpm | gt2.5gpmSingle Family_TRUE | gt2.5gpmSingle Family_TRUE
Water_00008475 | SITE_00026 | Room_00006672 | Kitchen_1 | Kitchen | Kitchen Faucet | 2.2 | 2.1222 | 2.2 | 2.4 |  | N/A | N/A | N/A | Bag | 0.796 |  | 1.91 |  | WA | Single Family | Kitchen Faucet | 549 | 2986.36 | Single Family | FALSE | FALSE |  |  |  | 6569.992 | 5703.9476 | Single Family_FALSE | Single Family_FALSE | Single Family_ | Single Family_ | Single Family_ | unknown | unknownSingle Family_ | unknownSingle Family_FALSE
Water_00008476 | SITE_00083 | Room_00007191 | Kitchen_1 | Kitchen | Kitchen Faucet | 2.2 | 2.9189 | 2.2 | 3.3 |  | N/A | N/A | N/A | Bag | 0.796 |  | 2.627 |  | WA | Multifamily Residence | Kitchen Faucet | 606 | 739.45 | Multifamily Residence | FALSE | FALSE |  |  |  | 1626.79 | 1942.5351 | Multifamily Residence_FALSE | Multifamily Residence_FALSE | Multifamily Residence_ | Multifamily Residence_ | Multifamily Residence_ | unknown | unknownMultifamily Residence_ | unknownMultifamily Residence_FALSE
Water_00008477 | SITE_00083 | Room_00007192 | Bathroom_1 | Bathroom | Bathroom Faucet | 2 | 2.2111 | 2 | 2.5 |  | N/A | N/A | N/A | Bag | 0.796 |  | 1.99 |  | WA | Multifamily Residence | Bathroom Faucet | 606 | 739.45 | Multifamily Residence | FALSE | FALSE |  |  |  | 1478.9 | 1471.5055 | Multifamily Residence_FALSE | Multifamily Residence_FALSE | Multifamily Residence_ | Multifamily Residence_ | Multifamily Residence_ | unknown | unknownMultifamily Residence_ | unknownMultifamily Residence_FALSE
Water_00008478 | SITE_00083 | Room_00007192 | Bathroom_1 | Bathroom | Shower / Bathtub combo with diverter valve | 2.8311 | 2.8311 |  | 3 |  | Primary | Daily / Almost Daily | N/A | Bag | 0.8492 |  | 2.548 |  | WA | Multifamily Residence | Shower | 606 | 739.45 | Multifamily Residence | TRUE | TRUE | TRUE | TRUE | TRUE | 2093.4651 | 1884.1186 | Multifamily Residence_TRUE | Multifamily Residence_TRUE | Multifamily Residence_TRUE | Multifamily Residence_TRUE | Multifamily Residence_TRUE | gt2.5gpm | gt2.5gpmMultifamily Residence_TRUE | gt2.5gpmMultifamily Residence_TRUE
Water_00008479 | SITE_00031 | Room_00006722 | Bathroom_6 | Bathroom | Bathroom Faucet | 4.4222 | 4.4222 |  | 5 |  | N/A | N/A | At least five, bag overflowed | Bag | 0.796 |  | 3.98 |  | WA | Manufactured | Bathroom Faucet | 554 | 1313.97 | Manufactured | FALSE | FALSE |  |  |  | 5810.6673 | 5229.6006 | Manufactured_FALSE | Manufactured_FALSE | Manufactured_ | Manufactured_ | Manufactured_ | unknown | unknownManufactured_ | unknownManufactured_FALSE
Water_00008480 | SITE_00031 | Room_00006722 | Bathroom_6 | Bathroom | Shower / Bathtub combo with diverter valve | 2.5 | 3.0189 | 2.5 | 3.2 |  | Primary | A few times per year | N/A | Bag | 0.8492 |  | 2.717 |  | WA | Manufactured | Shower | 554 | 1313.97 | Manufactured | TRUE | TRUE | TRUE | TRUE | TRUE | 3284.925 | 3570.0565 | Manufactured_TRUE | Manufactured_TRUE | Manufactured_TRUE | Manufactured_TRUE | Manufactured_TRUE | 2.5gpm | 2.5gpmManufactured_TRUE | 2.5gpmManufactured_TRUE
Water_00008481 | SITE_00096 | Room_00007294 | Bathroom_1 | Bathroom | Bathroom Faucet | unknown |  |  |  | Unknown | N/A | N/A | Medical devices in sink, dont want to get wet | Bag | 0.796 |  |  | Unknown | WA | Multifamily Residence | Bathroom Faucet | 619 | 739.45 | Multifamily Residence | FALSE | FALSE |  |  |  | 0 | 0 | Multifamily Residence_FALSE | Multifamily Residence_FALSE | Multifamily Residence_ | Multifamily Residence_ | Multifamily Residence_ | unknown | unknownMultifamily Residence_ | unknownMultifamily Residence_FALSE
Water_00008482 | SITE_00096 | Room_00007294 | Bathroom_1 | Bathroom | Shower / Bathtub combo with diverter valve | 1.5 |  | 1.5 |  | Unknown | Primary | A few times per week | Medical devices in tub, dont want to mess with it | Bag | 0.8492 |  |  | Unknown | WA | Multifamily Residence | Shower | 619 | 739.45 | Multifamily Residence | TRUE | TRUE | TRUE | FALSE | FALSE | 1109.175 | 0 | Multifamily Residence_TRUE | Multifamily Residence_TRUE | Multifamily Residence_TRUE | Multifamily Residence_FALSE | Multifamily Residence_FALSE | unknown | unknownMultifamily Residence_FALSE | unknownMultifamily Residence_TRUE
Water_00008483 | SITE_00074 | Room_00007119 | Kitchen_1 | Kitchen | Kitchen Faucet | 2 | 1.7689 | 2 | 2 |  | N/A | N/A | N/A | Bag | 0.796 |  | 1.592 |  | WA | Multifamily Residence | Kitchen Faucet | 597 | 2002.11 | Multifamily Residence | FALSE | FALSE |  |  |  | 4004.22 | 3187.3591 | Multifamily Residence_FALSE | Multifamily Residence_FALSE | Multifamily Residence_ | Multifamily Residence_ | Multifamily Residence_ | unknown | unknownMultifamily Residence_ | unknownMultifamily Residence_FALSE
Water_00008484 | SITE_00074 | Room_00007122 | Bathroom_1 | Bathroom | Bathroom Faucet | 2 | 1.7689 | 2 | 2 |  | N/A | N/A | N/A | Bag | 0.796 |  | 1.592 |  | WA | Multifamily Residence | Bathroom Faucet | 597 | 2002.11 | Multifamily Residence | FALSE | FALSE |  |  |  | 4004.22 | 3187.3591 | Multifamily Residence_FALSE | Multifamily Residence_FALSE | Multifamily Residence_ | Multifamily Residence_ | Multifamily Residence_ | unknown | unknownMultifamily Residence_ | unknownMultifamily Residence_FALSE
Water_00008485 | SITE_00074 | Room_00007122 | Bathroom_1 | Bathroom | Shower / Bathtub combo with diverter valve | 1.8867 | 1.8867 |  | 2 |  | Primary | Daily / Almost Daily | N/A | Bag | 0.8492 |  | 1.698 |  | WA | Multifamily Residence | Shower | 597 | 2002.11 | Multifamily Residence | TRUE | TRUE | TRUE | TRUE | TRUE | 3777.3142 | 3399.5828 | Multifamily Residence_TRUE | Multifamily Residence_TRUE | Multifamily Residence_TRUE | Multifamily Residence_TRUE | Multifamily Residence_TRUE | 2.0gpm | 2.0gpmMultifamily Residence_TRUE | 2.0gpmMultifamily Residence_TRUE
Water_00008486 | SITE_00117 | Room_00007448 | Bathroom_1 | Bathroom | Shower / Bathtub combo with diverter valve | 2.17 | 2.17 |  | 2.3 |  | Primary | Daily / Almost Daily | N/A | Bag | 0.8492 |  | 1.953 |  | WA | Multifamily Residence | Shower | 640 | 739.45 | Multifamily Residence | TRUE | TRUE | TRUE | TRUE | TRUE | 1604.6065 | 1444.1459 | Multifamily Residence_TRUE | Multifamily Residence_TRUE | Multifamily Residence_TRUE | Multifamily Residence_TRUE | Multifamily Residence_TRUE | 2.5gpm | 2.5gpmMultifamily Residence_TRUE | 2.5gpmMultifamily Residence_TRUE
Water_00008487 | SITE_00117 | Room_00007448 | Bathroom_1 | Bathroom | Bathroom Faucet | 1.3267 | 1.3267 |  | 1.5 |  | N/A | N/A | N/A | Bag | 0.796 |  | 1.194 |  | WA | Multifamily Residence | Bathroom Faucet | 640 | 739.45 | Multifamily Residence | FALSE | FALSE |  |  |  | 981.0037 | 882.9033 | Multifamily Residence_FALSE | Multifamily Residence_FALSE | Multifamily Residence_ | Multifamily Residence_ | Multifamily Residence_ | unknown | unknownMultifamily Residence_ | unknownMultifamily Residence_FALSE
Water_00008488 | SITE_00117 | Room_00007450 | Kitchen_1 | Kitchen | Kitchen Faucet | 2.0344 | 2.0344 |  | 2.3 |  | N/A | N/A | N/A | Bag | 0.796 |  | 1.831 |  | WA | Multifamily Residence | Kitchen Faucet | 640 | 739.45 | Multifamily Residence | FALSE | FALSE |  |  |  | 1504.3699 | 1353.933 | Multifamily Residence_FALSE | Multifamily Residence_FALSE | Multifamily Residence_ | Multifamily Residence_ | Multifamily Residence_ | unknown | unknownMultifamily Residence_ | unknownMultifamily Residence_FALSE
Water_00008489 | SITE_00032 | Room_00006725 | Kitchen_2 | Kitchen | Kitchen Faucet | 1.8578 | 1.8578 |  | 2.1 |  | N/A | N/A | N/A | Bag | 0.796 |  | 1.672 |  | WA | Manufactured | Kitchen Faucet | 555 | 1313.97 | Manufactured | FALSE | FALSE |  |  |  | 2441.0643 | 2196.9578 | Manufactured_FALSE | Manufactured_FALSE | Manufactured_ | Manufactured_ | Manufactured_ | unknown | unknownManufactured_ | unknownManufactured_FALSE
Water_00008490 | SITE_00039 | Room_00006802 | Kitchen_2 | Kitchen | Kitchen Faucet | 1.8 | 1.3267 | 1.8 | 1.5 |  | N/A | N/A | N/A | Bag | 0.796 |  | 1.194 |  | WA | Manufactured | Kitchen Faucet | 562 | 1313.97 | Manufactured | FALSE | FALSE |  |  |  | 2365.146 | 1568.8802 | Manufactured_FALSE | Manufactured_FALSE | Manufactured_ | Manufactured_ | Manufactured_ | unknown | unknownManufactured_ | unknownManufactured_FALSE
Water_00008491 | SITE_00131 | Room_00007562 | Kitchen_1 | Kitchen | Kitchen Faucet | 1.2378 | 1.2378 |  | 1.4 |  | N/A | N/A | N/A | Bag | 0.796 |  | 1.114 |  | WA | Multifamily Residence | Kitchen Faucet | 654 | 739.45 | Multifamily Residence | FALSE | FALSE |  |  |  | 915.2748 | 823.7473 | Multifamily Residence_FALSE | Multifamily Residence_FALSE | Multifamily Residence_ | Multifamily Residence_ | Multifamily Residence_ | unknown | unknownMultifamily Residence_ | unknownMultifamily Residence_FALSE
Water_00008492 | SITE_00131 | Room_00007564 | Bathroom_1 | Bathroom | Bathroom Faucet | 1.15 | 1.15 |  | 1.3 |  | N/A | N/A | N/A | Bag | 0.796 |  | 1.035 |  | WA | Multifamily Residence | Bathroom Faucet | 654 | 739.45 | Multifamily Residence | FALSE | FALSE |  |  |  | 850.3675 | 765.3307 | Multifamily Residence_FALSE | Multifamily Residence_FALSE | Multifamily Residence_ | Multifamily Residence_ | Multifamily Residence_ | unknown | unknownMultifamily Residence_ | unknownMultifamily Residence_FALSE
Water_00008493 | SITE_00131 | Room_00007564 | Bathroom_1 | Bathroom | Shower / Bathtub combo with diverter valve | 1.2267 | 1.2267 |  | 1.3 |  | Primary | Daily / Almost Daily | N/A | Bag | 0.8492 |  | 1.104 |  | WA | Multifamily Residence | Shower | 654 | 739.45 | Multifamily Residence | TRUE | TRUE | TRUE | TRUE | TRUE | 907.0587 | 816.3528 | Multifamily Residence_TRUE | Multifamily Residence_TRUE | Multifamily Residence_TRUE | Multifamily Residence_TRUE | Multifamily Residence_TRUE | <1.5gpm | <1.5gpmMultifamily Residence_TRUE | <1.5gpmMultifamily Residence_TRUE
Water_00008494 | SITE_00116 | Room_00007438 | Kitchen_1 | Kitchen | Kitchen Faucet | 1.3267 | 1.3267 |  | 1.5 |  | N/A | N/A | N/A | Bag | 0.796 |  | 1.194 |  | WA | Single Family | Kitchen Faucet | 639 | 2986.36 | Single Family | FALSE | FALSE |  |  |  | 3961.9043 | 3565.7138 | Single Family_FALSE | Single Family_FALSE | Single Family_ | Single Family_ | Single Family_ | unknown | unknownSingle Family_ | unknownSingle Family_FALSE
Water_00008495 | SITE_00116 | Room_00007439 | Bathroom_1 | Bathroom | Bathroom Faucet | 1.15 | 1.15 |  | 1.3 |  | N/A | N/A | N/A | Bag | 0.796 |  | 1.035 |  | WA | Single Family | Bathroom Faucet | 639 | 2986.36 | Single Family | FALSE | FALSE |  |  |  | 3434.314 | 3090.8826 | Single Family_FALSE | Single Family_FALSE | Single Family_ | Single Family_ | Single Family_ | unknown | unknownSingle Family_ | unknownSingle Family_FALSE
Water_00008496 | SITE_00116 | Room_00007442 | Bathroom_2 | Bathroom | Bathroom Faucet | 2 | 3.3611 | 2 | 3.8 |  | N/A | N/A | N/A | Bag | 0.796 |  | 3.025 |  | WA | Single Family | Bathroom Faucet | 639 | 2986.36 | Single Family | FALSE | FALSE |  |  |  | 5972.72 | 9033.739 | Single Family_FALSE | Single Family_FALSE | Single Family_ | Single Family_ | Single Family_ | unknown | unknownSingle Family_ | unknownSingle Family_FALSE
Water_00008497 | SITE_00116 | Room_00007442 | Bathroom_2 | Bathroom | Shower / Bathtub combo with diverter valve | 2.2 | 2.8311 | 2.2 | 3 |  | Primary | Daily / Almost Daily | N/A | Bag | 0.8492 |  | 2.548 |  | WA | Single Family | Shower | 639 | 2986.36 | Single Family | TRUE | TRUE | TRUE | TRUE | TRUE | 6569.992 | 7609.2453 | Single Family_TRUE | Single Family_TRUE | Single Family_TRUE | Single Family_TRUE | Single Family_TRUE | 2.5gpm | 2.5gpmSingle Family_TRUE | 2.5gpmSingle Family_TRUE
Water_00008498 | SITE_00102 | Room_00007335 | Kitchen_1 | Kitchen | Kitchen Faucet | 1.5922 | 1.5922 |  | 1.8 |  | N/A | N/A | N/A | Bag | 0.796 |  | 1.433 |  | WA | Multifamily Residence | Kitchen Faucet | 625 | 739.45 | Multifamily Residence | FALSE | FALSE |  |  |  | 1177.3687 | 1059.6319 | Multifamily Residence_FALSE | Multifamily Residence_FALSE | Multifamily Residence_ | Multifamily Residence_ | Multifamily Residence_ | unknown | unknownMultifamily Residence_ | unknownMultifamily Residence_FALSE
Water_00008499 | SITE_00102 | Room_00007338 | Bathroom_1 | Bathroom | Bathroom Faucet | 1.8578 | 1.8578 |  | 2.1 |  | N/A | N/A | N/A | Bag | 0.796 |  | 1.672 |  | WA | Multifamily Residence | Bathroom Faucet | 625 | 739.45 | Multifamily Residence | FALSE | FALSE |  |  |  | 1373.7338 | 1236.3604 | Multifamily Residence_FALSE | Multifamily Residence_FALSE | Multifamily Residence_ | Multifamily Residence_ | Multifamily Residence_ | unknown | unknownMultifamily Residence_ | unknownMultifamily Residence_FALSE
Water_00008500 | SITE_00102 | Room_00007338 | Bathroom_1 | Bathroom | Shower / Bathtub combo with diverter valve | 2.5 | 2.8311 | 2.5 | 3 |  | Primary | A few times per month | N/A | Bag | 0.8492 |  | 2.548 |  | WA | Multifamily Residence | Shower | 625 | 739.45 | Multifamily Residence | TRUE | TRUE | TRUE | TRUE | TRUE | 1848.625 | 1884.1186 | Multifamily Residence_TRUE | Multifamily Residence_TRUE | Multifamily Residence_TRUE | Multifamily Residence_TRUE | Multifamily Residence_TRUE | 2.5gpm | 2.5gpmMultifamily Residence_TRUE | 2.5gpmMultifamily Residence_TRUE
Water_00008501 | SITE_00127 | Room_00007529 | Kitchen_1 | Kitchen | Kitchen Faucet | 2.2111 | 2.2111 |  | 2.5 |  | N/A | N/A | N/A | Bag | 0.796 |  | 1.99 |  | WA | Single Family | Kitchen Faucet | 650 | 2986.36 | Single Family | FALSE | FALSE |  |  |  | 6603.1738 | 5942.8564 | Single Family_FALSE | Single Family_FALSE | Single Family_ | Single Family_ | Single Family_ | unknown | unknownSingle Family_ | unknownSingle Family_FALSE
Water_00008502 | SITE_00127 | Room_00007532 | Bathroom_1 | Bathroom | Bathroom Faucet | 2 | 2.1222 | 2 | 2.4 |  | N/A | N/A | N/A | Bag | 0.796 |  | 1.91 |  | WA | Single Family | Bathroom Faucet | 650 | 2986.36 | Single Family | FALSE | FALSE |  |  |  | 5972.72 | 5703.9476 | Single Family_FALSE | Single Family_FALSE | Single Family_ | Single Family_ | Single Family_ | unknown | unknownSingle Family_ | unknownSingle Family_FALSE
Water_00008503 | SITE_00127 | Room_00007532 | Bathroom_1 | Bathroom | Shower / Bathtub combo with diverter valve | 2.3589 | 2.3589 |  | 2.5 |  | Primary | Daily / Almost Daily | N/A | Bag | 0.8492 |  | 2.123 |  | WA | Single Family | Shower | 650 | 2986.36 | Single Family | TRUE | TRUE | TRUE | TRUE | TRUE | 7044.4914 | 6340.0423 | Single Family_TRUE | Single Family_TRUE | Single Family_TRUE | Single Family_TRUE | Single Family_TRUE | 2.5gpm | 2.5gpmSingle Family_TRUE | 2.5gpmSingle Family_TRUE
Water_00008504 | SITE_00126 | Room_00007522 | Kitchen_1 | Kitchen | Kitchen Faucet | 1.4156 | 1.4156 |  | 1.6 |  | N/A | N/A | N/A | Bag | 0.796 |  | 1.274 |  | WA | Multifamily Residence | Kitchen Faucet | 649 | 739.45 | Multifamily Residence | FALSE | FALSE |  |  |  | 1046.7326 | 942.0593 | Multifamily Residence_FALSE | Multifamily Residence_FALSE | Multifamily Residence_ | Multifamily Residence_ | Multifamily Residence_ | unknown | unknownMultifamily Residence_ | unknownMultifamily Residence_FALSE
Water_00008505 | SITE_00126 | Room_00007524 | Bathroom_1 | Bathroom | Shower / Bathtub combo with diverter valve | 2.2 | 1.6989 | 2.2 | 1.8 |  | Primary | Daily / Almost Daily | N/A | Bag | 0.8492 |  | 1.529 |  | WA | Multifamily Residence | Shower | 649 | 739.45 | Multifamily Residence | TRUE | TRUE | TRUE | TRUE | TRUE | 1626.79 | 1130.6191 | Multifamily Residence_TRUE | Multifamily Residence_TRUE | Multifamily Residence_TRUE | Multifamily Residence_TRUE | Multifamily Residence_TRUE | 2.5gpm | 2.5gpmMultifamily Residence_TRUE | 2.5gpmMultifamily Residence_TRUE
Water_00008506 | SITE_00126 | Room_00007524 | Bathroom_1 | Bathroom | Bathroom Faucet | 2.0344 | 2.0344 |  | 2.3 |  | N/A | N/A | N/A | Bag | 0.796 |  | 1.831 |  | WA | Multifamily Residence | Bathroom Faucet | 649 | 739.45 | Multifamily Residence | FALSE | FALSE |  |  |  | 1504.3699 | 1353.933 | Multifamily Residence_FALSE | Multifamily Residence_FALSE | Multifamily Residence_ | Multifamily Residence_ | Multifamily Residence_ | unknown | unknownMultifamily Residence_ | unknownMultifamily Residence_FALSE
Water_00008507 | SITE_00123 | Room_00007496 | Bedroom_1 | Bedroom | Bathroom Faucet | 1.7689 | 1.7689 |  | 2 |  | N/A | N/A | N/A | Bag | 0.796 |  | 1.592 |  | WA | Multifamily Residence | Bathroom Faucet | 646 | 739.45 | Multifamily Residence | FALSE | FALSE |  |  |  | 1308.0049 | 1177.2044 | Multifamily Residence_FALSE | Multifamily Residence_FALSE | Multifamily Residence_ | Multifamily Residence_ | Multifamily Residence_ | unknown | unknownMultifamily Residence_ | unknownMultifamily Residence_FALSE
Water_00008508 | SITE_00123 | Room_00007497 | Bathroom_1 | Bathroom | Shower | 2 | 1.4156 | 2 | 1.5 |  | Primary | Daily / Almost Daily | N/A | Bag | 0.8492 |  | 1.274 |  | WA | Multifamily Residence | Shower | 646 | 739.45 | Multifamily Residence | TRUE | FALSE | TRUE | TRUE | TRUE | 1478.9 | 942.0593 | Multifamily Residence_TRUE | Multifamily Residence_FALSE | Multifamily Residence_TRUE | Multifamily Residence_TRUE | Multifamily Residence_TRUE | 2.0gpm | 2.0gpmMultifamily Residence_TRUE | 2.0gpmMultifamily Residence_TRUE
Water_00008509 | SITE_00123 | Room_00007501 | Kitchen_1 | Kitchen | Kitchen Faucet | 1.8 | 1.4156 | 1.8 | 1.6 |  | N/A | N/A | N/A | Bag | 0.796 |  | 1.274 |  | WA | Multifamily Residence | Kitchen Faucet | 646 | 739.45 | Multifamily Residence | FALSE | FALSE |  |  |  | 1331.01 | 942.0593 | Multifamily Residence_FALSE | Multifamily Residence_FALSE | Multifamily Residence_ | Multifamily Residence_ | Multifamily Residence_ | unknown | unknownMultifamily Residence_ | unknownMultifamily Residence_FALSE
Water_00008510 | SITE_00123 | Room_00007503 | Bathroom_2 | Bathroom | Bathroom Faucet | 0.88444 | 0.88444 |  | 1 |  | N/A | N/A | N/A | Bag | 0.796 |  | 0.796 |  | WA | Multifamily Residence | Bathroom Faucet | 646 | 739.45 | Multifamily Residence | FALSE | FALSE |  |  |  | 654.0024 | 588.6022 | Multifamily Residence_FALSE | Multifamily Residence_FALSE | Multifamily Residence_ | Multifamily Residence_ | Multifamily Residence_ | unknown | unknownMultifamily Residence_ | unknownMultifamily Residence_FALSE
Water_00008511 | SITE_00123 | Room_00007503 | Bathroom_2 | Bathroom | Shower | 2.3589 | 2.3589 |  | 2.5 |  | Secondary | A few times per week | N/A | Bag | 0.8492 |  | 2.123 |  | WA | Multifamily Residence | Shower | 646 | 739.45 | Multifamily Residence | TRUE | FALSE | TRUE | TRUE | TRUE | 1744.2804 | 1569.8524 | Multifamily Residence_TRUE | Multifamily Residence_FALSE | Multifamily Residence_TRUE | Multifamily Residence_TRUE | Multifamily Residence_TRUE | 2.5gpm | 2.5gpmMultifamily Residence_TRUE | 2.5gpmMultifamily Residence_TRUE
Water_00008512 | SITE_00032 | Room_00006728 | Bathroom_1 | Bathroom | Bathroom Faucet | 1.5 | 1.0611 | 1.5 | 1.2 |  | N/A | N/A | N/A | Bag | 0.796 |  | 0.955 |  | WA | Manufactured | Bathroom Faucet | 555 | 1313.97 | Manufactured | FALSE | FALSE |  |  |  | 1970.955 | 1254.8413 | Manufactured_FALSE | Manufactured_FALSE | Manufactured_ | Manufactured_ | Manufactured_ | unknown | unknownManufactured_ | unknownManufactured_FALSE
Water_00008513 | SITE_00032 | Room_00006728 | Bathroom_1 | Bathroom | Shower / Bathtub combo with diverter valve | 2.5 | 1.6044 | 2.5 | 1.7 |  | Secondary | A few times per month | N/A | Bag | 0.8492 |  | 1.444 |  | WA | Manufactured | Shower | 555 | 1313.97 | Manufactured | TRUE | TRUE | TRUE | TRUE | TRUE | 3284.925 | 1897.3727 | Manufactured_TRUE | Manufactured_TRUE | Manufactured_TRUE | Manufactured_TRUE | Manufactured_TRUE | 2.5gpm | 2.5gpmManufactured_TRUE | 2.5gpmManufactured_TRUE
Water_00008514 | SITE_00032 | Room_00006737 | Bathroom_2 | Bathroom | Bathroom Faucet | 2 | 1.7689 | 2 | 2 |  | N/A | N/A | N/A | Bag | 0.796 |  | 1.592 |  | WA | Manufactured | Bathroom Faucet | 555 | 1313.97 | Manufactured | FALSE | FALSE |  |  |  | 2627.94 | 2091.8402 | Manufactured_FALSE | Manufactured_FALSE | Manufactured_ | Manufactured_ | Manufactured_ | unknown | unknownManufactured_ | unknownManufactured_FALSE
Water_00008515 | SITE_00032 | Room_00006737 | Bathroom_2 | Bathroom | Shower | 2.5 | 1.4156 | 2.5 | 1.5 |  | Primary | Daily / Almost Daily | N/A | Bag | 0.8492 |  | 1.274 |  | WA | Manufactured | Shower | 555 | 1313.97 | Manufactured | TRUE | FALSE | TRUE | TRUE | TRUE | 3284.925 | 1673.9978 | Manufactured_TRUE | Manufactured_FALSE | Manufactured_TRUE | Manufactured_TRUE | Manufactured_TRUE | 2.5gpm | 2.5gpmManufactured_TRUE | 2.5gpmManufactured_TRUE
Water_00008516 | SITE_00039 | Room_00006807 | Bathroom_1 | Bathroom | Shower | 2.3589 | 2.3589 |  | 2.5 |  | Primary | Daily / Almost Daily | N/A | Bag | 0.8492 |  | 2.123 |  | WA | Manufactured | Shower | 562 | 1313.97 | Manufactured | TRUE | FALSE | TRUE | TRUE | TRUE | 3099.5092 | 2789.5583 | Manufactured_TRUE | Manufactured_FALSE | Manufactured_TRUE | Manufactured_TRUE | Manufactured_TRUE | 2.5gpm | 2.5gpmManufactured_TRUE | 2.5gpmManufactured_TRUE
Water_00008517 | SITE_00039 | Room_00006807 | Bathroom_1 | Bathroom | Bathroom Faucet | 1.3267 | 1.3267 |  | 1.5 |  | N/A | N/A | N/A | Bag | 0.796 |  | 1.194 |  | WA | Manufactured | Bathroom Faucet | 562 | 1313.97 | Manufactured | FALSE | FALSE |  |  |  | 1743.2002 | 1568.8802 | Manufactured_FALSE | Manufactured_FALSE | Manufactured_ | Manufactured_ | Manufactured_ | unknown | unknownManufactured_ | unknownManufactured_FALSE
Water_00008518 | SITE_00039 | Room_00006810 | Bathroom_2 | Bathroom | Shower / Bathtub combo with diverter valve | unknown |  |  |  | Unknown | Secondary | A few times per year | Could not test, tub currently in use as laundry hamper | Bag | 0.8492 |  |  | Unknown | WA | Manufactured | Shower | 562 | 1313.97 | Manufactured | TRUE | TRUE | FALSE | FALSE | FALSE | 0 | 0 | Manufactured_TRUE | Manufactured_TRUE | Manufactured_FALSE | Manufactured_FALSE | Manufactured_FALSE | unknown | unknownManufactured_FALSE | unknownManufactured_TRUE
Water_00008519 | SITE_00039 | Room_00006810 | Bathroom_2 | Bathroom | Bathroom Faucet | 2.6533 | 2.6533 |  | 3 |  | N/A | N/A | N/A | Bag | 0.796 |  | 2.388 |  | WA | Manufactured | Bathroom Faucet | 562 | 1313.97 | Manufactured | FALSE | FALSE |  |  |  | 3486.4004 | 3137.7604 | Manufactured_FALSE | Manufactured_FALSE | Manufactured_ | Manufactured_ | Manufactured_ | unknown | unknownManufactured_ | unknownManufactured_FALSE
Water_00008520 | SITE_00021 | Room_00006609 | Kitchen_1 | Kitchen | Kitchen Faucet | 1.5 | 1.3267 | 1.5 | 1.5 |  | N/A | N/A | N/A | Bag | 0.796 |  | 1.194 |  | WA | Single Family | Kitchen Faucet | 544 | 2986.36 | Single Family | FALSE | FALSE |  |  |  | 4479.54 | 3565.7138 | Single Family_FALSE | Single Family_FALSE | Single Family_ | Single Family_ | Single Family_ | unknown | unknownSingle Family_ | unknownSingle Family_FALSE
Water_00008521 | SITE_00021 | Room_00006617 | Bathroom_1 | Bathroom | Bathroom Faucet | 1.2 | 1.3267 | 1.2 | 1.5 |  | N/A | N/A | N/A | Bag | 0.796 |  | 1.194 |  | WA | Single Family | Bathroom Faucet | 544 | 2986.36 | Single Family | FALSE | FALSE |  |  |  | 3583.632 | 3565.7138 | Single Family_FALSE | Single Family_FALSE | Single Family_ | Single Family_ | Single Family_ | unknown | unknownSingle Family_ | unknownSingle Family_FALSE
Water_00008522 | SITE_00021 | Room_00006617 | Bathroom_1 | Bathroom | Shower / Bathtub combo with diverter valve | 1.75 | 2.0756 | 1.75 | 2.2 |  | Secondary | A few times per week | Projected use | Bag | 0.8492 |  | 1.868 |  | WA | Single Family | Shower | 544 | 2986.36 | Single Family | TRUE | TRUE | TRUE | TRUE | TRUE | 5226.13 | 5578.5205 | Single Family_TRUE | Single Family_TRUE | Single Family_TRUE | Single Family_TRUE | Single Family_TRUE | 1.8gpm | 1.8gpmSingle Family_TRUE | 1.8gpmSingle Family_TRUE
Water_00008523 | SITE_00021 | Room_00006621 | Bathroom_2 | Bathroom | Bathroom Faucet | 1.2 | 1.3267 | 1.2 | 1.5 |  | N/A | N/A | N/A | Bag | 0.796 |  | 1.194 |  | WA | Single Family | Bathroom Faucet | 544 | 2986.36 | Single Family | FALSE | FALSE |  |  |  | 3583.632 | 3565.7138 | Single Family_FALSE | Single Family_FALSE | Single Family_ | Single Family_ | Single Family_ | unknown | unknownSingle Family_ | unknownSingle Family_FALSE
Water_00008524 | SITE_00021 | Room_00006621 | Bathroom_2 | Bathroom | Bathroom Faucet | 1.2 | 1.3267 | 1.2 | 1.5 |  | N/A | N/A | N/A | Bag | 0.796 |  | 1.194 |  | WA | Single Family | Bathroom Faucet | 544 | 2986.36 | Single Family | FALSE | FALSE |  |  |  | 3583.632 | 3565.7138 | Single Family_FALSE | Single Family_FALSE | Single Family_ | Single Family_ | Single Family_ | unknown | unknownSingle Family_ | unknownSingle Family_FALSE
Water_00008525 | SITE_00021 | Room_00006621 | Bathroom_2 | Bathroom | Shower | 1.75 | 2.3589 | 1.75 | 2.5 |  | Primary | Daily / Almost Daily | Projected use | Bag | 0.8492 |  | 2.123 |  | WA | Single Family | Shower | 544 | 2986.36 | Single Family | TRUE | FALSE | TRUE | TRUE | TRUE | 5226.13 | 6340.0423 | Single Family_TRUE | Single Family_FALSE | Single Family_TRUE | Single Family_TRUE | Single Family_TRUE | 1.8gpm | 1.8gpmSingle Family_TRUE | 1.8gpmSingle Family_TRUE
Water_00008526 | SITE_00021 | Room_00006621 | Bathroom_2 | Bathroom | Bathtub | unknown |  |  |  | N/A | N/A | N/A | N/A | Unknown |  | N/A |  | N/A | WA | Single Family | Bathtub | 544 | 2986.36 | Single Family | FALSE | FALSE |  |  |  | 0 | 0 | Single Family_FALSE | Single Family_FALSE | Single Family_ | Single Family_ | Single Family_ | unknown | unknownSingle Family_ | unknownSingle Family_FALSE
Water_00008527 | SITE_00101 | Room_00007326 | Kitchen_1 | Kitchen | Bathroom Faucet | 1.8 | 1.9456 | 1.8 | 2.2 |  | N/A | N/A | N/A | Bag | 0.796 |  | 1.751 |  | WA | Multifamily Residence | Bathroom Faucet | 624 | 739.45 | Multifamily Residence | FALSE | FALSE |  |  |  | 1331.01 | 1294.7769 | Multifamily Residence_FALSE | Multifamily Residence_FALSE | Multifamily Residence_ | Multifamily Residence_ | Multifamily Residence_ | unknown | unknownMultifamily Residence_ | unknownMultifamily Residence_FALSE
Water_00008528 | SITE_00101 | Room_00007331 | Bathroom_1 | Bathroom | Bathroom Faucet | 2 | 2.2111 | 2 | 2.5 |  | N/A | N/A | N/A | Bag | 0.796 |  | 1.99 |  | WA | Multifamily Residence | Bathroom Faucet | 624 | 739.45 | Multifamily Residence | FALSE | FALSE |  |  |  | 1478.9 | 1471.5055 | Multifamily Residence_FALSE | Multifamily Residence_FALSE | Multifamily Residence_ | Multifamily Residence_ | Multifamily Residence_ | unknown | unknownMultifamily Residence_ | unknownMultifamily Residence_FALSE
Water_00008529 | SITE_00101 | Room_00007331 | Bathroom_1 | Bathroom | Shower | 2.5 | 2.6422 | 2.5 | 2.8 |  | Primary | Daily / Almost Daily | N/A | Bag | 0.8492 |  | 2.378 |  | WA | Multifamily Residence | Shower | 624 | 739.45 | Multifamily Residence | TRUE | FALSE | TRUE | TRUE | TRUE | 1848.625 | 1758.4121 | Multifamily Residence_TRUE | Multifamily Residence_FALSE | Multifamily Residence_TRUE | Multifamily Residence_TRUE | Multifamily Residence_TRUE | 2.5gpm | 2.5gpmMultifamily Residence_TRUE | 2.5gpmMultifamily Residence_TRUE
Water_00008530 | SITE_00101 | Room_00007332 | Bathroom_2 | Bathroom | Bathroom Faucet | 1.0611 | 1.0611 |  | 1.2 |  | N/A | N/A | N/A | Bag | 0.796 |  | 0.955 |  | WA | Multifamily Residence | Bathroom Faucet | 624 | 739.45 | Multifamily Residence | FALSE | FALSE |  |  |  | 784.6386 | 706.1748 | Multifamily Residence_FALSE | Multifamily Residence_FALSE | Multifamily Residence_ | Multifamily Residence_ | Multifamily Residence_ | unknown | unknownMultifamily Residence_ | unknownMultifamily Residence_FALSE
Water_00008531 | SITE_00101 | Room_00007332 | Bathroom_2 | Bathroom | Shower / Bathtub combo with diverter valve | 2.6422 | 2.6422 |  | 2.8 |  | Secondary | A few times per month | Flow was not completely diverted, a substantial amount still came out of tub faucet | Bag | 0.8492 |  | 2.378 |  | WA | Multifamily Residence | Shower | 624 | 739.45 | Multifamily Residence | TRUE | TRUE | TRUE | TRUE | TRUE | 1953.7912 | 1758.4121 | Multifamily Residence_TRUE | Multifamily Residence_TRUE | Multifamily Residence_TRUE | Multifamily Residence_TRUE | Multifamily Residence_TRUE | gt2.5gpm | gt2.5gpmMultifamily Residence_TRUE | gt2.5gpmMultifamily Residence_TRUE
Water_00008532 | SITE_00023 | Room_00006634 | Bathroom_6 | Bathroom | Shower | unknown |  |  | 2.5 |  | Primary | A few times per week | N/A | Unknown |  | N/A |  | N/A | WA | Manufactured | Shower | 546 | 1313.97 | Manufactured | TRUE | FALSE | FALSE | FALSE | FALSE | 0 | 0 | Manufactured_TRUE | Manufactured_FALSE | Manufactured_FALSE | Manufactured_FALSE | Manufactured_FALSE | unknown | unknownManufactured_FALSE | unknownManufactured_TRUE
Water_00008533 | SITE_00023 | Room_00006634 | Bathroom_6 | Bathroom | Bathroom Faucet | 2 |  | 2 | 1.5 |  | N/A | N/A | N/A | Unknown |  | N/A |  | N/A | WA | Manufactured | Bathroom Faucet | 546 | 1313.97 | Manufactured | FALSE | FALSE |  |  |  | 2627.94 | 0 | Manufactured_FALSE | Manufactured_FALSE | Manufactured_ | Manufactured_ | Manufactured_ | unknown | unknownManufactured_ | unknownManufactured_FALSE
Water_00008534 | SITE_00023 | Room_00006637 | Bathroom_7 | Bathroom | Shower / Bathtub combo with diverter valve | 2 |  | 2 | 3 |  | Secondary | A few times per year | N/A | Unknown |  | N/A |  | N/A | WA | Manufactured | Shower | 546 | 1313.97 | Manufactured | TRUE | TRUE | TRUE | FALSE | FALSE | 2627.94 | 0 | Manufactured_TRUE | Manufactured_TRUE | Manufactured_TRUE | Manufactured_FALSE | Manufactured_FALSE | unknown | unknownManufactured_FALSE | unknownManufactured_TRUE
Water_00008535 | SITE_00023 | Room_00006637 | Bathroom_7 | Bathroom | Bathroom Faucet | 2 |  | 2 | 1.5 |  | N/A | N/A | N/A | Unknown |  | N/A |  | N/A | WA | Manufactured | Bathroom Faucet | 546 | 1313.97 | Manufactured | FALSE | FALSE |  |  |  | 2627.94 | 0 | Manufactured_FALSE | Manufactured_FALSE | Manufactured_ | Manufactured_ | Manufactured_ | unknown | unknownManufactured_ | unknownManufactured_FALSE
Water_00008536 | SITE_00084 | Room_00007196 | Bathroom_1 | Bathroom | Shower / Bathtub combo with diverter valve | 1.5 |  | 1.5 | 1.5 |  | Primary | Daily / Almost Daily | N/A | Unknown |  | N/A |  | N/A | WA | Multifamily Residence | Shower | 607 | 739.45 | Multifamily Residence | TRUE | TRUE | TRUE | FALSE | FALSE | 1109.175 | 0 | Multifamily Residence_TRUE | Multifamily Residence_TRUE | Multifamily Residence_TRUE | Multifamily Residence_FALSE | Multifamily Residence_FALSE | unknown | unknownMultifamily Residence_FALSE | unknownMultifamily Residence_TRUE
Water_00008537 | SITE_00084 | Room_00007196 | Bathroom_1 | Bathroom | Bathroom Faucet | 2.2 |  | 2.2 | 2.2 |  | N/A | N/A | N/A | Unknown |  | N/A |  | N/A | WA | Multifamily Residence | Bathroom Faucet | 607 | 739.45 | Multifamily Residence | FALSE | FALSE |  |  |  | 1626.79 | 0 | Multifamily Residence_FALSE | Multifamily Residence_FALSE | Multifamily Residence_ | Multifamily Residence_ | Multifamily Residence_ | unknown | unknownMultifamily Residence_ | unknownMultifamily Residence_FALSE
Water_00008538 | SITE_00081 | Room_00007175 | Kitchen_2 | Kitchen | Kitchen Faucet | 2.6533 | 2.6533 |  | 3 |  | N/A | N/A | N/A | Bag | 0.796 |  | 2.388 |  | WA | Single Family | Kitchen Faucet | 604 | 2986.36 | Single Family | FALSE | FALSE |  |  |  | 7923.8085 | 7131.4277 | Single Family_FALSE | Single Family_FALSE | Single Family_ | Single Family_ | Single Family_ | unknown | unknownSingle Family_ | unknownSingle Family_FALSE
Water_00008539 | SITE_00081 | Room_00007176 | Bathroom_6 | Bathroom | Bathroom Faucet | unknown |  |  | 4 |  | N/A | N/A | N/A | Unknown |  | N/A |  | N/A | WA | Single Family | Bathroom Faucet | 604 | 2986.36 | Single Family | FALSE | FALSE |  |  |  | 0 | 0 | Single Family_FALSE | Single Family_FALSE | Single Family_ | Single Family_ | Single Family_ | unknown | unknownSingle Family_ | unknownSingle Family_FALSE
Water_00008540 | SITE_00081 | Room_00007176 | Bathroom_6 | Bathroom | Shower / Bathtub combo with diverter valve | 2.5 |  | 2.5 | 2.5 |  | Primary | Daily / Almost Daily | N/A | Unknown |  | N/A |  | N/A | WA | Single Family | Shower | 604 | 2986.36 | Single Family | TRUE | TRUE | TRUE | FALSE | FALSE | 7465.9 | 0 | Single Family_TRUE | Single Family_TRUE | Single Family_TRUE | Single Family_FALSE | Single Family_FALSE | unknown | unknownSingle Family_FALSE | unknownSingle Family_TRUE
Water_00008541 | SITE_00025 | Room_00006653 | Bathroom_1 | Bathroom | Bathroom Faucet | 2.2 |  | 2.2 |  | Unknown | N/A | N/A | N/A | Unknown |  | N/A |  | N/A | WA | Manufactured | Bathroom Faucet | 548 | 1313.97 | Manufactured | FALSE | FALSE |  |  |  | 2890.734 | 0 | Manufactured_FALSE | Manufactured_FALSE | Manufactured_ | Manufactured_ | Manufactured_ | unknown | unknownManufactured_ | unknownManufactured_FALSE
Water_00008542 | SITE_00025 | Room_00006653 | Bathroom_1 | Bathroom | Bathroom Faucet | 2.2 |  | 2.2 | 1.5 |  | N/A | N/A | N/A | Unknown |  | N/A |  | N/A | WA | Manufactured | Bathroom Faucet | 548 | 1313.97 | Manufactured | FALSE | FALSE |  |  |  | 2890.734 | 0 | Manufactured_FALSE | Manufactured_FALSE | Manufactured_ | Manufactured_ | Manufactured_ | unknown | unknownManufactured_ | unknownManufactured_FALSE
Water_00008543 | SITE_00025 | Room_00006653 | Bathroom_1 | Bathroom | Shower | 2 |  | 2 | 3.5 |  | Primary | Daily / Almost Daily | N/A | Unknown |  | N/A |  | N/A | WA | Manufactured | Shower | 548 | 1313.97 | Manufactured | TRUE | FALSE | TRUE | FALSE | FALSE | 2627.94 | 0 | Manufactured_TRUE | Manufactured_FALSE | Manufactured_TRUE | Manufactured_FALSE | Manufactured_FALSE | unknown | unknownManufactured_FALSE | unknownManufactured_TRUE
Water_00008544 | SITE_00025 | Room_00006660 | Kitchen_1 | Kitchen | Kitchen Faucet | 1.3267 | 1.3267 |  | 1.5 |  | N/A | N/A | N/A | Bag | 0.796 |  | 1.194 |  | WA | Manufactured | Kitchen Faucet | 548 | 1313.97 | Manufactured | FALSE | FALSE |  |  |  | 1743.2002 | 1568.8802 | Manufactured_FALSE | Manufactured_FALSE | Manufactured_ | Manufactured_ | Manufactured_ | unknown | unknownManufactured_ | unknownManufactured_FALSE
Water_00008545 | SITE_00025 | Room_00006662 | Bathroom_2 | Bathroom | Bathroom Faucet | unknown |  |  | 2 |  | N/A | N/A | N/A | Unknown |  | N/A |  | N/A | WA | Manufactured | Bathroom Faucet | 548 | 1313.97 | Manufactured | FALSE | FALSE |  |  |  | 0 | 0 | Manufactured_FALSE | Manufactured_FALSE | Manufactured_ | Manufactured_ | Manufactured_ | unknown | unknownManufactured_ | unknownManufactured_FALSE
Water_00008546 | SITE_00025 | Room_00006662 | Bathroom_2 | Bathroom | Shower / Bathtub combo with diverter valve | 2 |  | 2 | 2 |  | Secondary | A few times per year | N/A | Unknown |  | N/A |  | N/A | WA | Manufactured | Shower | 548 | 1313.97 | Manufactured | TRUE | TRUE | TRUE | FALSE | FALSE | 2627.94 | 0 | Manufactured_TRUE | Manufactured_TRUE | Manufactured_TRUE | Manufactured_FALSE | Manufactured_FALSE | unknown | unknownManufactured_FALSE | unknownManufactured_TRUE
Water_00008547 | SITE_00089 | Room_00007237 | Kitchen_1 | Kitchen | Kitchen Faucet | 2 | 1.3267 | 2 | 1.5 |  | N/A | N/A | N/A | Bag | 0.796 |  | 1.194 |  | WA | Multifamily Residence | Kitchen Faucet | 612 | 739.45 | Multifamily Residence | FALSE | FALSE |  |  |  | 1478.9 | 882.9033 | Multifamily Residence_FALSE | Multifamily Residence_FALSE | Multifamily Residence_ | Multifamily Residence_ | Multifamily Residence_ | unknown | unknownMultifamily Residence_ | unknownMultifamily Residence_FALSE
Water_00008548 | SITE_00089 | Room_00007240 | Bathroom_1 | Bathroom | Shower / Bathtub combo with diverter valve | unknown |  |  | 3 |  | Primary | Daily / Almost Daily | N/A | Unknown |  | N/A |  | N/A | WA | Multifamily Residence | Shower | 612 | 739.45 | Multifamily Residence | TRUE | TRUE | FALSE | FALSE | FALSE | 0 | 0 | Multifamily Residence_TRUE | Multifamily Residence_TRUE | Multifamily Residence_FALSE | Multifamily Residence_FALSE | Multifamily Residence_FALSE | unknown | unknownMultifamily Residence_FALSE | unknownMultifamily Residence_TRUE
Water_00008549 | SITE_00089 | Room_00007240 | Bathroom_1 | Bathroom | Bathroom Faucet | unknown |  |  | 1 |  | N/A | N/A | N/A | Unknown |  | N/A |  | N/A | WA | Multifamily Residence | Bathroom Faucet | 612 | 739.45 | Multifamily Residence | FALSE | FALSE |  |  |  | 0 | 0 | Multifamily Residence_FALSE | Multifamily Residence_FALSE | Multifamily Residence_ | Multifamily Residence_ | Multifamily Residence_ | unknown | unknownMultifamily Residence_ | unknownMultifamily Residence_FALSE
Water_00008550 | SITE_00029 | Room_00006694 | Kitchen_1 | Kitchen | Kitchen Faucet | 2.2111 | 2.2111 |  | 2.5 |  | N/A | N/A | N/A | Bag | 0.796 |  | 1.99 |  | WA | Manufactured | Kitchen Faucet | 552 | 1313.97 | Manufactured | FALSE | FALSE |  |  |  | 2905.3337 | 2614.8003 | Manufactured_FALSE | Manufactured_FALSE | Manufactured_ | Manufactured_ | Manufactured_ | unknown | unknownManufactured_ | unknownManufactured_FALSE
Water_00008551 | SITE_00029 | Room_00006699 | Bathroom_1 | Bathroom | Bathroom Faucet | unknown |  |  |  | Unknown | N/A | N/A | Sink does not work. | Unknown |  | N/A |  | N/A | WA | Manufactured | Bathroom Faucet | 552 | 1313.97 | Manufactured | FALSE | FALSE |  |  |  | 0 | 0 | Manufactured_FALSE | Manufactured_FALSE | Manufactured_ | Manufactured_ | Manufactured_ | unknown | unknownManufactured_ | unknownManufactured_FALSE
Water_00008552 | SITE_00029 | Room_00006699 | Bathroom_1 | Bathroom | Shower / Bathtub combo with diverter valve | 2 |  | 2 |  | Unknown | Primary | Daily / Almost Daily | Shower does not work. | Unknown |  | N/A |  | N/A | WA | Manufactured | Shower | 552 | 1313.97 | Manufactured | TRUE | TRUE | TRUE | FALSE | FALSE | 2627.94 | 0 | Manufactured_TRUE | Manufactured_TRUE | Manufactured_TRUE | Manufactured_FALSE | Manufactured_FALSE | unknown | unknownManufactured_FALSE | unknownManufactured_TRUE
Water_00008553 | SITE_00035 | Room_00006765 | Kitchen_1 | Kitchen | Kitchen Faucet | 2.2111 | 2.2111 |  | 2.5 |  | N/A | N/A | N/A | Bag | 0.796 |  | 1.99 |  | WA | Manufactured | Kitchen Faucet | 558 | 1313.97 | Manufactured | FALSE | FALSE |  |  |  | 2905.3337 | 2614.8003 | Manufactured_FALSE | Manufactured_FALSE | Manufactured_ | Manufactured_ | Manufactured_ | unknown | unknownManufactured_ | unknownManufactured_FALSE
Water_00008554 | SITE_00035 | Room_00006771 | Bathroom_1 | Bathroom | Bathroom Faucet | 1.5 |  | 1.5 | 1.5 |  | N/A | N/A | N/A | Unknown |  | N/A |  | N/A | WA | Manufactured | Bathroom Faucet | 558 | 1313.97 | Manufactured | FALSE | FALSE |  |  |  | 1970.955 | 0 | Manufactured_FALSE | Manufactured_FALSE | Manufactured_ | Manufactured_ | Manufactured_ | unknown | unknownManufactured_ | unknownManufactured_FALSE
Water_00008555 | SITE_00035 | Room_00006771 | Bathroom_1 | Bathroom | Shower / Bathtub combo with diverter valve | unknown |  |  | 3 |  | Primary | Daily / Almost Daily | N/A | Unknown |  | N/A |  | N/A | WA | Manufactured | Shower | 558 | 1313.97 | Manufactured | TRUE | TRUE | FALSE | FALSE | FALSE | 0 | 0 | Manufactured_TRUE | Manufactured_TRUE | Manufactured_FALSE | Manufactured_FALSE | Manufactured_FALSE | unknown | unknownManufactured_FALSE | unknownManufactured_TRUE
Water_00008556 | SITE_00035 | Room_00006775 | Bathroom_2 | Bathroom | Bathroom Faucet | 2.2 |  | 2.2 | 2 |  | N/A | N/A | N/A | Unknown |  | N/A |  | N/A | WA | Manufactured | Bathroom Faucet | 558 | 1313.97 | Manufactured | FALSE | FALSE |  |  |  | 2890.734 | 0 | Manufactured_FALSE | Manufactured_FALSE | Manufactured_ | Manufactured_ | Manufactured_ | unknown | unknownManufactured_ | unknownManufactured_FALSE
Water_00008557 | SITE_00035 | Room_00006775 | Bathroom_2 | Bathroom | Shower | 2.5 |  | 2.5 | 1.5 |  | Secondary | A few times per year | N/A | Unknown |  | N/A |  | N/A | WA | Manufactured | Shower | 558 | 1313.97 | Manufactured | TRUE | FALSE | TRUE | FALSE | FALSE | 3284.925 | 0 | Manufactured_TRUE | Manufactured_FALSE | Manufactured_TRUE | Manufactured_FALSE | Manufactured_FALSE | unknown | unknownManufactured_FALSE | unknownManufactured_TRUE
Water_00008558 | SITE_00090 | Room_00007247 | Bathroom_1 | Bathroom | Bathroom Faucet | 2.2 |  | 2.2 | 6 |  | N/A | N/A | Maybe more than 6 gpm. | Unknown |  | N/A |  | N/A | WA | Single Family | Bathroom Faucet | 613 | 2986.36 | Single Family | FALSE | FALSE |  |  |  | 6569.992 | 0 | Single Family_FALSE | Single Family_FALSE | Single Family_ | Single Family_ | Single Family_ | unknown | unknownSingle Family_ | unknownSingle Family_FALSE
Water_00008559 | SITE_00090 | Room_00007247 | Bathroom_1 | Bathroom | Shower / Bathtub combo with diverter valve | unknown |  |  | 2.5 |  | Primary | Daily / Almost Daily | N/A | Unknown |  | N/A |  | N/A | WA | Single Family | Shower | 613 | 2986.36 | Single Family | TRUE | TRUE | FALSE | FALSE | FALSE | 0 | 0 | Single Family_TRUE | Single Family_TRUE | Single Family_FALSE | Single Family_FALSE | Single Family_FALSE | unknown | unknownSingle Family_FALSE | unknownSingle Family_TRUE
Water_00008560 | SITE_00090 | Room_00007250 | Living Room_1 | Living Room | Kitchen Faucet | 1.8 | 2.2111 | 1.8 | 2.5 |  | N/A | N/A | N/A | Bag | 0.796 |  | 1.99 |  | WA | Single Family | Kitchen Faucet | 613 | 2986.36 | Single Family | FALSE | FALSE |  |  |  | 5375.448 | 5942.8564 | Single Family_FALSE | Single Family_FALSE | Single Family_ | Single Family_ | Single Family_ | unknown | unknownSingle Family_ | unknownSingle Family_FALSE
Water_00008561 | SITE_00023 | Room_00006640 | Kitchen_1 | Kitchen | Kitchen Faucet | 1.5 | 1.3267 | 1.5 | 1.5 |  | N/A | N/A | N/A | Bag | 0.796 |  | 1.194 |  | WA | Manufactured | Kitchen Faucet | 546 | 1313.97 | Manufactured | FALSE | FALSE |  |  |  | 1970.955 | 1568.8802 | Manufactured_FALSE | Manufactured_FALSE | Manufactured_ | Manufactured_ | Manufactured_ | unknown | unknownManufactured_ | unknownManufactured_FALSE
Water_00008562 | SITE_00088 | Room_00007228 | Kitchen_1 | Kitchen | Kitchen Faucet | 1.5 | 1.3267 | 1.5 | 1.5 |  | N/A | N/A | N/A | Bag | 0.796 |  | 1.194 |  | WA | Multifamily Residence | Kitchen Faucet | 611 | 739.45 | Multifamily Residence | FALSE | FALSE |  |  |  | 1109.175 | 882.9033 | Multifamily Residence_FALSE | Multifamily Residence_FALSE | Multifamily Residence_ | Multifamily Residence_ | Multifamily Residence_ | unknown | unknownMultifamily Residence_ | unknownMultifamily Residence_FALSE
Water_00008563 | SITE_00088 | Room_00007231 | Bathroom_1 | Bathroom | Bathroom Faucet | 2 | 2.6533 | 2 | 3 |  | N/A | N/A | N/A | Bag | 0.796 |  | 2.388 |  | WA | Multifamily Residence | Bathroom Faucet | 611 | 739.45 | Multifamily Residence | FALSE | FALSE |  |  |  | 1478.9 | 1765.8066 | Multifamily Residence_FALSE | Multifamily Residence_FALSE | Multifamily Residence_ | Multifamily Residence_ | Multifamily Residence_ | unknown | unknownMultifamily Residence_ | unknownMultifamily Residence_FALSE
Water_00008564 | SITE_00088 | Room_00007234 | Bathroom_2 | Bathroom | Bathroom Faucet | 2.2111 | 2.2111 |  | 2.5 |  | N/A | N/A | N/A | Bag | 0.796 |  | 1.99 |  | WA | Multifamily Residence | Bathroom Faucet | 611 | 739.45 | Multifamily Residence | FALSE | FALSE |  |  |  | 1635.0061 | 1471.5055 | Multifamily Residence_FALSE | Multifamily Residence_FALSE | Multifamily Residence_ | Multifamily Residence_ | Multifamily Residence_ | unknown | unknownMultifamily Residence_ | unknownMultifamily Residence_FALSE
Water_00008565 | SITE_00088 | Room_00007234 | Bathroom_2 | Bathroom | Bathtub | unknown |  |  |  | N/A | N/A | N/A | Items in tub, could not measure | Unknown |  | N/A |  | N/A | WA | Multifamily Residence | Bathtub | 611 | 739.45 | Multifamily Residence | FALSE | FALSE |  |  |  | 0 | 0 | Multifamily Residence_FALSE | Multifamily Residence_FALSE | Multifamily Residence_ | Multifamily Residence_ | Multifamily Residence_ | unknown | unknownMultifamily Residence_ | unknownMultifamily Residence_FALSE
Water_00008566 | SITE_00097 | Room_00007302 | Kitchen_1 | Kitchen | Kitchen Faucet | 2.2111 | 2.2111 |  | 2.5 |  | N/A | N/A | N/A | Bag | 0.796 |  | 1.99 |  | WA | Multifamily Residence | Kitchen Faucet | 620 | 739.45 | Multifamily Residence | FALSE | FALSE |  |  |  | 1635.0061 | 1471.5055 | Multifamily Residence_FALSE | Multifamily Residence_FALSE | Multifamily Residence_ | Multifamily Residence_ | Multifamily Residence_ | unknown | unknownMultifamily Residence_ | unknownMultifamily Residence_FALSE
Water_00008567 | SITE_00097 | Room_00007305 | Bathroom_1 | Bathroom | Bathroom Faucet | 2.2 | 3.0956 | 2.2 | 3.5 |  | N/A | N/A | N/A | Bag | 0.796 |  | 2.786 |  | WA | Multifamily Residence | Bathroom Faucet | 620 | 739.45 | Multifamily Residence | FALSE | FALSE |  |  |  | 1626.79 | 2060.1077 | Multifamily Residence_FALSE | Multifamily Residence_FALSE | Multifamily Residence_ | Multifamily Residence_ | Multifamily Residence_ | unknown | unknownMultifamily Residence_ | unknownMultifamily Residence_FALSE
Water_00008568 | SITE_00097 | Room_00007305 | Bathroom_1 | Bathroom | Shower / Bathtub combo with diverter valve | 2 | 2.3589 | 2 | 2.5 |  | Primary | Daily / Almost Daily | N/A | Bag | 0.8492 |  | 2.123 |  | WA | Multifamily Residence | Shower | 620 | 739.45 | Multifamily Residence | TRUE | TRUE | TRUE | TRUE | TRUE | 1478.9 | 1569.8524 | Multifamily Residence_TRUE | Multifamily Residence_TRUE | Multifamily Residence_TRUE | Multifamily Residence_TRUE | Multifamily Residence_TRUE | 2.0gpm | 2.0gpmMultifamily Residence_TRUE | 2.0gpmMultifamily Residence_TRUE
Water_00008569 | SITE_00036 | Room_00006782 | Living Room_1 | Living Room | Kitchen Faucet | 2 | 1.7689 | 2 | 2 |  | N/A | N/A | N/A | Bag | 0.796 |  | 1.592 |  | WA | Manufactured | Kitchen Faucet | 559 | 1313.97 | Manufactured | FALSE | FALSE |  |  |  | 2627.94 | 2091.8402 | Manufactured_FALSE | Manufactured_FALSE | Manufactured_ | Manufactured_ | Manufactured_ | unknown | unknownManufactured_ | unknownManufactured_FALSE
Water_00008570 | SITE_00036 | Room_00006783 | Bathroom_1 | Bathroom | Bathroom Faucet | 2 | 2.2111 | 2 | 2.5 |  | N/A | N/A | N/A | Bag | 0.796 |  | 1.99 |  | WA | Manufactured | Bathroom Faucet | 559 | 1313.97 | Manufactured | FALSE | FALSE |  |  |  | 2627.94 | 2614.8003 | Manufactured_FALSE | Manufactured_FALSE | Manufactured_ | Manufactured_ | Manufactured_ | unknown | unknownManufactured_ | unknownManufactured_FALSE
Water_00008571 | SITE_00036 | Room_00006783 | Bathroom_1 | Bathroom | Shower / Bathtub combo with diverter valve | 2 | 1.8867 | 2 | 2 |  | Primary | Daily / Almost Daily | N/A | Bag | 0.8492 |  | 1.698 |  | WA | Manufactured | Shower | 559 | 1313.97 | Manufactured | TRUE | TRUE | TRUE | TRUE | TRUE | 2627.94 | 2231.1211 | Manufactured_TRUE | Manufactured_TRUE | Manufactured_TRUE | Manufactured_TRUE | Manufactured_TRUE | 2.0gpm | 2.0gpmManufactured_TRUE | 2.0gpmManufactured_TRUE
Water_00008572 | SITE_00091 | Room_00007255 | Bathroom_1 | Bathroom | Bathroom Faucet | 4.4222 | 4.4222 |  | 5 |  | N/A | N/A | No aerator | Bag | 0.796 |  | 3.98 |  | WA | Multifamily Residence | Bathroom Faucet | 614 | 739.45 | Multifamily Residence | FALSE | FALSE |  |  |  | 3270.0122 | 2943.011 | Multifamily Residence_FALSE | Multifamily Residence_FALSE | Multifamily Residence_ | Multifamily Residence_ | Multifamily Residence_ | unknown | unknownMultifamily Residence_ | unknownMultifamily Residence_FALSE
Water_00008573 | SITE_00091 | Room_00007255 | Bathroom_1 | Bathroom | Shower | 1.8867 | 1.8867 |  | 2 |  | Primary | Daily / Almost Daily | N/A | Bag | 0.8492 |  | 1.698 |  | WA | Multifamily Residence | Shower | 614 | 739.45 | Multifamily Residence | TRUE | FALSE | TRUE | TRUE | TRUE | 1395.0957 | 1255.5861 | Multifamily Residence_TRUE | Multifamily Residence_FALSE | Multifamily Residence_TRUE | Multifamily Residence_TRUE | Multifamily Residence_TRUE | 2.0gpm | 2.0gpmMultifamily Residence_TRUE | 2.0gpmMultifamily Residence_TRUE
Water_00008574 | SITE_00091 | Room_00007257 | Kitchen_1 | Kitchen | Kitchen Faucet | 3.98 | 3.98 |  | 4.5 |  | N/A | N/A | No aerator | Bag | 0.796 |  | 3.582 |  | WA | Multifamily Residence | Kitchen Faucet | 614 | 739.45 | Multifamily Residence | FALSE | FALSE |  |  |  | 2943.011 | 2648.7099 | Multifamily Residence_FALSE | Multifamily Residence_FALSE | Multifamily Residence_ | Multifamily Residence_ | Multifamily Residence_ | unknown | unknownMultifamily Residence_ | unknownMultifamily Residence_FALSE
Water_00008575 | SITE_01334 | Room_00018563 | Kitchen_1 | Kitchen | Kitchen Faucet | 1.5478 | 1.5478 |  | 1.75 |  | N/A | N/A | N/A | Bag | 0.796 |  | 1.393 |  | OR | Single Family | Kitchen Faucet | 1849 | 3405.58 | Single Family | FALSE | FALSE |  |  |  | 5271.081 | 4743.9729 | Single Family_FALSE | Single Family_FALSE | Single Family_ | Single Family_ | Single Family_ | unknown | unknownSingle Family_ | unknownSingle Family_FALSE
Water_00008576 | SITE_01334 | Room_00018564 | Bathroom_2 | Bathroom | Bathroom Faucet | 1.7689 | 1.7689 |  | 2 |  | N/A | N/A | N/A | Bag | 0.796 |  | 1.592 |  | OR | Single Family | Bathroom Faucet | 1849 | 3405.58 | Single Family | FALSE | FALSE |  |  |  | 6024.0926 | 5421.6834 | Single Family_FALSE | Single Family_FALSE | Single Family_ | Single Family_ | Single Family_ | unknown | unknownSingle Family_ | unknownSingle Family_FALSE
Water_00008577 | SITE_01334 | Room_00018564 | Bathroom_2 | Bathroom | Shower / Bathtub combo with diverter valve | 1.6511 | 1.6511 |  | 1.75 |  | Secondary | A few times per month | N/A | Bag | 0.8492 |  | 1.486 |  | OR | Single Family | Shower | 1849 | 3405.58 | Single Family | TRUE | TRUE | TRUE | TRUE | TRUE | 5622.991 | 5060.6919 | Single Family_TRUE | Single Family_TRUE | Single Family_TRUE | Single Family_TRUE | Single Family_TRUE | 1.8gpm | 1.8gpmSingle Family_TRUE | 1.8gpmSingle Family_TRUE
Water_00008578 | SITE_01334 | Room_00018568 | Bathroom_3 | Bathroom | Bathroom Faucet | 1.7689 | 1.7689 |  | 2 |  | N/A | N/A | N/A | Bag | 0.796 |  | 1.592 |  | OR | Single Family | Bathroom Faucet | 1849 | 3405.58 | Single Family | FALSE | FALSE |  |  |  | 6024.0926 | 5421.6834 | Single Family_FALSE | Single Family_FALSE | Single Family_ | Single Family_ | Single Family_ | unknown | unknownSingle Family_ | unknownSingle Family_FALSE
Water_00008579 | SITE_01334 | Room_00018568 | Bathroom_3 | Bathroom | Shower | 2 | 1.6989 | 2 | 1.8 |  | Primary | Daily / Almost Daily | N/A | Bag | 0.8492 |  | 1.529 |  | OR | Single Family | Shower | 1849 | 3405.58 | Single Family | TRUE | FALSE | TRUE | TRUE | TRUE | 6811.16 | 5207.1318 | Single Family_TRUE | Single Family_FALSE | Single Family_TRUE | Single Family_TRUE | Single Family_TRUE | 2.0gpm | 2.0gpmSingle Family_TRUE | 2.0gpmSingle Family_TRUE
Water_00008580 | SITE_01343 | Room_00018685 | Kitchen_1 | Kitchen | Kitchen Faucet | 1.5478 | 1.5478 |  | 1.75 |  | N/A | N/A | N/A | Bag | 0.796 |  | 1.393 |  | OR | Single Family | Kitchen Faucet | 1858 | 3405.58 | Single Family | FALSE | FALSE |  |  |  | 5271.081 | 4743.9729 | Single Family_FALSE | Single Family_FALSE | Single Family_ | Single Family_ | Single Family_ | unknown | unknownSingle Family_ | unknownSingle Family_FALSE
Water_00008581 | SITE_01343 | Room_00018688 | Bathroom_2 | Bathroom | Bathroom Faucet | 1.5 | 1.3267 | 1.5 | 1.5 |  | N/A | N/A | N/A | Bag | 0.796 |  | 1.194 |  | OR | Single Family | Bathroom Faucet | 1858 | 3405.58 | Single Family | FALSE | FALSE |  |  |  | 5108.37 | 4066.2625 | Single Family_FALSE | Single Family_FALSE | Single Family_ | Single Family_ | Single Family_ | unknown | unknownSingle Family_ | unknownSingle Family_FALSE
Water_00008582 | SITE_01343 | Room_00018688 | Bathroom_2 | Bathroom | Shower | 2.5 | 1.8867 | 2.5 | 2 |  | Primary | Daily / Almost Daily | N/A | Bag | 0.8492 |  | 1.698 |  | OR | Single Family | Shower | 1858 | 3405.58 | Single Family | TRUE | FALSE | TRUE | TRUE | TRUE | 8513.95 | 5782.6748 | Single Family_TRUE | Single Family_FALSE | Single Family_TRUE | Single Family_TRUE | Single Family_TRUE | 2.5gpm | 2.5gpmSingle Family_TRUE | 2.5gpmSingle Family_TRUE
Water_00008583 | SITE_01343 | Room_00018693 | Bathroom_3 | Bathroom | Bathroom Faucet | 2 | 1.4156 | 2 | 1.6 |  | N/A | N/A | N/A | Bag | 0.796 |  | 1.274 |  | OR | Single Family | Bathroom Faucet | 1858 | 3405.58 | Single Family | FALSE | FALSE |  |  |  | 6811.16 | 4338.7089 | Single Family_FALSE | Single Family_FALSE | Single Family_ | Single Family_ | Single Family_ | unknown | unknownSingle Family_ | unknownSingle Family_FALSE
Water_00008584 | SITE_01338 | Room_00018611 | Kitchen_1 | Kitchen | Kitchen Faucet | 2 | 1.7689 | 2 | 2 |  | N/A | N/A | N/A | Bag | 0.796 |  | 1.592 |  | OR | Single Family | Kitchen Faucet | 1853 | 3405.58 | Single Family | FALSE | FALSE |  |  |  | 6811.16 | 5421.6834 | Single Family_FALSE | Single Family_FALSE | Single Family_ | Single Family_ | Single Family_ | unknown | unknownSingle Family_ | unknownSingle Family_FALSE
Water_00008585 | SITE_01338 | Room_00018617 | Bathroom_1 | Bathroom | Bathroom Faucet | 2 | 2.2111 | 2 | 2.5 |  | N/A | N/A | N/A | Bag | 0.796 |  | 1.99 |  | OR | Single Family | Bathroom Faucet | 1853 | 3405.58 | Single Family | FALSE | FALSE |  |  |  | 6811.16 | 6777.1042 | Single Family_FALSE | Single Family_FALSE | Single Family_ | Single Family_ | Single Family_ | unknown | unknownSingle Family_ | unknownSingle Family_FALSE
Water_00008586 | SITE_01338 | Room_00018617 | Bathroom_1 | Bathroom | Shower | 3.3022 | 3.3022 |  | 3.5 |  | Primary | Daily / Almost Daily | N/A | Bag | 0.8492 |  | 2.972 |  | OR | Single Family | Shower | 1853 | 3405.58 | Single Family | TRUE | FALSE | TRUE | TRUE | TRUE | 11245.982 | 10121.3838 | Single Family_TRUE | Single Family_FALSE | Single Family_TRUE | Single Family_TRUE | Single Family_TRUE | gt2.5gpm | gt2.5gpmSingle Family_TRUE | gt2.5gpmSingle Family_TRUE
Water_00008587 | SITE_01338 | Room_00018618 | Bathroom_2 | Bathroom | Bathroom Faucet | 2 | 1.7689 | 2 | 2 |  | N/A | N/A | N/A | Bag | 0.796 |  | 1.592 |  | OR | Single Family | Bathroom Faucet | 1853 | 3405.58 | Single Family | FALSE | FALSE |  |  |  | 6811.16 | 5421.6834 | Single Family_FALSE | Single Family_FALSE | Single Family_ | Single Family_ | Single Family_ | unknown | unknownSingle Family_ | unknownSingle Family_FALSE
Water_00008588 | SITE_01338 | Room_00018620 | Bathroom_3 | Bathroom | Bathroom Faucet | 2 | 2.2111 | 2 | 2.5 |  | N/A | N/A | N/A | Bag | 0.796 |  | 1.99 |  | OR | Single Family | Bathroom Faucet | 1853 | 3405.58 | Single Family | FALSE | FALSE |  |  |  | 6811.16 | 6777.1042 | Single Family_FALSE | Single Family_FALSE | Single Family_ | Single Family_ | Single Family_ | unknown | unknownSingle Family_ | unknownSingle Family_FALSE
Water_00008589 | SITE_01338 | Room_00018620 | Bathroom_3 | Bathroom | Shower | 3.3022 | 3.3022 |  | 3.5 |  | Secondary | A few times per month | N/A | Bag | 0.8492 |  | 2.972 |  | OR | Single Family | Shower | 1853 | 3405.58 | Single Family | TRUE | FALSE | TRUE | TRUE | TRUE | 11245.982 | 10121.3838 | Single Family_TRUE | Single Family_FALSE | Single Family_TRUE | Single Family_TRUE | Single Family_TRUE | gt2.5gpm | gt2.5gpmSingle Family_TRUE | gt2.5gpmSingle Family_TRUE
Water_00008590 | SITE_01338 | Room_00018622 | Laundry_1 | Laundry | Kitchen Faucet | 1.7689 | 1.7689 |  | 2 |  | N/A | N/A | N/A | Bag | 0.796 |  | 1.592 |  | OR | Single Family | Kitchen Faucet | 1853 | 3405.58 | Single Family | FALSE | FALSE |  |  |  | 6024.0926 | 5421.6834 | Single Family_FALSE | Single Family_FALSE | Single Family_ | Single Family_ | Single Family_ | unknown | unknownSingle Family_ | unknownSingle Family_FALSE
Water_00008591 | SITE_01870 | Room_00022710 | Kitchen_1 | Kitchen | Kitchen Faucet | 2 | 0.88444 | 2 | 1 |  | N/A | N/A | N/A | Bag | 0.796 |  | 0.796 |  | OR | Manufactured | Kitchen Faucet | 2378 | 894.83 | Manufactured | FALSE | FALSE |  |  |  | 1789.66 | 712.2847 | Manufactured_FALSE | Manufactured_FALSE | Manufactured_ | Manufactured_ | Manufactured_ | unknown | unknownManufactured_ | unknownManufactured_FALSE
Water_00008592 | SITE_01870 | Room_00022713 | Bathroom_1 | Bathroom | Bathroom Faucet | 2.6533 | 2.6533 |  | 3 |  | N/A | N/A | N/A | Bag | 0.796 |  | 2.388 |  | OR | Manufactured | Bathroom Faucet | 2378 | 894.83 | Manufactured | FALSE | FALSE |  |  |  | 2374.2823 | 2136.854 | Manufactured_FALSE | Manufactured_FALSE | Manufactured_ | Manufactured_ | Manufactured_ | unknown | unknownManufactured_ | unknownManufactured_FALSE
Water_00008593 | SITE_01870 | Room_00022713 | Bathroom_1 | Bathroom | Shower / Bathtub combo with diverter valve | 1.6511 | 1.6511 |  | 1.75 |  | Primary | Daily / Almost Daily | N/A | Bag | 0.8492 |  | 1.486 |  | OR | Manufactured | Shower | 2378 | 894.83 | Manufactured | TRUE | TRUE | TRUE | TRUE | TRUE | 1477.4638 | 1329.7174 | Manufactured_TRUE | Manufactured_TRUE | Manufactured_TRUE | Manufactured_TRUE | Manufactured_TRUE | 1.8gpm | 1.8gpmManufactured_TRUE | 1.8gpmManufactured_TRUE
Water_00008594 | SITE_01870 | Room_00022715 | Bathroom_2 | Bathroom | Bathroom Faucet | 1.5 | 2.2111 | 1.5 | 2.5 |  | N/A | N/A | N/A | Bag | 0.796 |  | 1.99 |  | OR | Manufactured | Bathroom Faucet | 2378 | 894.83 | Manufactured | FALSE | FALSE |  |  |  | 1342.245 | 1780.7117 | Manufactured_FALSE | Manufactured_FALSE | Manufactured_ | Manufactured_ | Manufactured_ | unknown | unknownManufactured_ | unknownManufactured_FALSE
Water_00008595 | SITE_01870 | Room_00022715 | Bathroom_2 | Bathroom | Shower / Bathtub combo with diverter valve | 2.5 | 2.3589 | 2.5 | 2.5 |  | Primary | Daily / Almost Daily | N/A | Bag | 0.8492 |  | 2.123 |  | OR | Manufactured | Shower | 2378 | 894.83 | Manufactured | TRUE | TRUE | TRUE | TRUE | TRUE | 2237.075 | 1899.7241 | Manufactured_TRUE | Manufactured_TRUE | Manufactured_TRUE | Manufactured_TRUE | Manufactured_TRUE | 2.5gpm | 2.5gpmManufactured_TRUE | 2.5gpmManufactured_TRUE
Water_00008596 | SITE_01333 | Room_00018545 | Kitchen_1 | Kitchen | Kitchen Faucet | 1.8 | 1.3267 | 1.8 | 1.5 |  | N/A | N/A | N/A | Bag | 0.796 |  | 1.194 |  | OR | Single Family | Kitchen Faucet | 1848 | 3405.58 | Single Family | FALSE | FALSE |  |  |  | 6130.044 | 4066.2625 | Single Family_FALSE | Single Family_FALSE | Single Family_ | Single Family_ | Single Family_ | unknown | unknownSingle Family_ | unknownSingle Family_FALSE
Water_00008597 | SITE_01333 | Room_00018547 | Bathroom_1 | Bathroom | Bathroom Faucet | 1.7689 | 1.7689 |  | 2 |  | N/A | N/A | N/A | Bag | 0.796 |  | 1.592 |  | OR | Single Family | Bathroom Faucet | 1848 | 3405.58 | Single Family | FALSE | FALSE |  |  |  | 6024.0926 | 5421.6834 | Single Family_FALSE | Single Family_FALSE | Single Family_ | Single Family_ | Single Family_ | unknown | unknownSingle Family_ | unknownSingle Family_FALSE
Water_00008598 | SITE_01333 | Room_00018547 | Bathroom_1 | Bathroom | Shower | 1.8867 | 1.8867 |  | 2 |  | Secondary | A few times per year | N/A | Bag | 0.8492 |  | 1.698 |  | OR | Single Family | Shower | 1848 | 3405.58 | Single Family | TRUE | FALSE | TRUE | TRUE | TRUE | 6425.1943 | 5782.6748 | Single Family_TRUE | Single Family_FALSE | Single Family_TRUE | Single Family_TRUE | Single Family_TRUE | 2.0gpm | 2.0gpmSingle Family_TRUE | 2.0gpmSingle Family_TRUE
Water_00008599 | SITE_01346 | Room_00018726 | Kitchen_1 | Kitchen | Kitchen Faucet | 1.5 | 1.1056 | 1.5 | 1.25 |  | N/A | N/A | N/A | Bag | 0.796 |  | 0.995 |  | OR | Single Family | Kitchen Faucet | 1861 | 3405.58 | Single Family | FALSE | FALSE |  |  |  | 5108.37 | 3388.5521 | Single Family_FALSE | Single Family_FALSE | Single Family_ | Single Family_ | Single Family_ | unknown | unknownSingle Family_ | unknownSingle Family_FALSE
Water_00008600 | SITE_01346 | Room_00018728 | Bathroom_1 | Bathroom | Bathroom Faucet | 1.5 | 1.3267 | 1.5 | 1.5 |  | N/A | N/A | N/A | Bag | 0.796 |  | 1.194 |  | OR | Single Family | Bathroom Faucet | 1861 | 3405.58 | Single Family | FALSE | FALSE |  |  |  | 5108.37 | 4066.2625 | Single Family_FALSE | Single Family_FALSE | Single Family_ | Single Family_ | Single Family_ | unknown | unknownSingle Family_ | unknownSingle Family_FALSE
Water_00008601 | SITE_01346 | Room_00018730 | Bathroom_2 | Bathroom | Bathroom Faucet | 2 | 2.2111 | 2 | 2.5 |  | N/A | N/A | N/A | Bag | 0.796 |  | 1.99 |  | OR | Single Family | Bathroom Faucet | 1861 | 3405.58 | Single Family | FALSE | FALSE |  |  |  | 6811.16 | 6777.1042 | Single Family_FALSE | Single Family_FALSE | Single Family_ | Single Family_ | Single Family_ | unknown | unknownSingle Family_ | unknownSingle Family_FALSE
Water_00008602 | SITE_01346 | Room_00018730 | Bathroom_2 | Bathroom | Shower / Bathtub combo with diverter valve | 2.5 | 2.3589 | 2.5 | 2.5 |  | Primary | Daily / Almost Daily | N/A | Bag | 0.8492 |  | 2.123 |  | OR | Single Family | Shower | 1861 | 3405.58 | Single Family | TRUE | TRUE | TRUE | TRUE | TRUE | 8513.95 | 7230.0463 | Single Family_TRUE | Single Family_TRUE | Single Family_TRUE | Single Family_TRUE | Single Family_TRUE | 2.5gpm | 2.5gpmSingle Family_TRUE | 2.5gpmSingle Family_TRUE
Water_00008603 | SITE_01346 | Room_00018733 | Bathroom_3 | Bathroom | Bathroom Faucet | 2 | 1.99 | 2 | 2.25 |  | N/A | N/A | N/A | Bag | 0.796 |  | 1.791 |  | OR | Single Family | Bathroom Faucet | 1861 | 3405.58 | Single Family | FALSE | FALSE |  |  |  | 6811.16 | 6099.3938 | Single Family_FALSE | Single Family_FALSE | Single Family_ | Single Family_ | Single Family_ | unknown | unknownSingle Family_ | unknownSingle Family_FALSE
Water_00008604 | SITE_01346 | Room_00018733 | Bathroom_3 | Bathroom | Shower / Bathtub combo with diverter valve | 1.6511 | 1.6511 |  | 1.75 |  | Primary | Daily / Almost Daily | N/A | Bag | 0.8492 |  | 1.486 |  | OR | Single Family | Shower | 1861 | 3405.58 | Single Family | TRUE | TRUE | TRUE | TRUE | TRUE | 5622.991 | 5060.6919 | Single Family_TRUE | Single Family_TRUE | Single Family_TRUE | Single Family_TRUE | Single Family_TRUE | 1.8gpm | 1.8gpmSingle Family_TRUE | 1.8gpmSingle Family_TRUE
Water_00008605 | SITE_01327 | Room_00018469 | Bathroom_6 | Bathroom | Bathroom Faucet | 3.5378 | 3.5378 |  | 4 |  | N/A | N/A | Aerator removed | Bag | 0.796 |  | 3.184 |  | OR | Single Family | Bathroom Faucet | 1842 | 3405.58 | Single Family | FALSE | FALSE |  |  |  | 12048.1852 | 10843.3667 | Single Family_FALSE | Single Family_FALSE | Single Family_ | Single Family_ | Single Family_ | unknown | unknownSingle Family_ | unknownSingle Family_FALSE
Water_00008606 | SITE_01327 | Room_00018469 | Bathroom_6 | Bathroom | Shower / Bathtub combo with diverter valve | 1.75 | 1.6511 | 1.75 | 1.75 |  | Primary | Daily / Almost Daily | N/A | Bag | 0.8492 |  | 1.486 |  | OR | Single Family | Shower | 1842 | 3405.58 | Single Family | TRUE | TRUE | TRUE | TRUE | TRUE | 5959.765 | 5060.6919 | Single Family_TRUE | Single Family_TRUE | Single Family_TRUE | Single Family_TRUE | Single Family_TRUE | 1.8gpm | 1.8gpmSingle Family_TRUE | 1.8gpmSingle Family_TRUE
Water_00008607 | SITE_01326 | Room_00018451 | Kitchen_1 | Kitchen | Kitchen Faucet | 2.2 | 1.7689 | 2.2 | 2 |  | N/A | N/A | N/A | Bag | 0.796 |  | 1.592 |  | OR | Single Family | Kitchen Faucet | 1841 | 3405.58 | Single Family | FALSE | FALSE |  |  |  | 7492.276 | 5421.6834 | Single Family_FALSE | Single Family_FALSE | Single Family_ | Single Family_ | Single Family_ | unknown | unknownSingle Family_ | unknownSingle Family_FALSE
Water_00008608 | SITE_01326 | Room_00018454 | Bathroom_1 | Bathroom | Bathroom Faucet | 4.4222 | 4.4222 |  | 5 |  | N/A | N/A | N/A | Bag | 0.796 |  | 3.98 |  | OR | Single Family | Bathroom Faucet | 1841 | 3405.58 | Single Family | FALSE | FALSE |  |  |  | 15060.2316 | 13554.2084 | Single Family_FALSE | Single Family_FALSE | Single Family_ | Single Family_ | Single Family_ | unknown | unknownSingle Family_ | unknownSingle Family_FALSE
Water_00008609 | SITE_01326 | Room_00018459 | Bathroom_3 | Bathroom | Bathroom Faucet | 1.99 | 1.99 |  | 2.25 |  | N/A | N/A | N/A | Bag | 0.796 |  | 1.791 |  | OR | Single Family | Bathroom Faucet | 1841 | 3405.58 | Single Family | FALSE | FALSE |  |  |  | 6777.1042 | 6099.3938 | Single Family_FALSE | Single Family_FALSE | Single Family_ | Single Family_ | Single Family_ | unknown | unknownSingle Family_ | unknownSingle Family_FALSE
Water_00008610 | SITE_01326 | Room_00018459 | Bathroom_3 | Bathroom | Shower / Bathtub combo with diverter valve | 2 | 2.3589 | 2 | 2.5 |  | Primary | Daily / Almost Daily | N/A | Bag | 0.8492 |  | 2.123 |  | OR | Single Family | Shower | 1841 | 3405.58 | Single Family | TRUE | TRUE | TRUE | TRUE | TRUE | 6811.16 | 7230.0463 | Single Family_TRUE | Single Family_TRUE | Single Family_TRUE | Single Family_TRUE | Single Family_TRUE | 2.0gpm | 2.0gpmSingle Family_TRUE | 2.0gpmSingle Family_TRUE
Water_00008611 | SITE_01326 | Room_00018461 | Bathroom_4 | Bathroom | Bathroom Faucet | 1.7689 | 1.7689 |  | 2 |  | N/A | N/A | N/A | Bag | 0.796 |  | 1.592 |  | OR | Single Family | Bathroom Faucet | 1841 | 3405.58 | Single Family | FALSE | FALSE |  |  |  | 6024.0926 | 5421.6834 | Single Family_FALSE | Single Family_FALSE | Single Family_ | Single Family_ | Single Family_ | unknown | unknownSingle Family_ | unknownSingle Family_FALSE
Water_00008612 | SITE_01326 | Room_00018461 | Bathroom_4 | Bathroom | Shower | 2.5 | 2.8311 | 2.5 | 3 |  | Secondary | A few times per month | N/A | Bag | 0.8492 |  | 2.548 |  | OR | Single Family | Shower | 1841 | 3405.58 | Single Family | TRUE | FALSE | TRUE | TRUE | TRUE | 8513.95 | 8677.4178 | Single Family_TRUE | Single Family_FALSE | Single Family_TRUE | Single Family_TRUE | Single Family_TRUE | 2.5gpm | 2.5gpmSingle Family_TRUE | 2.5gpmSingle Family_TRUE
Water_00008613 | SITE_01334 | Room_00018576 | Bathroom_7 | Bathroom | Bathroom Faucet | 2.2 | 1.5922 | 2.2 | 1.8 |  | N/A | N/A | N/A | Bag | 0.796 |  | 1.433 |  | OR | Single Family | Bathroom Faucet | 1849 | 3405.58 | Single Family | FALSE | FALSE |  |  |  | 7492.276 | 4880.1961 | Single Family_FALSE | Single Family_FALSE | Single Family_ | Single Family_ | Single Family_ | unknown | unknownSingle Family_ | unknownSingle Family_FALSE
Water_00008614 | SITE_01334 | Room_00018576 | Bathroom_7 | Bathroom | Shower | 2.0756 | 2.0756 |  | 2.2 |  | Secondary | A few times per week | N/A | Bag | 0.8492 |  | 1.868 |  | OR | Single Family | Shower | 1849 | 3405.58 | Single Family | TRUE | FALSE | TRUE | TRUE | TRUE | 7068.4705 | 6361.6234 | Single Family_TRUE | Single Family_FALSE | Single Family_TRUE | Single Family_TRUE | Single Family_TRUE | 2.5gpm | 2.5gpmSingle Family_TRUE | 2.5gpmSingle Family_TRUE
Water_00008615 | SITE_01226 | Room_00017474 | Bathroom_1 | Bathroom | Bathroom Faucet | 2 | 2.1222 | 2 | 2.4 |  | N/A | N/A | N/A | Bag | 0.796 |  | 1.91 |  | OR | Manufactured | Bathroom Faucet | 1741 | 894.83 | Manufactured | FALSE | FALSE |  |  |  | 1789.66 | 1709.1253 | Manufactured_FALSE | Manufactured_FALSE | Manufactured_ | Manufactured_ | Manufactured_ | unknown | unknownManufactured_ | unknownManufactured_FALSE
Water_00008616 | SITE_01226 | Room_00017474 | Bathroom_1 | Bathroom | Bathtub | unknown |  |  |  | N/A | N/A | N/A | Not connected to water | Unknown |  | N/A |  | N/A | OR | Manufactured | Bathtub | 1741 | 894.83 | Manufactured | FALSE | FALSE |  |  |  | 0 | 0 | Manufactured_FALSE | Manufactured_FALSE | Manufactured_ | Manufactured_ | Manufactured_ | unknown | unknownManufactured_ | unknownManufactured_FALSE
Water_00008617 | SITE_01226 | Room_00017474 | Bathroom_1 | Bathroom | Shower | unknown |  |  |  | Unknown | Unknown | Unknown | Not connected to water | Bag | 0.8492 |  |  | Unknown | OR | Manufactured | Shower | 1741 | 894.83 | Manufactured | TRUE | FALSE | FALSE | FALSE | FALSE | 0 | 0 | Manufactured_TRUE | Manufactured_FALSE | Manufactured_FALSE | Manufactured_FALSE | Manufactured_FALSE | unknown | unknownManufactured_FALSE | unknownManufactured_TRUE
Water_00008618 | SITE_01226 | Room_00017477 | Kitchen_1 | Kitchen | Kitchen Faucet | 1.7689 | 1.7689 |  | 2 |  | N/A | N/A | N/A | Bag | 0.796 |  | 1.592 |  | OR | Manufactured | Kitchen Faucet | 1741 | 894.83 | Manufactured | FALSE | FALSE |  |  |  | 1582.8548 | 1424.5694 | Manufactured_FALSE | Manufactured_FALSE | Manufactured_ | Manufactured_ | Manufactured_ | unknown | unknownManufactured_ | unknownManufactured_FALSE
Water_00008619 | SITE_01226 | Room_00017479 | Bathroom_2 | Bathroom | Bathroom Faucet | 1.5 | 1.15 | 1.5 | 1.3 |  | N/A | N/A | N/A | Bag | 0.796 |  | 1.035 |  | OR | Manufactured | Bathroom Faucet | 1741 | 894.83 | Manufactured | FALSE | FALSE |  |  |  | 1342.245 | 926.149 | Manufactured_FALSE | Manufactured_FALSE | Manufactured_ | Manufactured_ | Manufactured_ | unknown | unknownManufactured_ | unknownManufactured_FALSE
Water_00008620 | SITE_01226 | Room_00017479 | Bathroom_2 | Bathroom | Shower | 4.7178 | 4.7178 |  | 5 |  | Primary | A few times per week | N/A | Bag | 0.8492 |  | 4.246 |  | OR | Manufactured | Shower | 1741 | 894.83 | Manufactured | TRUE | FALSE | TRUE | TRUE | TRUE | 4221.6091 | 3799.4482 | Manufactured_TRUE | Manufactured_FALSE | Manufactured_TRUE | Manufactured_TRUE | Manufactured_TRUE | gt2.5gpm | gt2.5gpmManufactured_TRUE | gt2.5gpmManufactured_TRUE
Water_00008621 | SITE_01323 | Room_00018420 | Kitchen_1 | Kitchen | Kitchen Faucet | 1.3267 | 1.3267 |  | 1.5 |  | N/A | N/A | N/A | Bag | 0.796 |  | 1.194 |  | OR | Single Family | Kitchen Faucet | 1838 | 3405.58 | Single Family | FALSE | FALSE |  |  |  | 4518.0695 | 4066.2625 | Single Family_FALSE | Single Family_FALSE | Single Family_ | Single Family_ | Single Family_ | unknown | unknownSingle Family_ | unknownSingle Family_FALSE
Water_00008622 | SITE_01323 | Room_00018421 | Bathroom_1 | Bathroom | Bathroom Faucet | 2.2 | 1.5922 | 2.2 | 1.8 |  | N/A | N/A | N/A | Bag | 0.796 |  | 1.433 |  | OR | Single Family | Bathroom Faucet | 1838 | 3405.58 | Single Family | FALSE | FALSE |  |  |  | 7492.276 | 4880.1961 | Single Family_FALSE | Single Family_FALSE | Single Family_ | Single Family_ | Single Family_ | unknown | unknownSingle Family_ | unknownSingle Family_FALSE
Water_00008623 | SITE_01323 | Room_00018421 | Bathroom_1 | Bathroom | Shower / Bathtub combo with diverter valve | 2 | 1.4156 | 2 | 1.5 |  | Primary | Daily / Almost Daily | N/A | Bag | 0.8492 |  | 1.274 |  | OR | Single Family | Shower | 1838 | 3405.58 | Single Family | TRUE | TRUE | TRUE | TRUE | TRUE | 6811.16 | 4338.7089 | Single Family_TRUE | Single Family_TRUE | Single Family_TRUE | Single Family_TRUE | Single Family_TRUE | 2.0gpm | 2.0gpmSingle Family_TRUE | 2.0gpmSingle Family_TRUE
Water_00008624 | SITE_01225 | Room_00017465 | Bathroom_1 | Bathroom | Bathroom Faucet | 2.2111 | 2.2111 |  | 2.5 |  | N/A | N/A | N/A | Bag | 0.796 |  | 1.99 |  | OR | Manufactured | Bathroom Faucet | 1740 | 894.83 | Manufactured | FALSE | FALSE |  |  |  | 1978.5686 | 1780.7117 | Manufactured_FALSE | Manufactured_FALSE | Manufactured_ | Manufactured_ | Manufactured_ | unknown | unknownManufactured_ | unknownManufactured_FALSE
Water_00008625 | SITE_01225 | Room_00017465 | Bathroom_1 | Bathroom | Shower / Bathtub combo with diverter valve | 1.9811 | 1.9811 |  | 2.1 |  | Secondary | A few times per year | N/A | Bag | 0.8492 |  | 1.783 |  | OR | Manufactured | Shower | 1740 | 894.83 | Manufactured | TRUE | TRUE | TRUE | TRUE | TRUE | 1772.7577 | 1595.4819 | Manufactured_TRUE | Manufactured_TRUE | Manufactured_TRUE | Manufactured_TRUE | Manufactured_TRUE | 2.0gpm | 2.0gpmManufactured_TRUE | 2.0gpmManufactured_TRUE
Water_00008626 | SITE_01225 | Room_00017467 | Living Room_1 | Living Room | Kitchen Faucet | 4.4222 | 4.4222 |  | 5 |  | N/A | N/A | N/A | Bag | 0.796 |  | 3.98 |  | OR | Manufactured | Kitchen Faucet | 1740 | 894.83 | Manufactured | FALSE | FALSE |  |  |  | 3957.1371 | 3561.4234 | Manufactured_FALSE | Manufactured_FALSE | Manufactured_ | Manufactured_ | Manufactured_ | unknown | unknownManufactured_ | unknownManufactured_FALSE
Water_00008627 | SITE_01225 | Room_00017469 | Bedroom_1 | Bedroom | Bathroom Faucet | 2.2111 | 2.2111 |  | 2.5 |  | N/A | N/A | N/A | Bag | 0.796 |  | 1.99 |  | OR | Manufactured | Bathroom Faucet | 1740 | 894.83 | Manufactured | FALSE | FALSE |  |  |  | 1978.5686 | 1780.7117 | Manufactured_FALSE | Manufactured_FALSE | Manufactured_ | Manufactured_ | Manufactured_ | unknown | unknownManufactured_ | unknownManufactured_FALSE
Water_00008628 | SITE_01225 | Room_00017469 | Bedroom_1 | Bedroom | Shower / Bathtub combo with diverter valve | 1.8867 | 1.8867 |  | 2 |  | Primary | Daily / Almost Daily | N/A | Bag | 0.8492 |  | 1.698 |  | OR | Manufactured | Shower | 1740 | 894.83 | Manufactured | TRUE | TRUE | TRUE | TRUE | TRUE | 1688.2459 | 1519.4213 | Manufactured_TRUE | Manufactured_TRUE | Manufactured_TRUE | Manufactured_TRUE | Manufactured_TRUE | 2.0gpm | 2.0gpmManufactured_TRUE | 2.0gpmManufactured_TRUE
Water_00008629 | SITE_01244 | Room_00017624 | Bathroom_1 | Bathroom | Bathroom Faucet | 1.8578 | 1.8578 |  | 2.1 |  | N/A | N/A | N/A | Bag | 0.796 |  | 1.672 |  | OR | Single Family | Bathroom Faucet | 1759 | 3405.58 | Single Family | FALSE | FALSE |  |  |  | 6326.8108 | 5694.1298 | Single Family_FALSE | Single Family_FALSE | Single Family_ | Single Family_ | Single Family_ | unknown | unknownSingle Family_ | unknownSingle Family_FALSE
Water_00008630 | SITE_01244 | Room_00017624 | Bathroom_1 | Bathroom | Shower | 1.75 | 0.94333 | 1.75 | 1 |  | Primary | Daily / Almost Daily | N/A | Bag | 0.8492 |  | 0.849 |  | OR | Single Family | Shower | 1759 | 3405.58 | Single Family | TRUE | FALSE | TRUE | TRUE | TRUE | 5959.765 | 2891.3374 | Single Family_TRUE | Single Family_FALSE | Single Family_TRUE | Single Family_TRUE | Single Family_TRUE | 1.8gpm | 1.8gpmSingle Family_TRUE | 1.8gpmSingle Family_TRUE
Water_00008631 | SITE_01244 | Room_00017626 | Kitchen_1 | Kitchen | Kitchen Faucet | 1.5922 | 1.5922 |  | 1.8 |  | N/A | N/A | N/A | Bag | 0.796 |  | 1.433 |  | OR | Single Family | Kitchen Faucet | 1759 | 3405.58 | Single Family | FALSE | FALSE |  |  |  | 5422.4402 | 4880.1961 | Single Family_FALSE | Single Family_FALSE | Single Family_ | Single Family_ | Single Family_ | unknown | unknownSingle Family_ | unknownSingle Family_FALSE
Water_00008632 | SITE_01244 | Room_00017630 | Bathroom_2 | Bathroom | Bathroom Faucet | 2.2 | 2.0344 | 2.2 | 2.3 |  | N/A | N/A | N/A | Bag | 0.796 |  | 1.831 |  | OR | Single Family | Bathroom Faucet | 1759 | 3405.58 | Single Family | FALSE | FALSE |  |  |  | 7492.276 | 6235.617 | Single Family_FALSE | Single Family_FALSE | Single Family_ | Single Family_ | Single Family_ | unknown | unknownSingle Family_ | unknownSingle Family_FALSE
Water_00008633 | SITE_01244 | Room_00017630 | Bathroom_2 | Bathroom | Shower / Bathtub combo with diverter valve | 2 | 1.6989 | 2 | 1.8 |  | Secondary | A few times per year | N/A | Bag | 0.8492 |  | 1.529 |  | OR | Single Family | Shower | 1759 | 3405.58 | Single Family | TRUE | TRUE | TRUE | TRUE | TRUE | 6811.16 | 5207.1318 | Single Family_TRUE | Single Family_TRUE | Single Family_TRUE | Single Family_TRUE | Single Family_TRUE | 2.0gpm | 2.0gpmSingle Family_TRUE | 2.0gpmSingle Family_TRUE
Water_00008634 | SITE_01333 | Room_00018556 | Bathroom_6 | Bathroom | Bathroom Faucet | 1.0611 | 1.0611 |  | 1.2 |  | N/A | N/A | N/A | Bag | 0.796 |  | 0.955 |  | OR | Single Family | Bathroom Faucet | 1848 | 3405.58 | Single Family | FALSE | FALSE |  |  |  | 3613.6988 | 3252.3289 | Single Family_FALSE | Single Family_FALSE | Single Family_ | Single Family_ | Single Family_ | unknown | unknownSingle Family_ | unknownSingle Family_FALSE
Water_00008635 | SITE_01333 | Room_00018556 | Bathroom_6 | Bathroom | Shower / Bathtub combo with diverter valve | 2.5 | 1.8867 | 2.5 | 2 |  | Primary | Daily / Almost Daily | N/A | Bag | 0.8492 |  | 1.698 |  | OR | Single Family | Shower | 1848 | 3405.58 | Single Family | TRUE | TRUE | TRUE | TRUE | TRUE | 8513.95 | 5782.6748 | Single Family_TRUE | Single Family_TRUE | Single Family_TRUE | Single Family_TRUE | Single Family_TRUE | 2.5gpm | 2.5gpmSingle Family_TRUE | 2.5gpmSingle Family_TRUE
Water_00008636 | SITE_01314 | Room_00018295 | Bathroom_1 | Bathroom | Bathroom Faucet | 2.2 | 2.1222 | 2.2 | 2.4 |  | N/A | N/A | N/A | Bag | 0.796 |  | 1.91 |  | OR | Single Family | Bathroom Faucet | 1829 | 3405.58 | Single Family | FALSE | FALSE |  |  |  | 7492.276 | 6504.6578 | Single Family_FALSE | Single Family_FALSE | Single Family_ | Single Family_ | Single Family_ | unknown | unknownSingle Family_ | unknownSingle Family_FALSE
Water_00008637 | SITE_01314 | Room_00018297 | Kitchen_1 | Kitchen | Kitchen Faucet | 2.2111 | 2.2111 |  | 2.5 |  | N/A | N/A | N/A | Bag | 0.796 |  | 1.99 |  | OR | Single Family | Kitchen Faucet | 1829 | 3405.58 | Single Family | FALSE | FALSE |  |  |  | 7530.1158 | 6777.1042 | Single Family_FALSE | Single Family_FALSE | Single Family_ | Single Family_ | Single Family_ | unknown | unknownSingle Family_ | unknownSingle Family_FALSE
Water_00008638 | SITE_01314 | Room_00018300 | Bathroom_2 | Bathroom | Bathroom Faucet | 2.2 | 1.8578 | 2.2 | 2.1 |  | N/A | N/A | N/A | Bag | 0.796 |  | 1.672 |  | OR | Single Family | Bathroom Faucet | 1829 | 3405.58 | Single Family | FALSE | FALSE |  |  |  | 7492.276 | 5694.1298 | Single Family_FALSE | Single Family_FALSE | Single Family_ | Single Family_ | Single Family_ | unknown | unknownSingle Family_ | unknownSingle Family_FALSE
Water_00008639 | SITE_01314 | Room_00018300 | Bathroom_2 | Bathroom | Bathroom Faucet | 2.2 | 1.4156 | 2.2 | 1.6 |  | N/A | N/A | N/A | Bag | 0.796 |  | 1.274 |  | OR | Single Family | Bathroom Faucet | 1829 | 3405.58 | Single Family | FALSE | FALSE |  |  |  | 7492.276 | 4338.7089 | Single Family_FALSE | Single Family_FALSE | Single Family_ | Single Family_ | Single Family_ | unknown | unknownSingle Family_ | unknownSingle Family_FALSE
Water_00008640 | SITE_01314 | Room_00018300 | Bathroom_2 | Bathroom | Bathtub | unknown |  |  |  | N/A | N/A | N/A | N/A | Unknown |  | N/A |  | N/A | OR | Single Family | Bathtub | 1829 | 3405.58 | Single Family | FALSE | FALSE |  |  |  | 0 | 0 | Single Family_FALSE | Single Family_FALSE | Single Family_ | Single Family_ | Single Family_ | unknown | unknownSingle Family_ | unknownSingle Family_FALSE
Water_00008641 | SITE_01314 | Room_00018300 | Bathroom_2 | Bathroom | Shower | 1.4156 | 1.4156 |  | 1.5 |  | Primary | Daily / Almost Daily | N/A | Bag | 0.8492 |  | 1.274 |  | OR | Single Family | Shower | 1829 | 3405.58 | Single Family | TRUE | FALSE | TRUE | TRUE | TRUE | 4820.7877 | 4338.7089 | Single Family_TRUE | Single Family_FALSE | Single Family_TRUE | Single Family_TRUE | Single Family_TRUE | <1.5gpm | <1.5gpmSingle Family_TRUE | <1.5gpmSingle Family_TRUE
Water_00008642 | SITE_01314 | Room_00018302 | Bathroom_3 | Bathroom | Bathroom Faucet | 1.4156 | 1.4156 |  | 1.6 |  | N/A | N/A | N/A | Bag | 0.796 |  | 1.274 |  | OR | Single Family | Bathroom Faucet | 1829 | 3405.58 | Single Family | FALSE | FALSE |  |  |  | 4820.7877 | 4338.7089 | Single Family_FALSE | Single Family_FALSE | Single Family_ | Single Family_ | Single Family_ | unknown | unknownSingle Family_ | unknownSingle Family_FALSE
Water_00008643 | SITE_01314 | Room_00018302 | Bathroom_3 | Bathroom | Shower / Bathtub combo with diverter valve | 1.3211 | 1.3211 |  | 1.4 |  | Secondary | A few times per month | N/A | Bag | 0.8492 |  | 1.189 |  | OR | Single Family | Shower | 1829 | 3405.58 | Single Family | TRUE | TRUE | TRUE | TRUE | TRUE | 4499.1496 | 4049.2346 | Single Family_TRUE | Single Family_TRUE | Single Family_TRUE | Single Family_TRUE | Single Family_TRUE | <1.5gpm | <1.5gpmSingle Family_TRUE | <1.5gpmSingle Family_TRUE
Water_00008644 | SITE_01327 | Room_00018474 | Kitchen_1 | Kitchen | Kitchen Faucet | 3.1844 | 3.1844 |  | 3.6 |  | N/A | N/A | N/A | Bag | 0.796 |  | 2.866 |  | OR | Single Family | Kitchen Faucet | 1842 | 3405.58 | Single Family | FALSE | FALSE |  |  |  | 10844.8803 | 9760.3923 | Single Family_FALSE | Single Family_FALSE | Single Family_ | Single Family_ | Single Family_ | unknown | unknownSingle Family_ | unknownSingle Family_FALSE
Water_00008645 | SITE_01327 | Room_00018475 | Bathroom_1 | Bathroom | Bathroom Faucet | 2.2 | 1.68 | 2.2 | 1.9 |  | N/A | N/A | N/A | Bag | 0.796 |  | 1.512 |  | OR | Single Family | Bathroom Faucet | 1842 | 3405.58 | Single Family | FALSE | FALSE |  |  |  | 7492.276 | 5149.237 | Single Family_FALSE | Single Family_FALSE | Single Family_ | Single Family_ | Single Family_ | unknown | unknownSingle Family_ | unknownSingle Family_FALSE
Water_00008646 | SITE_01327 | Room_00018475 | Bathroom_1 | Bathroom | Shower | 2.5 | 1.6989 | 2.5 | 1.8 |  | Secondary | A few times per year | N/A | Bag | 0.8492 |  | 1.529 |  | OR | Single Family | Shower | 1842 | 3405.58 | Single Family | TRUE | FALSE | TRUE | TRUE | TRUE | 8513.95 | 5207.1318 | Single Family_TRUE | Single Family_FALSE | Single Family_TRUE | Single Family_TRUE | Single Family_TRUE | 2.5gpm | 2.5gpmSingle Family_TRUE | 2.5gpmSingle Family_TRUE
Water_00008647 | SITE_01310 | Room_00018241 | Kitchen_1 | Kitchen | Kitchen Faucet | 2.6533 | 2.6533 |  | 3 |  | N/A | N/A | N/A | Bag | 0.796 |  | 2.388 |  | OR | Single Family | Kitchen Faucet | 1825 | 3405.58 | Single Family | FALSE | FALSE |  |  |  | 9036.1389 | 8132.525 | Single Family_FALSE | Single Family_FALSE | Single Family_ | Single Family_ | Single Family_ | unknown | unknownSingle Family_ | unknownSingle Family_FALSE
Water_00008648 | SITE_01310 | Room_00018246 | Bathroom_1 | Bathroom | Bathroom Faucet | 4.4222 | 4.4222 |  | 5 |  | N/A | N/A | N/A | Bag | 0.796 |  | 3.98 |  | OR | Single Family | Bathroom Faucet | 1825 | 3405.58 | Single Family | FALSE | FALSE |  |  |  | 15060.2316 | 13554.2084 | Single Family_FALSE | Single Family_FALSE | Single Family_ | Single Family_ | Single Family_ | unknown | unknownSingle Family_ | unknownSingle Family_FALSE
Water_00008649 | SITE_01310 | Room_00018246 | Bathroom_1 | Bathroom | Shower / Bathtub combo with diverter valve | 1.3211 | 1.3211 |  | 1.4 |  | Primary | Daily / Almost Daily | N/A | Bag | 0.8492 |  | 1.189 |  | OR | Single Family | Shower | 1825 | 3405.58 | Single Family | TRUE | TRUE | TRUE | TRUE | TRUE | 4499.1496 | 4049.2346 | Single Family_TRUE | Single Family_TRUE | Single Family_TRUE | Single Family_TRUE | Single Family_TRUE | <1.5gpm | <1.5gpmSingle Family_TRUE | <1.5gpmSingle Family_TRUE
Water_00008650 | SITE_01304 | Room_00018156 | Bathroom_1 | Bathroom | Bathroom Faucet | unknown |  |  | 2.2 |  | N/A | N/A | N/A | Unknown |  | N/A |  | N/A | OR | Single Family | Bathroom Faucet | 1819 | 3405.58 | Single Family | FALSE | FALSE |  |  |  | 0 | 0 | Single Family_FALSE | Single Family_FALSE | Single Family_ | Single Family_ | Single Family_ | unknown | unknownSingle Family_ | unknownSingle Family_FALSE
Water_00008651 | SITE_01304 | Room_00018156 | Bathroom_1 | Bathroom | Shower / Bathtub combo with diverter valve | unknown |  |  | 2.2 |  | Primary | Daily / Almost Daily | N/A | Unknown |  | N/A |  | N/A | OR | Single Family | Shower | 1819 | 3405.58 | Single Family | TRUE | TRUE | FALSE | FALSE | FALSE | 0 | 0 | Single Family_TRUE | Single Family_TRUE | Single Family_FALSE | Single Family_FALSE | Single Family_FALSE | unknown | unknownSingle Family_FALSE | unknownSingle Family_TRUE
Water_00008652 | SITE_01306 | Room_00018181 | Bathroom_2 | Bathroom | Bathroom Faucet | 2 |  | 2 | 2 |  | N/A | N/A | N/A | Unknown |  | N/A |  | N/A | OR | Single Family | Bathroom Faucet | 1821 | 3405.58 | Single Family | FALSE | FALSE |  |  |  | 6811.16 | 0 | Single Family_FALSE | Single Family_FALSE | Single Family_ | Single Family_ | Single Family_ | unknown | unknownSingle Family_ | unknownSingle Family_FALSE
Water_00008653 | SITE_01306 | Room_00018181 | Bathroom_2 | Bathroom | Bathroom Faucet | 2 |  | 2 | 2 |  | N/A | N/A | N/A | Unknown |  | N/A |  | N/A | OR | Single Family | Bathroom Faucet | 1821 | 3405.58 | Single Family | FALSE | FALSE |  |  |  | 6811.16 | 0 | Single Family_FALSE | Single Family_FALSE | Single Family_ | Single Family_ | Single Family_ | unknown | unknownSingle Family_ | unknownSingle Family_FALSE
Water_00008654 | SITE_01306 | Room_00018181 | Bathroom_2 | Bathroom | Shower / Bathtub combo with diverter valve | unknown |  |  | 3.5 |  | Primary | Daily / Almost Daily | N/A | Unknown |  | N/A |  | N/A | OR | Single Family | Shower | 1821 | 3405.58 | Single Family | TRUE | TRUE | FALSE | FALSE | FALSE | 0 | 0 | Single Family_TRUE | Single Family_TRUE | Single Family_FALSE | Single Family_FALSE | Single Family_FALSE | unknown | unknownSingle Family_FALSE | unknownSingle Family_TRUE
Water_00008655 | SITE_01306 | Room_00018186 | Kitchen_1 | Kitchen | Kitchen Faucet | unknown |  |  | 3 |  | N/A | N/A | N/A | Unknown |  | N/A |  | N/A | OR | Single Family | Kitchen Faucet | 1821 | 3405.58 | Single Family | FALSE | FALSE |  |  |  | 0 | 0 | Single Family_FALSE | Single Family_FALSE | Single Family_ | Single Family_ | Single Family_ | unknown | unknownSingle Family_ | unknownSingle Family_FALSE
Water_00008656 | SITE_01311 | Room_00018247 | Living Room_1 | Living Room | Kitchen Faucet | 2.2 |  | 2.2 | 1.5 |  | N/A | N/A | N/A | Unknown |  | N/A |  | N/A | OR | Single Family | Kitchen Faucet | 1826 | 3405.58 | Single Family | FALSE | FALSE |  |  |  | 7492.276 | 0 | Single Family_FALSE | Single Family_FALSE | Single Family_ | Single Family_ | Single Family_ | unknown | unknownSingle Family_ | unknownSingle Family_FALSE
Water_00008657 | SITE_01311 | Room_00018249 | Bathroom_1 | Bathroom | Shower | unknown |  |  | 2.5 |  | Secondary | A few times per year | N/A | Unknown |  | N/A |  | N/A | OR | Single Family | Shower | 1826 | 3405.58 | Single Family | TRUE | FALSE | FALSE | FALSE | FALSE | 0 | 0 | Single Family_TRUE | Single Family_FALSE | Single Family_FALSE | Single Family_FALSE | Single Family_FALSE | unknown | unknownSingle Family_FALSE | unknownSingle Family_TRUE
Water_00008658 | SITE_01311 | Room_00018249 | Bathroom_1 | Bathroom | Bathroom Faucet | 2.2 |  | 2.2 | 1.5 |  | N/A | N/A | N/A | Unknown |  | N/A |  | N/A | OR | Single Family | Bathroom Faucet | 1826 | 3405.58 | Single Family | FALSE | FALSE |  |  |  | 7492.276 | 0 | Single Family_FALSE | Single Family_FALSE | Single Family_ | Single Family_ | Single Family_ | unknown | unknownSingle Family_ | unknownSingle Family_FALSE
Water_00008659 | SITE_01862 | Room_00022618 | Living Room_1 | Living Room | Kitchen Faucet | 2.2 |  | 2.2 | 1.5 |  | N/A | N/A | N/A | Unknown |  | N/A |  | N/A | OR | Manufactured | Kitchen Faucet | 2370 | 1745.15 | Manufactured | FALSE | FALSE |  |  |  | 3839.33 | 0 | Manufactured_FALSE | Manufactured_FALSE | Manufactured_ | Manufactured_ | Manufactured_ | unknown | unknownManufactured_ | unknownManufactured_FALSE
Water_00008660 | SITE_01865 | Room_00022647 | Bathroom_1 | Bathroom | Bathroom Faucet | 2 |  | 2 | 1.8 |  | N/A | N/A | N/A | Unknown |  | N/A |  | N/A | OR | Manufactured | Bathroom Faucet | 2373 | 1745.15 | Manufactured | FALSE | FALSE |  |  |  | 3490.3 | 0 | Manufactured_FALSE | Manufactured_FALSE | Manufactured_ | Manufactured_ | Manufactured_ | unknown | unknownManufactured_ | unknownManufactured_FALSE
Water_00008661 | SITE_01865 | Room_00022647 | Bathroom_1 | Bathroom | Shower / Bathtub combo with diverter valve | unknown |  |  | 2.5 |  | Primary | Daily / Almost Daily | N/A | Unknown |  | N/A |  | N/A | OR | Manufactured | Shower | 2373 | 1745.15 | Manufactured | TRUE | TRUE | FALSE | FALSE | FALSE | 0 | 0 | Manufactured_TRUE | Manufactured_TRUE | Manufactured_FALSE | Manufactured_FALSE | Manufactured_FALSE | unknown | unknownManufactured_FALSE | unknownManufactured_TRUE
Water_00008662 | SITE_01865 | Room_00022649 | Kitchen_1 | Kitchen | Kitchen Faucet | unknown |  |  | 3.5 |  | N/A | N/A | N/A | Unknown |  | N/A |  | N/A | OR | Manufactured | Kitchen Faucet | 2373 | 1745.15 | Manufactured | FALSE | FALSE |  |  |  | 0 | 0 | Manufactured_FALSE | Manufactured_FALSE | Manufactured_ | Manufactured_ | Manufactured_ | unknown | unknownManufactured_ | unknownManufactured_FALSE
Water_00008663 | SITE_01263 | Room_00017762 | Bathroom_1 | Bathroom | Bathroom Faucet | unknown |  |  | 1.25 |  | N/A | N/A | N/A | Unknown |  | N/A |  | N/A | OR | Multifamily Residence | Bathroom Faucet | 1778 | 751.56 | Multifamily Residence | FALSE | FALSE |  |  |  | 0 | 0 | Multifamily Residence_FALSE | Multifamily Residence_FALSE | Multifamily Residence_ | Multifamily Residence_ | Multifamily Residence_ | unknown | unknownMultifamily Residence_ | unknownMultifamily Residence_FALSE
Water_00008664 | SITE_01263 | Room_00017762 | Bathroom_1 | Bathroom | Shower / Bathtub combo with diverter valve | unknown |  |  | 2.5 |  | Primary | Daily / Almost Daily | N/A | Unknown |  | N/A |  | N/A | OR | Multifamily Residence | Shower | 1778 | 751.56 | Multifamily Residence | TRUE | TRUE | FALSE | FALSE | FALSE | 0 | 0 | Multifamily Residence_TRUE | Multifamily Residence_TRUE | Multifamily Residence_FALSE | Multifamily Residence_FALSE | Multifamily Residence_FALSE | unknown | unknownMultifamily Residence_FALSE | unknownMultifamily Residence_TRUE
Water_00008665 | SITE_01312 | Room_00018264 | Bathroom_1 | Bathroom | Bathroom Faucet | unknown |  |  | 1.5 |  | N/A | N/A | N/A | Unknown |  | N/A |  | N/A | OR | Single Family | Bathroom Faucet | 1827 | 3405.58 | Single Family | FALSE | FALSE |  |  |  | 0 | 0 | Single Family_FALSE | Single Family_FALSE | Single Family_ | Single Family_ | Single Family_ | unknown | unknownSingle Family_ | unknownSingle Family_FALSE
Water_00008666 | SITE_01312 | Room_00018264 | Bathroom_1 | Bathroom | Shower | unknown |  |  | 2 |  | Primary | Daily / Almost Daily | N/A | Unknown |  | N/A |  | N/A | OR | Single Family | Shower | 1827 | 3405.58 | Single Family | TRUE | FALSE | FALSE | FALSE | FALSE | 0 | 0 | Single Family_TRUE | Single Family_FALSE | Single Family_FALSE | Single Family_FALSE | Single Family_FALSE | unknown | unknownSingle Family_FALSE | unknownSingle Family_TRUE
Water_00008667 | SITE_01312 | Room_00018265 | Bathroom_2 | Bathroom | Bathroom Faucet | 2 |  | 2 | 2.2 |  | N/A | N/A | N/A | Unknown |  | N/A |  | N/A | OR | Single Family | Bathroom Faucet | 1827 | 3405.58 | Single Family | FALSE | FALSE |  |  |  | 6811.16 | 0 | Single Family_FALSE | Single Family_FALSE | Single Family_ | Single Family_ | Single Family_ | unknown | unknownSingle Family_ | unknownSingle Family_FALSE
Water_00008668 | SITE_01312 | Room_00018265 | Bathroom_2 | Bathroom | Shower / Bathtub combo with diverter valve | unknown |  |  | 3 |  | Secondary | Daily / Almost Daily | N/A | Unknown |  | N/A |  | N/A | OR | Single Family | Shower | 1827 | 3405.58 | Single Family | TRUE | TRUE | FALSE | FALSE | FALSE | 0 | 0 | Single Family_TRUE | Single Family_TRUE | Single Family_FALSE | Single Family_FALSE | Single Family_FALSE | unknown | unknownSingle Family_FALSE | unknownSingle Family_TRUE
Water_00008669 | SITE_01312 | Room_00018272 | Bathroom_3 | Bathroom | Bathroom Faucet | 2 |  | 2 | 1 |  | N/A | N/A | N/A | Unknown |  | N/A |  | N/A | OR | Single Family | Bathroom Faucet | 1827 | 3405.58 | Single Family | FALSE | FALSE |  |  |  | 6811.16 | 0 | Single Family_FALSE | Single Family_FALSE | Single Family_ | Single Family_ | Single Family_ | unknown | unknownSingle Family_ | unknownSingle Family_FALSE
Water_00008670 | SITE_01312 | Room_00018273 | Kitchen_1 | Kitchen | Kitchen Faucet | 1.8 |  | 1.8 | 2 |  | N/A | N/A | N/A | Unknown |  | N/A |  | N/A | OR | Single Family | Kitchen Faucet | 1827 | 3405.58 | Single Family | FALSE | FALSE |  |  |  | 6130.044 | 0 | Single Family_FALSE | Single Family_FALSE | Single Family_ | Single Family_ | Single Family_ | unknown | unknownSingle Family_ | unknownSingle Family_FALSE
Water_00008671 | SITE_00128 | Room_00007536 | Kitchen_1 | Kitchen | Kitchen Faucet | 3.2722 | 3.2722 |  | 3.7 |  | N/A | N/A | Rated flow not listed | Bag | 0.796 |  | 2.945 |  | WA | Multifamily Residence | Kitchen Faucet | 651 | 739.45 | Multifamily Residence | FALSE | FALSE |  |  |  | 2419.6447 | 2177.6802 | Multifamily Residence_FALSE | Multifamily Residence_FALSE | Multifamily Residence_ | Multifamily Residence_ | Multifamily Residence_ | unknown | unknownMultifamily Residence_ | unknownMultifamily Residence_FALSE
Water_00008672 | SITE_00128 | Room_00007538 | Bathroom_1 | Bathroom | Bathroom Faucet | 2.2 | 1.5033 | 2.2 | 1.7 |  | N/A | N/A | N/A | Bag | 0.796 |  | 1.353 |  | WA | Multifamily Residence | Bathroom Faucet | 651 | 739.45 | Multifamily Residence | FALSE | FALSE |  |  |  | 1626.79 | 1000.4759 | Multifamily Residence_FALSE | Multifamily Residence_FALSE | Multifamily Residence_ | Multifamily Residence_ | Multifamily Residence_ | unknown | unknownMultifamily Residence_ | unknownMultifamily Residence_FALSE
Water_00008673 | SITE_00128 | Room_00007538 | Bathroom_1 | Bathroom | Shower | 3.2078 | 3.2078 |  | 3.4 |  | Primary | Daily / Almost Daily | Gpm not kisted | Bag | 0.8492 |  | 2.887 |  | WA | Multifamily Residence | Shower | 651 | 739.45 | Multifamily Residence | TRUE | FALSE | TRUE | TRUE | TRUE | 2371.9913 | 2134.7922 | Multifamily Residence_TRUE | Multifamily Residence_FALSE | Multifamily Residence_TRUE | Multifamily Residence_TRUE | Multifamily Residence_TRUE | gt2.5gpm | gt2.5gpmMultifamily Residence_TRUE | gt2.5gpmMultifamily Residence_TRUE
Water_00008674 | SITE_00092 | Room_00007259 | Kitchen_1 | Kitchen | Kitchen Faucet | 1.5 | 1.15 | 1.5 | 1.3 |  | N/A | N/A | N/A | Bag | 0.796 |  | 1.035 |  | WA | Multifamily Residence | Kitchen Faucet | 615 | 739.45 | Multifamily Residence | FALSE | FALSE |  |  |  | 1109.175 | 765.3307 | Multifamily Residence_FALSE | Multifamily Residence_FALSE | Multifamily Residence_ | Multifamily Residence_ | Multifamily Residence_ | unknown | unknownMultifamily Residence_ | unknownMultifamily Residence_FALSE
Water_00008675 | SITE_00092 | Room_00007263 | Bathroom_1 | Bathroom | Shower | 2.5478 | 2.5478 |  | 2.7 |  | Primary | Daily / Almost Daily | Gpm not listed | Bag | 0.8492 |  | 2.293 |  | WA | Multifamily Residence | Shower | 615 | 739.45 | Multifamily Residence | TRUE | FALSE | TRUE | TRUE | TRUE | 1883.9543 | 1695.5589 | Multifamily Residence_TRUE | Multifamily Residence_FALSE | Multifamily Residence_TRUE | Multifamily Residence_TRUE | Multifamily Residence_TRUE | gt2.5gpm | gt2.5gpmMultifamily Residence_TRUE | gt2.5gpmMultifamily Residence_TRUE
Water_00008676 | SITE_00092 | Room_00007263 | Bathroom_1 | Bathroom | Bathroom Faucet | 1.5 | 1.2378 | 1.5 | 1.4 |  | N/A | N/A | N/A | Bag | 0.796 |  | 1.114 |  | WA | Multifamily Residence | Bathroom Faucet | 615 | 739.45 | Multifamily Residence | FALSE | FALSE |  |  |  | 1109.175 | 823.7473 | Multifamily Residence_FALSE | Multifamily Residence_FALSE | Multifamily Residence_ | Multifamily Residence_ | Multifamily Residence_ | unknown | unknownMultifamily Residence_ | unknownMultifamily Residence_FALSE
Water_00008677 | SITE_00120 | Room_00007467 | Kitchen_1 | Kitchen | Kitchen Faucet | 2.2 | 2.2111 | 2.2 | 2.5 |  | N/A | N/A | N/A | Bag | 0.796 |  | 1.99 |  | WA | Multifamily Residence | Kitchen Faucet | 643 | 739.45 | Multifamily Residence | FALSE | FALSE |  |  |  | 1626.79 | 1471.5055 | Multifamily Residence_FALSE | Multifamily Residence_FALSE | Multifamily Residence_ | Multifamily Residence_ | Multifamily Residence_ | unknown | unknownMultifamily Residence_ | unknownMultifamily Residence_FALSE
Water_00008678 | SITE_00120 | Room_00007468 | Bathroom_1 | Bathroom | Bathroom Faucet | 1.5 | 1.3267 | 1.5 | 1.5 |  | N/A | N/A | N/A | Bag | 0.796 |  | 1.194 |  | WA | Multifamily Residence | Bathroom Faucet | 643 | 739.45 | Multifamily Residence | FALSE | FALSE |  |  |  | 1109.175 | 882.9033 | Multifamily Residence_FALSE | Multifamily Residence_FALSE | Multifamily Residence_ | Multifamily Residence_ | Multifamily Residence_ | unknown | unknownMultifamily Residence_ | unknownMultifamily Residence_FALSE
Water_00008679 | SITE_00120 | Room_00007468 | Bathroom_1 | Bathroom | Shower / Bathtub combo with diverter valve | 2.5 | 2.0756 | 2.5 | 2.2 |  | Primary | Daily / Almost Daily | N/A | Bag | 0.8492 |  | 1.868 |  | WA | Multifamily Residence | Shower | 643 | 739.45 | Multifamily Residence | TRUE | TRUE | TRUE | TRUE | TRUE | 1848.625 | 1381.2926 | Multifamily Residence_TRUE | Multifamily Residence_TRUE | Multifamily Residence_TRUE | Multifamily Residence_TRUE | Multifamily Residence_TRUE | 2.5gpm | 2.5gpmMultifamily Residence_TRUE | 2.5gpmMultifamily Residence_TRUE
Water_00008680 | SITE_00086 | Room_00007213 | Kitchen_1 | Kitchen | Kitchen Faucet | 1.5 | 1.9456 | 1.5 | 2.2 |  | N/A | N/A | N/A | Bag | 0.796 |  | 1.751 |  | WA | Multifamily Residence | Kitchen Faucet | 609 | 739.45 | Multifamily Residence | FALSE | FALSE |  |  |  | 1109.175 | 1294.7769 | Multifamily Residence_FALSE | Multifamily Residence_FALSE | Multifamily Residence_ | Multifamily Residence_ | Multifamily Residence_ | unknown | unknownMultifamily Residence_ | unknownMultifamily Residence_FALSE
Water_00008681 | SITE_00086 | Room_00007214 | Bathroom_1 | Bathroom | Bathroom Faucet | 2.2 | 2.3 | 2.2 | 2.6 |  | N/A | N/A | N/A | Bag | 0.796 |  | 2.07 |  | WA | Multifamily Residence | Bathroom Faucet | 609 | 739.45 | Multifamily Residence | FALSE | FALSE |  |  |  | 1626.79 | 1530.6615 | Multifamily Residence_FALSE | Multifamily Residence_FALSE | Multifamily Residence_ | Multifamily Residence_ | Multifamily Residence_ | unknown | unknownMultifamily Residence_ | unknownMultifamily Residence_FALSE
Water_00008682 | SITE_00086 | Room_00007214 | Bathroom_1 | Bathroom | Shower | 2.5 | 2.3589 | 2.5 | 2.5 |  | Primary | A few times per week | Used every other day | Bag | 0.8492 |  | 2.123 |  | WA | Multifamily Residence | Shower | 609 | 739.45 | Multifamily Residence | TRUE | FALSE | TRUE | TRUE | TRUE | 1848.625 | 1569.8524 | Multifamily Residence_TRUE | Multifamily Residence_FALSE | Multifamily Residence_TRUE | Multifamily Residence_TRUE | Multifamily Residence_TRUE | 2.5gpm | 2.5gpmMultifamily Residence_TRUE | 2.5gpmMultifamily Residence_TRUE
Water_00008683 | SITE_00121 | Room_00007478 | Bathroom_1 | Bathroom | Bathroom Faucet | 2.5 | 3.0956 | 2.5 | 3.5 |  | N/A | N/A | N/A | Bag | 0.796 |  | 2.786 |  | WA | Multifamily Residence | Bathroom Faucet | 644 | 739.45 | Multifamily Residence | FALSE | FALSE |  |  |  | 1848.625 | 2060.1077 | Multifamily Residence_FALSE | Multifamily Residence_FALSE | Multifamily Residence_ | Multifamily Residence_ | Multifamily Residence_ | unknown | unknownMultifamily Residence_ | unknownMultifamily Residence_FALSE
Water_00008684 | SITE_00121 | Room_00007478 | Bathroom_1 | Bathroom | Shower / Bathtub combo with diverter valve | 2.5 | 3.2078 | 2.5 | 3.4 |  | Primary | Daily / Almost Daily | N/A | Bag | 0.8492 |  | 2.887 |  | WA | Multifamily Residence | Shower | 644 | 739.45 | Multifamily Residence | TRUE | TRUE | TRUE | TRUE | TRUE | 1848.625 | 2134.7922 | Multifamily Residence_TRUE | Multifamily Residence_TRUE | Multifamily Residence_TRUE | Multifamily Residence_TRUE | Multifamily Residence_TRUE | 2.5gpm | 2.5gpmMultifamily Residence_TRUE | 2.5gpmMultifamily Residence_TRUE
Water_00008685 | SITE_00121 | Room_00007480 | Kitchen_1 | Kitchen | Kitchen Faucet | 1.9456 | 1.9456 |  | 2.2 |  | N/A | N/A | Some sort of water filter on this | Bag | 0.796 |  | 1.751 |  | WA | Multifamily Residence | Kitchen Faucet | 644 | 739.45 | Multifamily Residence | FALSE | FALSE |  |  |  | 1438.6411 | 1294.7769 | Multifamily Residence_FALSE | Multifamily Residence_FALSE | Multifamily Residence_ | Multifamily Residence_ | Multifamily Residence_ | unknown | unknownMultifamily Residence_ | unknownMultifamily Residence_FALSE
Water_00008686 | SITE_00121 | Room_00007481 | Bathroom_2 | Bathroom | Bathroom Faucet | 2.2 | 2.2111 | 2.2 | 2.5 |  | N/A | N/A | N/A | Bag | 0.796 |  | 1.99 |  | WA | Multifamily Residence | Bathroom Faucet | 644 | 739.45 | Multifamily Residence | FALSE | FALSE |  |  |  | 1626.79 | 1471.5055 | Multifamily Residence_FALSE | Multifamily Residence_FALSE | Multifamily Residence_ | Multifamily Residence_ | Multifamily Residence_ | unknown | unknownMultifamily Residence_ | unknownMultifamily Residence_FALSE
Water_00008687 | SITE_00105 | Room_00007359 | Bathroom_1 | Bathroom | Bathroom Faucet | 1.7689 | 1.7689 |  | 2 |  | N/A | N/A | N/A | Bag | 0.796 |  | 1.592 |  | WA | Multifamily Residence | Bathroom Faucet | 628 | 739.45 | Multifamily Residence | FALSE | FALSE |  |  |  | 1308.0049 | 1177.2044 | Multifamily Residence_FALSE | Multifamily Residence_FALSE | Multifamily Residence_ | Multifamily Residence_ | Multifamily Residence_ | unknown | unknownMultifamily Residence_ | unknownMultifamily Residence_FALSE
Water_00008688 | SITE_00105 | Room_00007359 | Bathroom_1 | Bathroom | Shower / Bathtub combo with diverter valve | 3.3022 | 3.3022 |  | 3.5 |  | Primary | Daily / Almost Daily | N/A | Bag | 0.8492 |  | 2.972 |  | WA | Multifamily Residence | Shower | 628 | 739.45 | Multifamily Residence | TRUE | TRUE | TRUE | TRUE | TRUE | 2441.8282 | 2197.6454 | Multifamily Residence_TRUE | Multifamily Residence_TRUE | Multifamily Residence_TRUE | Multifamily Residence_TRUE | Multifamily Residence_TRUE | gt2.5gpm | gt2.5gpmMultifamily Residence_TRUE | gt2.5gpmMultifamily Residence_TRUE
Water_00008689 | SITE_00105 | Room_00007361 | Kitchen_1 | Kitchen | Kitchen Faucet | 1.5 | 1.3267 | 1.5 | 1.5 |  | N/A | N/A | N/A | Bag | 0.796 |  | 1.194 |  | WA | Multifamily Residence | Kitchen Faucet | 628 | 739.45 | Multifamily Residence | FALSE | FALSE |  |  |  | 1109.175 | 882.9033 | Multifamily Residence_FALSE | Multifamily Residence_FALSE | Multifamily Residence_ | Multifamily Residence_ | Multifamily Residence_ | unknown | unknownMultifamily Residence_ | unknownMultifamily Residence_FALSE
Water_00008690 | SITE_01243 | Room_00017617 | Bathroom_1 | Bathroom | Shower / Bathtub combo with diverter valve | 2.3589 | 2.3589 |  | 2.5 |  | Primary | A few times per week | N/A | Bag | 0.8492 |  | 2.123 |  | OR | Multifamily Residence | Shower | 1758 | 751.56 | Multifamily Residence | TRUE | TRUE | TRUE | TRUE | TRUE | 1772.8465 | 1595.5619 | Multifamily Residence_TRUE | Multifamily Residence_TRUE | Multifamily Residence_TRUE | Multifamily Residence_TRUE | Multifamily Residence_TRUE | 2.5gpm | 2.5gpmMultifamily Residence_TRUE | 2.5gpmMultifamily Residence_TRUE
Water_00008691 | SITE_01243 | Room_00017617 | Bathroom_1 | Bathroom | Bathroom Faucet | 3.0956 | 3.0956 |  | 3.5 |  | N/A | N/A | N/A | Bag | 0.796 |  | 2.786 |  | OR | Multifamily Residence | Bathroom Faucet | 1758 | 751.56 | Multifamily Residence | FALSE | FALSE |  |  |  | 2326.4957 | 2093.8462 | Multifamily Residence_FALSE | Multifamily Residence_FALSE | Multifamily Residence_ | Multifamily Residence_ | Multifamily Residence_ | unknown | unknownMultifamily Residence_ | unknownMultifamily Residence_FALSE
Water_00008692 | SITE_01243 | Room_00017619 | Kitchen_1 | Kitchen | Kitchen Faucet | 2 | 2.6533 | 2 | 3 |  | N/A | N/A | N/A | Bag | 0.796 |  | 2.388 |  | OR | Multifamily Residence | Kitchen Faucet | 1758 | 751.56 | Multifamily Residence | FALSE | FALSE |  |  |  | 1503.12 | 1794.7253 | Multifamily Residence_FALSE | Multifamily Residence_FALSE | Multifamily Residence_ | Multifamily Residence_ | Multifamily Residence_ | unknown | unknownMultifamily Residence_ | unknownMultifamily Residence_FALSE
Water_00008693 | SITE_00110 | Room_00007391 | Bathroom_1 | Bathroom | Shower / Bathtub combo with diverter valve | 1.8867 | 1.8867 |  | 2 |  | Primary | Daily / Almost Daily | N/A | Bag | 0.8492 |  | 1.698 |  | WA | Multifamily Residence | Shower | 633 | 739.45 | Multifamily Residence | TRUE | TRUE | TRUE | TRUE | TRUE | 1395.0957 | 1255.5861 | Multifamily Residence_TRUE | Multifamily Residence_TRUE | Multifamily Residence_TRUE | Multifamily Residence_TRUE | Multifamily Residence_TRUE | 2.0gpm | 2.0gpmMultifamily Residence_TRUE | 2.0gpmMultifamily Residence_TRUE
Water_00008694 | SITE_00110 | Room_00007391 | Bathroom_1 | Bathroom | Bathroom Faucet | 1.3267 | 1.3267 |  | 1.5 |  | N/A | N/A | N/A | Bag | 0.796 |  | 1.194 |  | WA | Multifamily Residence | Bathroom Faucet | 633 | 739.45 | Multifamily Residence | FALSE | FALSE |  |  |  | 981.0037 | 882.9033 | Multifamily Residence_FALSE | Multifamily Residence_FALSE | Multifamily Residence_ | Multifamily Residence_ | Multifamily Residence_ | unknown | unknownMultifamily Residence_ | unknownMultifamily Residence_FALSE
Water_00008695 | SITE_00110 | Room_00007392 | Kitchen_1 | Kitchen | Kitchen Faucet | 1.8 | 1.7689 | 1.8 | 2 |  | N/A | N/A | N/A | Bag | 0.796 |  | 1.592 |  | WA | Multifamily Residence | Kitchen Faucet | 633 | 739.45 | Multifamily Residence | FALSE | FALSE |  |  |  | 1331.01 | 1177.2044 | Multifamily Residence_FALSE | Multifamily Residence_FALSE | Multifamily Residence_ | Multifamily Residence_ | Multifamily Residence_ | unknown | unknownMultifamily Residence_ | unknownMultifamily Residence_FALSE
Water_00008696 | SITE_00087 | Room_00007222 | Kitchen_1 | Kitchen | Kitchen Faucet | 1.7689 | 1.7689 |  | 2 |  | N/A | N/A | N/A | Bag | 0.796 |  | 1.592 |  | WA | Multifamily Residence | Kitchen Faucet | 610 | 739.45 | Multifamily Residence | FALSE | FALSE |  |  |  | 1308.0049 | 1177.2044 | Multifamily Residence_FALSE | Multifamily Residence_FALSE | Multifamily Residence_ | Multifamily Residence_ | Multifamily Residence_ | unknown | unknownMultifamily Residence_ | unknownMultifamily Residence_FALSE
Water_00008697 | SITE_00087 | Room_00007224 | Bathroom_1 | Bathroom | Bathroom Faucet | 1.3267 | 1.3267 |  | 1.5 |  | N/A | N/A | N/A | Bag | 0.796 |  | 1.194 |  | WA | Multifamily Residence | Bathroom Faucet | 610 | 739.45 | Multifamily Residence | FALSE | FALSE |  |  |  | 981.0037 | 882.9033 | Multifamily Residence_FALSE | Multifamily Residence_FALSE | Multifamily Residence_ | Multifamily Residence_ | Multifamily Residence_ | unknown | unknownMultifamily Residence_ | unknownMultifamily Residence_FALSE
Water_00008698 | SITE_00087 | Room_00007224 | Bathroom_1 | Bathroom | Shower / Bathtub combo with diverter valve | 3.7744 | 3.7744 |  | 4 |  | Primary | Daily / Almost Daily | N/A | Bag | 0.8492 |  | 3.397 |  | WA | Multifamily Residence | Shower | 610 | 739.45 | Multifamily Residence | TRUE | TRUE | TRUE | TRUE | TRUE | 2791.0129 | 2511.9117 | Multifamily Residence_TRUE | Multifamily Residence_TRUE | Multifamily Residence_TRUE | Multifamily Residence_TRUE | Multifamily Residence_TRUE | gt2.5gpm | gt2.5gpmMultifamily Residence_TRUE | gt2.5gpmMultifamily Residence_TRUE
Water_00008699 | SITE_01307 | Room_00018198 | Kitchen_1 | Kitchen | Kitchen Faucet | 2.2 | 2.2111 | 2.2 | 2.5 |  | N/A | N/A | N/A | Bag | 0.796 |  | 1.99 |  | OR | Single Family | Kitchen Faucet | 1822 | 3405.58 | Single Family | FALSE | FALSE |  |  |  | 7492.276 | 6777.1042 | Single Family_FALSE | Single Family_FALSE | Single Family_ | Single Family_ | Single Family_ | unknown | unknownSingle Family_ | unknownSingle Family_FALSE
Water_00008700 | SITE_01307 | Room_00018200 | Bathroom_1 | Bathroom | Bathroom Faucet | 2.4767 | 2.4767 |  | 2.8 |  | N/A | N/A | N/A | Bag | 0.796 |  | 2.229 |  | OR | Single Family | Bathroom Faucet | 1822 | 3405.58 | Single Family | FALSE | FALSE |  |  |  | 8434.4865 | 7591.0378 | Single Family_FALSE | Single Family_FALSE | Single Family_ | Single Family_ | Single Family_ | unknown | unknownSingle Family_ | unknownSingle Family_FALSE
Water_00008701 | SITE_01307 | Room_00018200 | Bathroom_1 | Bathroom | Shower / Bathtub combo with diverter valve | 2.5 |  | 2.5 | 2.5 |  | Primary | Daily / Almost Daily | N/A | Unknown |  | N/A |  | N/A | OR | Single Family | Shower | 1822 | 3405.58 | Single Family | TRUE | TRUE | TRUE | FALSE | FALSE | 8513.95 | 0 | Single Family_TRUE | Single Family_TRUE | Single Family_TRUE | Single Family_FALSE | Single Family_FALSE | unknown | unknownSingle Family_FALSE | unknownSingle Family_TRUE
Water_00008702 | SITE_01307 | Room_00018201 | Bathroom_2 | Bathroom | Bathroom Faucet | 2.2 | 2.5644 | 2.2 | 2.9 |  | N/A | N/A | N/A | Bag | 0.796 |  | 2.308 |  | OR | Single Family | Bathroom Faucet | 1822 | 3405.58 | Single Family | FALSE | FALSE |  |  |  | 7492.276 | 7860.0786 | Single Family_FALSE | Single Family_FALSE | Single Family_ | Single Family_ | Single Family_ | unknown | unknownSingle Family_ | unknownSingle Family_FALSE
Water_00008703 | SITE_01307 | Room_00018201 | Bathroom_2 | Bathroom | Shower | 2.5 |  | 2.5 | 2.8 |  | Secondary | A few times per month | N/A | Unknown |  | N/A |  | N/A | OR | Single Family | Shower | 1822 | 3405.58 | Single Family | TRUE | FALSE | TRUE | FALSE | FALSE | 8513.95 | 0 | Single Family_TRUE | Single Family_FALSE | Single Family_TRUE | Single Family_FALSE | Single Family_FALSE | unknown | unknownSingle Family_FALSE | unknownSingle Family_TRUE
Water_00008704 | SITE_01277 | Room_00017893 | Kitchen_1 | Kitchen | Bathroom Faucet | 2.2 | 1.68 | 2.2 | 1.9 |  | N/A | N/A | N/A | Bag | 0.796 |  | 1.512 |  | OR | Multifamily Residence | Bathroom Faucet | 1792 | 751.56 | Multifamily Residence | FALSE | FALSE |  |  |  | 1653.432 | 1136.3587 | Multifamily Residence_FALSE | Multifamily Residence_FALSE | Multifamily Residence_ | Multifamily Residence_ | Multifamily Residence_ | unknown | unknownMultifamily Residence_ | unknownMultifamily Residence_FALSE
Water_00008705 | SITE_01277 | Room_00017898 | Bathroom_1 | Bathroom | Shower / Bathtub combo with diverter valve | 2.5 |  | 2.5 | 2.6 |  | Primary | Daily / Almost Daily | N/A | Unknown |  | N/A |  | N/A | OR | Multifamily Residence | Shower | 1792 | 751.56 | Multifamily Residence | TRUE | TRUE | TRUE | FALSE | FALSE | 1878.9 | 0 | Multifamily Residence_TRUE | Multifamily Residence_TRUE | Multifamily Residence_TRUE | Multifamily Residence_FALSE | Multifamily Residence_FALSE | unknown | unknownMultifamily Residence_FALSE | unknownMultifamily Residence_TRUE
Water_00008706 | SITE_01277 | Room_00017898 | Bathroom_1 | Bathroom | Bathroom Faucet | 2.1222 | 2.1222 |  | 2.4 |  | N/A | N/A | N/A | Bag | 0.796 |  | 1.91 |  | OR | Multifamily Residence | Bathroom Faucet | 1792 | 751.56 | Multifamily Residence | FALSE | FALSE |  |  |  | 1594.9773 | 1435.4796 | Multifamily Residence_FALSE | Multifamily Residence_FALSE | Multifamily Residence_ | Multifamily Residence_ | Multifamily Residence_ | unknown | unknownMultifamily Residence_ | unknownMultifamily Residence_FALSE
Water_00008707 | SITE_01866 | Room_00022662 | Bathroom_1 | Bathroom | Bathroom Faucet | 2 | 3.5378 | 2 | 4 |  | N/A | N/A | N/A | Bag | 0.796 |  | 3.184 |  | OR | Manufactured | Bathroom Faucet | 2374 | 894.83 | Manufactured | FALSE | FALSE |  |  |  | 1789.66 | 2849.1387 | Manufactured_FALSE | Manufactured_FALSE | Manufactured_ | Manufactured_ | Manufactured_ | unknown | unknownManufactured_ | unknownManufactured_FALSE
Water_00008708 | SITE_01866 | Room_00022662 | Bathroom_1 | Bathroom | Shower / Bathtub combo with diverter valve | unknown |  |  | 1.4 |  | Primary | A few times per week | N/A | Unknown |  | N/A |  | N/A | OR | Manufactured | Shower | 2374 | 894.83 | Manufactured | TRUE | TRUE | FALSE | FALSE | FALSE | 0 | 0 | Manufactured_TRUE | Manufactured_TRUE | Manufactured_FALSE | Manufactured_FALSE | Manufactured_FALSE | unknown | unknownManufactured_FALSE | unknownManufactured_TRUE
Water_00008709 | SITE_01866 | Room_00022663 | Kitchen_1 | Kitchen | Kitchen Faucet | 1.9456 | 1.9456 |  | 2.2 |  | N/A | N/A | N/A | Bag | 0.796 |  | 1.751 |  | OR | Manufactured | Kitchen Faucet | 2374 | 894.83 | Manufactured | FALSE | FALSE |  |  |  | 1740.9415 | 1566.8473 | Manufactured_FALSE | Manufactured_FALSE | Manufactured_ | Manufactured_ | Manufactured_ | unknown | unknownManufactured_ | unknownManufactured_FALSE
Water_00008710 | SITE_01866 | Room_00022667 | Bathroom_2 | Bathroom | Bathroom Faucet | 2 | 2.2111 | 2 | 2.5 |  | N/A | N/A | N/A | Bag | 0.796 |  | 1.99 |  | OR | Manufactured | Bathroom Faucet | 2374 | 894.83 | Manufactured | FALSE | FALSE |  |  |  | 1789.66 | 1780.7117 | Manufactured_FALSE | Manufactured_FALSE | Manufactured_ | Manufactured_ | Manufactured_ | unknown | unknownManufactured_ | unknownManufactured_FALSE
Water_00008711 | SITE_01866 | Room_00022667 | Bathroom_2 | Bathroom | Bathtub | unknown |  |  |  | N/A | N/A | N/A | Full of stuff, doesnt use | Unknown |  | N/A |  | N/A | OR | Manufactured | Bathtub | 2374 | 894.83 | Manufactured | FALSE | FALSE |  |  |  | 0 | 0 | Manufactured_FALSE | Manufactured_FALSE | Manufactured_ | Manufactured_ | Manufactured_ | unknown | unknownManufactured_ | unknownManufactured_FALSE
Water_00008712 | SITE_01861 | Room_00022610 | Bathroom_6 | Bathroom | Bathroom Faucet | 2.2 | 1.15 | 2.2 | 1.3 |  | N/A | N/A | N/A | Bag | 0.796 |  | 1.035 |  | OR | Manufactured | Bathroom Faucet | 2369 | 1745.15 | Manufactured | FALSE | FALSE |  |  |  | 3839.33 | 1806.2302 | Manufactured_FALSE | Manufactured_FALSE | Manufactured_ | Manufactured_ | Manufactured_ | unknown | unknownManufactured_ | unknownManufactured_FALSE
Water_00008713 | SITE_01861 | Room_00022610 | Bathroom_6 | Bathroom | Shower / Bathtub combo with diverter valve | 1.8 |  | 1.8 | 3.3 |  | Primary | Daily / Almost Daily | N/A | Unknown |  | N/A |  | N/A | OR | Manufactured | Shower | 2369 | 1745.15 | Manufactured | TRUE | TRUE | TRUE | FALSE | FALSE | 3141.27 | 0 | Manufactured_TRUE | Manufactured_TRUE | Manufactured_TRUE | Manufactured_FALSE | Manufactured_FALSE | unknown | unknownManufactured_FALSE | unknownManufactured_TRUE
Water_00008714 | SITE_01863 | Room_00022625 | Bathroom_6 | Bathroom | Bathroom Faucet | 1.5 |  | 1.5 |  | Unknown | N/A | N/A | Baby sleeping right next door | Bag | 0.796 |  |  | Unknown | OR | Manufactured | Bathroom Faucet | 2371 | 1745.15 | Manufactured | FALSE | FALSE |  |  |  | 2617.725 | 0 | Manufactured_FALSE | Manufactured_FALSE | Manufactured_ | Manufactured_ | Manufactured_ | unknown | unknownManufactured_ | unknownManufactured_FALSE
Water_00008715 | SITE_01863 | Room_00022625 | Bathroom_6 | Bathroom | Shower / Bathtub combo with diverter valve | 2.5 |  | 2.5 |  | Unknown | Primary | Daily / Almost Daily | Baby sleeping right next door | Unknown |  | N/A |  | N/A | OR | Manufactured | Shower | 2371 | 1745.15 | Manufactured | TRUE | TRUE | TRUE | FALSE | FALSE | 4362.875 | 0 | Manufactured_TRUE | Manufactured_TRUE | Manufactured_TRUE | Manufactured_FALSE | Manufactured_FALSE | unknown | unknownManufactured_FALSE | unknownManufactured_TRUE
Water_00008716 | SITE_01316 | Room_00018318 | Bathroom_1 | Bathroom | Bathroom Faucet | 2.0344 | 2.0344 |  | 2.3 |  | N/A | N/A | N/A | Bag | 0.796 |  | 1.831 |  | OR | Single Family | Bathroom Faucet | 1831 | 3405.58 | Single Family | FALSE | FALSE |  |  |  | 6928.4633 | 6235.617 | Single Family_FALSE | Single Family_FALSE | Single Family_ | Single Family_ | Single Family_ | unknown | unknownSingle Family_ | unknownSingle Family_FALSE
Water_00008717 | SITE_01316 | Room_00018318 | Bathroom_1 | Bathroom | Shower / Bathtub combo with diverter valve | unknown |  |  |  | Unknown | Unknown | A few times per month | Too large for flow bag, no pitcher | Unknown |  | N/A |  | N/A | OR | Single Family | Shower | 1831 | 3405.58 | Single Family | TRUE | TRUE | FALSE | FALSE | FALSE | 0 | 0 | Single Family_TRUE | Single Family_TRUE | Single Family_FALSE | Single Family_FALSE | Single Family_FALSE | unknown | unknownSingle Family_FALSE | unknownSingle Family_TRUE
Water_00008718 | SITE_01316 | Room_00018325 | Bathroom_2 | Bathroom | Bathroom Faucet | 2.0344 | 2.0344 |  | 2.3 |  | N/A | N/A | N/A | Bag | 0.796 |  | 1.831 |  | OR | Single Family | Bathroom Faucet | 1831 | 3405.58 | Single Family | FALSE | FALSE |  |  |  | 6928.4633 | 6235.617 | Single Family_FALSE | Single Family_FALSE | Single Family_ | Single Family_ | Single Family_ | unknown | unknownSingle Family_ | unknownSingle Family_FALSE
Water_00008719 | SITE_01316 | Room_00018325 | Bathroom_2 | Bathroom | Shower | unknown |  |  |  | Unknown | Primary | Daily / Almost Daily | Too large for flow bag, no pitcher | Unknown |  | N/A |  | N/A | OR | Single Family | Shower | 1831 | 3405.58 | Single Family | TRUE | FALSE | FALSE | FALSE | FALSE | 0 | 0 | Single Family_TRUE | Single Family_FALSE | Single Family_FALSE | Single Family_FALSE | Single Family_FALSE | unknown | unknownSingle Family_FALSE | unknownSingle Family_TRUE
Water_00008720 | SITE_01316 | Room_00018325 | Bathroom_2 | Bathroom | Bathtub | unknown |  |  |  | N/A | N/A | N/A | N/A | Unknown |  | N/A |  | N/A | OR | Single Family | Bathtub | 1831 | 3405.58 | Single Family | FALSE | FALSE |  |  |  | 0 | 0 | Single Family_FALSE | Single Family_FALSE | Single Family_ | Single Family_ | Single Family_ | unknown | unknownSingle Family_ | unknownSingle Family_FALSE
Water_00008721 | SITE_01316 | Room_00018326 | Bathroom_3 | Bathroom | Shower / Bathtub combo with diverter valve | unknown |  |  |  | Unknown | Secondary | A few times per month | Too large for flow bag, no pitcher | Unknown |  | N/A |  | N/A | OR | Single Family | Shower | 1831 | 3405.58 | Single Family | TRUE | TRUE | FALSE | FALSE | FALSE | 0 | 0 | Single Family_TRUE | Single Family_TRUE | Single Family_FALSE | Single Family_FALSE | Single Family_FALSE | unknown | unknownSingle Family_FALSE | unknownSingle Family_TRUE
Water_00008722 | SITE_01316 | Room_00018326 | Bathroom_3 | Bathroom | Bathroom Faucet | 2.2111 | 2.2111 |  | 2.5 |  | N/A | N/A | N/A | Bag | 0.796 |  | 1.99 |  | OR | Single Family | Bathroom Faucet | 1831 | 3405.58 | Single Family | FALSE | FALSE |  |  |  | 7530.1158 | 6777.1042 | Single Family_FALSE | Single Family_FALSE | Single Family_ | Single Family_ | Single Family_ | unknown | unknownSingle Family_ | unknownSingle Family_FALSE
Water_00008723 | SITE_01316 | Room_00018329 | Kitchen_1 | Kitchen | Kitchen Faucet | 2 | 1.9456 | 2 | 2.2 |  | N/A | N/A | N/A | Bag | 0.796 |  | 1.751 |  | OR | Single Family | Kitchen Faucet | 1831 | 3405.58 | Single Family | FALSE | FALSE |  |  |  | 6811.16 | 5963.1706 | Single Family_FALSE | Single Family_FALSE | Single Family_ | Single Family_ | Single Family_ | unknown | unknownSingle Family_ | unknownSingle Family_FALSE
Water_00008724 | SITE_01316 | Room_00018329 | Kitchen_1 | Kitchen | Kitchen Faucet | 2.3 | 2.3 |  | 2.6 |  | N/A | N/A | N/A | Bag | 0.796 |  | 2.07 |  | OR | Single Family | Kitchen Faucet | 1831 | 3405.58 | Single Family | FALSE | FALSE |  |  |  | 7832.834 | 7049.5506 | Single Family_FALSE | Single Family_FALSE | Single Family_ | Single Family_ | Single Family_ | unknown | unknownSingle Family_ | unknownSingle Family_FALSE
Water_00008725 | SITE_01345 | Room_00018713 | Kitchen_1 | Kitchen | Kitchen Faucet | 2.2 | 2.3878 | 2.2 | 2.7 |  | N/A | N/A | N/A | Bag | 0.796 |  | 2.149 |  | OR | Single Family | Kitchen Faucet | 1860 | 3405.58 | Single Family | FALSE | FALSE |  |  |  | 7492.276 | 7318.5914 | Single Family_FALSE | Single Family_FALSE | Single Family_ | Single Family_ | Single Family_ | unknown | unknownSingle Family_ | unknownSingle Family_FALSE
Water_00008726 | SITE_01345 | Room_00018719 | Bathroom_1 | Bathroom | Bathroom Faucet | 1.2 | 1.5033 | 1.2 | 1.7 |  | N/A | N/A | N/A | Bag | 0.796 |  | 1.353 |  | OR | Single Family | Bathroom Faucet | 1860 | 3405.58 | Single Family | FALSE | FALSE |  |  |  | 4086.696 | 4607.7497 | Single Family_FALSE | Single Family_FALSE | Single Family_ | Single Family_ | Single Family_ | unknown | unknownSingle Family_ | unknownSingle Family_FALSE
Water_00008727 | SITE_01345 | Room_00018719 | Bathroom_1 | Bathroom | Shower | unknown |  |  |  | Unknown | Primary | A few times per week | Very large shower head. Too large for flow bag, no pitcher | Unknown |  | N/A |  | N/A | OR | Single Family | Shower | 1860 | 3405.58 | Single Family | TRUE | FALSE | FALSE | FALSE | FALSE | 0 | 0 | Single Family_TRUE | Single Family_FALSE | Single Family_FALSE | Single Family_FALSE | Single Family_FALSE | unknown | unknownSingle Family_FALSE | unknownSingle Family_TRUE
Water_00008728 | SITE_01345 | Room_00018721 | Bathroom_2 | Bathroom | Bathroom Faucet | 4.8644 | 4.8644 |  | 5.5 |  | N/A | N/A | N/A | Bag | 0.796 |  | 4.378 |  | OR | Single Family | Bathroom Faucet | 1860 | 3405.58 | Single Family | FALSE | FALSE |  |  |  | 16566.2547 | 14909.6292 | Single Family_FALSE | Single Family_FALSE | Single Family_ | Single Family_ | Single Family_ | unknown | unknownSingle Family_ | unknownSingle Family_FALSE
Water_00008729 | SITE_01345 | Room_00018721 | Bathroom_2 | Bathroom | Shower / Bathtub combo with diverter valve | unknown |  |  | 2.6 |  | Secondary | A few times per year | N/A | Unknown |  | N/A |  | N/A | OR | Single Family | Shower | 1860 | 3405.58 | Single Family | TRUE | TRUE | FALSE | FALSE | FALSE | 0 | 0 | Single Family_TRUE | Single Family_TRUE | Single Family_FALSE | Single Family_FALSE | Single Family_FALSE | unknown | unknownSingle Family_FALSE | unknownSingle Family_TRUE
Water_00008730 | SITE_01340 | Room_00018643 | Bathroom_1 | Bathroom | Bathroom Faucet | 1.9456 | 1.9456 |  | 2.2 |  | N/A | N/A | No aerator, newer flow style | Bag | 0.796 |  | 1.751 |  | OR | Single Family | Bathroom Faucet | 1855 | 3405.58 | Single Family | FALSE | FALSE |  |  |  | 6625.7451 | 5963.1706 | Single Family_FALSE | Single Family_FALSE | Single Family_ | Single Family_ | Single Family_ | unknown | unknownSingle Family_ | unknownSingle Family_FALSE
Water_00008731 | SITE_01340 | Room_00018643 | Bathroom_1 | Bathroom | Shower / Bathtub combo with diverter valve | unknown |  |  |  | Unknown | All used about the same | Daily / Almost Daily | Dual shower head with large heads | Unknown |  | N/A |  | N/A | OR | Single Family | Shower | 1855 | 3405.58 | Single Family | TRUE | TRUE | FALSE | FALSE | FALSE | 0 | 0 | Single Family_TRUE | Single Family_TRUE | Single Family_FALSE | Single Family_FALSE | Single Family_FALSE | unknown | unknownSingle Family_FALSE | unknownSingle Family_TRUE
Water_00008732 | SITE_01340 | Room_00018647 | Bathroom_2 | Bathroom | Bathroom Faucet | 2 | 2.2111 | 2 | 2.5 |  | N/A | N/A | N/A | Bag | 0.796 |  | 1.99 |  | OR | Single Family | Bathroom Faucet | 1855 | 3405.58 | Single Family | FALSE | FALSE |  |  |  | 6811.16 | 6777.1042 | Single Family_FALSE | Single Family_FALSE | Single Family_ | Single Family_ | Single Family_ | unknown | unknownSingle Family_ | unknownSingle Family_FALSE
Water_00008733 | SITE_01340 | Room_00018647 | Bathroom_2 | Bathroom | Bathroom Faucet | 1.5922 | 1.5922 |  | 1.8 |  | N/A | N/A | No aerator, flow style | Bag | 0.796 |  | 1.433 |  | OR | Single Family | Bathroom Faucet | 1855 | 3405.58 | Single Family | FALSE | FALSE |  |  |  | 5422.4402 | 4880.1961 | Single Family_FALSE | Single Family_FALSE | Single Family_ | Single Family_ | Single Family_ | unknown | unknownSingle Family_ | unknownSingle Family_FALSE
Water_00008734 | SITE_01340 | Room_00018647 | Bathroom_2 | Bathroom | Shower | unknown |  |  |  | Unknown | All used about the same | Daily / Almost Daily | Massive shower head | Unknown |  | N/A |  | N/A | OR | Single Family | Shower | 1855 | 3405.58 | Single Family | TRUE | FALSE | FALSE | FALSE | FALSE | 0 | 0 | Single Family_TRUE | Single Family_FALSE | Single Family_FALSE | Single Family_FALSE | Single Family_FALSE | unknown | unknownSingle Family_FALSE | unknownSingle Family_TRUE
Water_00008735 | SITE_01340 | Room_00018647 | Bathroom_2 | Bathroom | Bathtub | unknown |  |  |  | N/A | N/A | N/A | Dont use | Unknown |  | N/A |  | N/A | OR | Single Family | Bathtub | 1855 | 3405.58 | Single Family | FALSE | FALSE |  |  |  | 0 | 0 | Single Family_FALSE | Single Family_FALSE | Single Family_ | Single Family_ | Single Family_ | unknown | unknownSingle Family_ | unknownSingle Family_FALSE
Water_00008736 | SITE_01340 | Room_00018648 | Kitchen_1 | Kitchen | Kitchen Faucet | 1.7689 | 1.7689 |  | 2 |  | N/A | N/A | N/A | Bag | 0.796 |  | 1.592 |  | OR | Single Family | Kitchen Faucet | 1855 | 3405.58 | Single Family | FALSE | FALSE |  |  |  | 6024.0926 | 5421.6834 | Single Family_FALSE | Single Family_FALSE | Single Family_ | Single Family_ | Single Family_ | unknown | unknownSingle Family_ | unknownSingle Family_FALSE
Water_00008737 | SITE_01228 | Room_00017494 | Kitchen_1 | Kitchen | Kitchen Faucet | 2.6533 | 2.6533 |  | 3 |  | N/A | N/A | N/A | Bag | 0.796 |  | 2.388 |  | OR | Manufactured | Kitchen Faucet | 1743 | 894.83 | Manufactured | FALSE | FALSE |  |  |  | 2374.2823 | 2136.854 | Manufactured_FALSE | Manufactured_FALSE | Manufactured_ | Manufactured_ | Manufactured_ | unknown | unknownManufactured_ | unknownManufactured_FALSE
Water_00008738 | SITE_01228 | Room_00017498 | Bathroom_1 | Bathroom | Bathroom Faucet | 1.9456 | 1.9456 |  | 2.2 |  | N/A | N/A | N/A | Bag | 0.796 |  | 1.751 |  | OR | Manufactured | Bathroom Faucet | 1743 | 894.83 | Manufactured | FALSE | FALSE |  |  |  | 1740.9415 | 1566.8473 | Manufactured_FALSE | Manufactured_FALSE | Manufactured_ | Manufactured_ | Manufactured_ | unknown | unknownManufactured_ | unknownManufactured_FALSE
Water_00008739 | SITE_01228 | Room_00017498 | Bathroom_1 | Bathroom | Shower / Bathtub combo with diverter valve | 2.5 |  | 2.5 | 2.7 |  | Primary | Daily / Almost Daily | N/A | Unknown |  | N/A |  | N/A | OR | Manufactured | Shower | 1743 | 894.83 | Manufactured | TRUE | TRUE | TRUE | FALSE | FALSE | 2237.075 | 0 | Manufactured_TRUE | Manufactured_TRUE | Manufactured_TRUE | Manufactured_FALSE | Manufactured_FALSE | unknown | unknownManufactured_FALSE | unknownManufactured_TRUE
Water_00008740 | SITE_01267 | Room_00017796 | Kitchen_1 | Kitchen | Kitchen Faucet | 2.2 | 2.1222 | 2.2 | 2.4 |  | N/A | N/A | N/A | Bag | 0.796 |  | 1.91 |  | OR | Multifamily Residence | Kitchen Faucet | 1782 | 751.56 | Multifamily Residence | FALSE | FALSE |  |  |  | 1653.432 | 1435.4796 | Multifamily Residence_FALSE | Multifamily Residence_FALSE | Multifamily Residence_ | Multifamily Residence_ | Multifamily Residence_ | unknown | unknownMultifamily Residence_ | unknownMultifamily Residence_FALSE
Water_00008741 | SITE_01267 | Room_00017800 | Bathroom_1 | Bathroom | Bathroom Faucet | 2.3 | 2.3 |  | 2.6 |  | N/A | N/A | N/A | Bag | 0.796 |  | 2.07 |  | OR | Multifamily Residence | Bathroom Faucet | 1782 | 751.56 | Multifamily Residence | FALSE | FALSE |  |  |  | 1728.588 | 1555.7292 | Multifamily Residence_FALSE | Multifamily Residence_FALSE | Multifamily Residence_ | Multifamily Residence_ | Multifamily Residence_ | unknown | unknownMultifamily Residence_ | unknownMultifamily Residence_FALSE
Water_00008742 | SITE_01267 | Room_00017800 | Bathroom_1 | Bathroom | Shower / Bathtub combo with diverter valve | unknown |  |  |  | Unknown | Primary | A few times per week | Dual showerhead | Unknown |  | N/A |  | N/A | OR | Multifamily Residence | Shower | 1782 | 751.56 | Multifamily Residence | TRUE | TRUE | FALSE | FALSE | FALSE | 0 | 0 | Multifamily Residence_TRUE | Multifamily Residence_TRUE | Multifamily Residence_FALSE | Multifamily Residence_FALSE | Multifamily Residence_FALSE | unknown | unknownMultifamily Residence_FALSE | unknownMultifamily Residence_TRUE
Water_00008743 | SITE_01871 | Room_00022720 | Kitchen_1 | Kitchen | Kitchen Faucet | 2.2 | 1.8578 | 2.2 | 2.1 |  | N/A | N/A | N/A | Bag | 0.796 |  | 1.672 |  | OR | Manufactured | Kitchen Faucet | 2379 | 1745.15 | Manufactured | FALSE | FALSE |  |  |  | 3839.33 | 2917.8908 | Manufactured_FALSE | Manufactured_FALSE | Manufactured_ | Manufactured_ | Manufactured_ | unknown | unknownManufactured_ | unknownManufactured_FALSE
Water_00008744 | SITE_01871 | Room_00022724 | Bathroom_1 | Bathroom | Bathroom Faucet | 1.2 | 1.3267 | 1.2 | 1.5 |  | N/A | N/A | N/A | Bag | 0.796 |  | 1.194 |  | OR | Manufactured | Bathroom Faucet | 2379 | 1745.15 | Manufactured | FALSE | FALSE |  |  |  | 2094.18 | 2083.7091 | Manufactured_FALSE | Manufactured_FALSE | Manufactured_ | Manufactured_ | Manufactured_ | unknown | unknownManufactured_ | unknownManufactured_FALSE
Water_00008745 | SITE_01871 | Room_00022724 | Bathroom_1 | Bathroom | Shower / Bathtub combo with diverter valve | 2.5 |  | 2.5 | 2.5 |  | Secondary | A few times per year | N/A | Unknown |  | N/A |  | N/A | OR | Manufactured | Shower | 2379 | 1745.15 | Manufactured | TRUE | TRUE | TRUE | FALSE | FALSE | 4362.875 | 0 | Manufactured_TRUE | Manufactured_TRUE | Manufactured_TRUE | Manufactured_FALSE | Manufactured_FALSE | unknown | unknownManufactured_FALSE | unknownManufactured_TRUE
Water_00008746 | SITE_01871 | Room_00022729 | Bathroom_2 | Bathroom | Bathroom Faucet | 1.2 | 1.15 | 1.2 | 1.3 |  | N/A | N/A | N/A | Bag | 0.796 |  | 1.035 |  | OR | Manufactured | Bathroom Faucet | 2379 | 1745.15 | Manufactured | FALSE | FALSE |  |  |  | 2094.18 | 1806.2302 | Manufactured_FALSE | Manufactured_FALSE | Manufactured_ | Manufactured_ | Manufactured_ | unknown | unknownManufactured_ | unknownManufactured_FALSE
Water_00008747 | SITE_01871 | Room_00022729 | Bathroom_2 | Bathroom | Shower / Bathtub combo with diverter valve | 2.5 |  | 2.5 | 2.7 |  | Primary | Daily / Almost Daily | N/A | Unknown |  | N/A |  | N/A | OR | Manufactured | Shower | 2379 | 1745.15 | Manufactured | TRUE | TRUE | TRUE | FALSE | FALSE | 4362.875 | 0 | Manufactured_TRUE | Manufactured_TRUE | Manufactured_TRUE | Manufactured_FALSE | Manufactured_FALSE | unknown | unknownManufactured_FALSE | unknownManufactured_TRUE
Water_00008748 | SITE_01861 | Room_00022615 | Kitchen_1 | Kitchen | Kitchen Faucet | 1.8 | 1.5922 | 1.8 | 1.8 |  | N/A | N/A | N/A | Bag | 0.796 |  | 1.433 |  | OR | Manufactured | Kitchen Faucet | 2369 | 1745.15 | Manufactured | FALSE | FALSE |  |  |  | 3141.27 | 2500.8 | Manufactured_FALSE | Manufactured_FALSE | Manufactured_ | Manufactured_ | Manufactured_ | unknown | unknownManufactured_ | unknownManufactured_FALSE
Water_00008749 | SITE_01861 | Room_00022617 | Bathroom_1 | Bathroom | Bathroom Faucet | 2.3 | 2.3 |  | 2.6 |  | N/A | N/A | N/A | Bag | 0.796 |  | 2.07 |  | OR | Manufactured | Bathroom Faucet | 2369 | 1745.15 | Manufactured | FALSE | FALSE |  |  |  | 4013.845 | 3612.4605 | Manufactured_FALSE | Manufactured_FALSE | Manufactured_ | Manufactured_ | Manufactured_ | unknown | unknownManufactured_ | unknownManufactured_FALSE
Water_00008750 | SITE_01863 | Room_00022627 | Kitchen_1 | Kitchen | Kitchen Faucet | 2.2111 | 2.2111 |  | 2.5 |  | N/A | N/A | N/A | Bag | 0.796 |  | 1.99 |  | OR | Manufactured | Kitchen Faucet | 2371 | 1745.15 | Manufactured | FALSE | FALSE |  |  |  | 3858.7206 | 3472.8485 | Manufactured_FALSE | Manufactured_FALSE | Manufactured_ | Manufactured_ | Manufactured_ | unknown | unknownManufactured_ | unknownManufactured_FALSE
Water_00008751 | SITE_01867 | Room_00022673 | Bathroom_1 | Bathroom | Bathroom Faucet | 2.2 | 1.8578 | 2.2 | 2.1 |  | N/A | N/A | N/A | Bag | 0.796 |  | 1.672 |  | OR | Manufactured | Bathroom Faucet | 2375 | 1745.15 | Manufactured | FALSE | FALSE |  |  |  | 3839.33 | 2917.8908 | Manufactured_FALSE | Manufactured_FALSE | Manufactured_ | Manufactured_ | Manufactured_ | unknown | unknownManufactured_ | unknownManufactured_FALSE
Water_00008752 | SITE_01867 | Room_00022673 | Bathroom_1 | Bathroom | Shower | 2.5 |  | 2.5 | 2.7 |  | All used about the same | Daily / Almost Daily | N/A | Unknown |  | N/A |  | N/A | OR | Manufactured | Shower | 2375 | 1745.15 | Manufactured | TRUE | FALSE | TRUE | FALSE | FALSE | 4362.875 | 0 | Manufactured_TRUE | Manufactured_FALSE | Manufactured_TRUE | Manufactured_FALSE | Manufactured_FALSE | unknown | unknownManufactured_FALSE | unknownManufactured_TRUE
Water_00008753 | SITE_01867 | Room_00022673 | Bathroom_1 | Bathroom | Bathtub | unknown |  |  |  | N/A | N/A | N/A | N/A | Unknown |  | N/A |  | N/A | OR | Manufactured | Bathtub | 2375 | 1745.15 | Manufactured | FALSE | FALSE |  |  |  | 0 | 0 | Manufactured_FALSE | Manufactured_FALSE | Manufactured_ | Manufactured_ | Manufactured_ | unknown | unknownManufactured_ | unknownManufactured_FALSE
Water_00008754 | SITE_01867 | Room_00022679 | Kitchen_1 | Kitchen | Kitchen Faucet | 1.5 | 1.4156 | 1.5 | 1.6 |  | N/A | N/A | N/A | Bag | 0.796 |  | 1.274 |  | OR | Manufactured | Kitchen Faucet | 2375 | 1745.15 | Manufactured | FALSE | FALSE |  |  |  | 2617.725 | 2223.3211 | Manufactured_FALSE | Manufactured_FALSE | Manufactured_ | Manufactured_ | Manufactured_ | unknown | unknownManufactured_ | unknownManufactured_FALSE
Water_00008755 | SITE_01867 | Room_00022680 | Bathroom_2 | Bathroom | Bathroom Faucet | 2.2 | 1.9456 | 2.2 | 2.2 |  | N/A | N/A | N/A | Bag | 0.796 |  | 1.751 |  | OR | Manufactured | Bathroom Faucet | 2375 | 1745.15 | Manufactured | FALSE | FALSE |  |  |  | 3839.33 | 3055.7577 | Manufactured_FALSE | Manufactured_FALSE | Manufactured_ | Manufactured_ | Manufactured_ | unknown | unknownManufactured_ | unknownManufactured_FALSE
Water_00008756 | SITE_01867 | Room_00022680 | Bathroom_2 | Bathroom | Shower / Bathtub combo with diverter valve | 1.75 |  | 1.75 | 1.9 |  | All used about the same | Daily / Almost Daily | N/A | Unknown |  | N/A |  | N/A | OR | Manufactured | Shower | 2375 | 1745.15 | Manufactured | TRUE | TRUE | TRUE | FALSE | FALSE | 3054.0125 | 0 | Manufactured_TRUE | Manufactured_TRUE | Manufactured_TRUE | Manufactured_FALSE | Manufactured_FALSE | unknown | unknownManufactured_FALSE | unknownManufactured_TRUE
Water_00008757 | SITE_01341 | Room_00018660 | Bathroom_1 | Bathroom | Bathroom Faucet | 2.7422 | 2.7422 |  | 3.1 |  | N/A | N/A | No aerator | Bag | 0.796 |  | 2.468 |  | OR | Single Family | Bathroom Faucet | 1856 | 3405.58 | Single Family | FALSE | FALSE |  |  |  | 9338.8572 | 8404.9714 | Single Family_FALSE | Single Family_FALSE | Single Family_ | Single Family_ | Single Family_ | unknown | unknownSingle Family_ | unknownSingle Family_FALSE
Water_00008758 | SITE_01341 | Room_00018663 | Bathroom_2 | Bathroom | Bathroom Faucet | 1.5 | 1.2378 | 1.5 | 1.4 |  | N/A | N/A | N/A | Bag | 0.796 |  | 1.114 |  | OR | Single Family | Bathroom Faucet | 1856 | 3405.58 | Single Family | FALSE | FALSE |  |  |  | 5108.37 | 3793.8161 | Single Family_FALSE | Single Family_FALSE | Single Family_ | Single Family_ | Single Family_ | unknown | unknownSingle Family_ | unknownSingle Family_FALSE
Water_00008759 | SITE_01341 | Room_00018663 | Bathroom_2 | Bathroom | Shower / Bathtub combo with diverter valve | unknown |  |  | 2.4 |  | Primary | Daily / Almost Daily | N/A | Unknown |  | N/A |  | N/A | OR | Single Family | Shower | 1856 | 3405.58 | Single Family | TRUE | TRUE | FALSE | FALSE | FALSE | 0 | 0 | Single Family_TRUE | Single Family_TRUE | Single Family_FALSE | Single Family_FALSE | Single Family_FALSE | unknown | unknownSingle Family_FALSE | unknownSingle Family_TRUE
Water_00008760 | SITE_01341 | Room_00018665 | Kitchen_1 | Kitchen | Kitchen Faucet | 2 | 1.7689 | 2 | 2 |  | N/A | N/A | N/A | Bag | 0.796 |  | 1.592 |  | OR | Single Family | Kitchen Faucet | 1856 | 3405.58 | Single Family | FALSE | FALSE |  |  |  | 6811.16 | 5421.6834 | Single Family_FALSE | Single Family_FALSE | Single Family_ | Single Family_ | Single Family_ | unknown | unknownSingle Family_ | unknownSingle Family_FALSE
Water_00008761 | SITE_01321 | Room_00018391 | Bathroom_1 | Bathroom | Bathroom Faucet | 1.3267 | 1.3267 |  | 1.5 |  | N/A | N/A | N/A | Bag | 0.796 |  | 1.194 |  | OR | Single Family | Bathroom Faucet | 1836 | 3405.58 | Single Family | FALSE | FALSE |  |  |  | 4518.0695 | 4066.2625 | Single Family_FALSE | Single Family_FALSE | Single Family_ | Single Family_ | Single Family_ | unknown | unknownSingle Family_ | unknownSingle Family_FALSE
Water_00008762 | SITE_01321 | Room_00018391 | Bathroom_1 | Bathroom | Shower / Bathtub combo with diverter valve | 2.5 |  | 2.5 | 2.6 |  | Secondary | A few times per month | N/A | Unknown |  | N/A |  | N/A | OR | Single Family | Shower | 1836 | 3405.58 | Single Family | TRUE | TRUE | TRUE | FALSE | FALSE | 8513.95 | 0 | Single Family_TRUE | Single Family_TRUE | Single Family_TRUE | Single Family_FALSE | Single Family_FALSE | unknown | unknownSingle Family_FALSE | unknownSingle Family_TRUE
Water_00008763 | SITE_01321 | Room_00018395 | Kitchen_1 | Kitchen | Kitchen Faucet | 1.5 | 1.3267 | 1.5 | 1.5 |  | N/A | N/A | N/A | Bag | 0.796 |  | 1.194 |  | OR | Single Family | Kitchen Faucet | 1836 | 3405.58 | Single Family | FALSE | FALSE |  |  |  | 5108.37 | 4066.2625 | Single Family_FALSE | Single Family_FALSE | Single Family_ | Single Family_ | Single Family_ | unknown | unknownSingle Family_ | unknownSingle Family_FALSE
Water_00008764 | SITE_01321 | Room_00018402 | Bathroom_2 | Bathroom | Bathroom Faucet | 1.4156 | 1.4156 |  | 1.6 |  | N/A | N/A | N/A | Bag | 0.796 |  | 1.274 |  | OR | Single Family | Bathroom Faucet | 1836 | 3405.58 | Single Family | FALSE | FALSE |  |  |  | 4820.7877 | 4338.7089 | Single Family_FALSE | Single Family_FALSE | Single Family_ | Single Family_ | Single Family_ | unknown | unknownSingle Family_ | unknownSingle Family_FALSE
Water_00008765 | SITE_01321 | Room_00018402 | Bathroom_2 | Bathroom | Bathtub | unknown |  |  |  | N/A | N/A | N/A | N/A | Unknown |  | N/A |  | N/A | OR | Single Family | Bathtub | 1836 | 3405.58 | Single Family | FALSE | FALSE |  |  |  | 0 | 0 | Single Family_FALSE | Single Family_FALSE | Single Family_ | Single Family_ | Single Family_ | unknown | unknownSingle Family_ | unknownSingle Family_FALSE
Water_00008766 | SITE_01321 | Room_00018402 | Bathroom_2 | Bathroom | Shower | 2.5 |  | 2.5 | 2.5 |  | Primary | Daily / Almost Daily | N/A | Unknown |  | N/A |  | N/A | OR | Single Family | Shower | 1836 | 3405.58 | Single Family | TRUE | FALSE | TRUE | FALSE | FALSE | 8513.95 | 0 | Single Family_TRUE | Single Family_FALSE | Single Family_TRUE | Single Family_FALSE | Single Family_FALSE | unknown | unknownSingle Family_FALSE | unknownSingle Family_TRUE
Water_00008767 | SITE_01247 | Room_00017640 | Bathroom_1 | Bathroom | Bathroom Faucet | 2.6533 | 2.6533 |  | 3 |  | N/A | N/A | N/A | Bag | 0.796 |  | 2.388 |  | OR | Single Family | Bathroom Faucet | 1762 | 3405.58 | Single Family | FALSE | FALSE |  |  |  | 9036.1389 | 8132.525 | Single Family_FALSE | Single Family_FALSE | Single Family_ | Single Family_ | Single Family_ | unknown | unknownSingle Family_ | unknownSingle Family_FALSE
Water_00008768 | SITE_01247 | Room_00017640 | Bathroom_1 | Bathroom | Shower / Bathtub combo with diverter valve | 2 | 2.8311 | 2 | 3 |  | Primary | Daily / Almost Daily | N/A | Bag | 0.8492 |  | 2.548 |  | OR | Single Family | Shower | 1762 | 3405.58 | Single Family | TRUE | TRUE | TRUE | TRUE | TRUE | 6811.16 | 8677.4178 | Single Family_TRUE | Single Family_TRUE | Single Family_TRUE | Single Family_TRUE | Single Family_TRUE | 2.0gpm | 2.0gpmSingle Family_TRUE | 2.0gpmSingle Family_TRUE
Water_00008769 | SITE_01247 | Room_00017642 | Bathroom_2 | Bathroom | Bathroom Faucet | 2.2111 | 2.2111 |  | 2.5 |  | N/A | N/A | N/A | Bag | 0.796 |  | 1.99 |  | OR | Single Family | Bathroom Faucet | 1762 | 3405.58 | Single Family | FALSE | FALSE |  |  |  | 7530.1158 | 6777.1042 | Single Family_FALSE | Single Family_FALSE | Single Family_ | Single Family_ | Single Family_ | unknown | unknownSingle Family_ | unknownSingle Family_FALSE
Water_00008770 | SITE_01860 | Room_00022600 | Bathroom_1 | Bathroom | Bathroom Faucet | 1 | 1.15 | 1 | 1.3 |  | N/A | N/A | N/A | Bag | 0.796 |  | 1.035 |  | OR | Manufactured | Bathroom Faucet | 2368 | 1745.15 | Manufactured | FALSE | FALSE |  |  |  | 1745.15 | 1806.2302 | Manufactured_FALSE | Manufactured_FALSE | Manufactured_ | Manufactured_ | Manufactured_ | unknown | unknownManufactured_ | unknownManufactured_FALSE
Water_00008771 | SITE_01860 | Room_00022600 | Bathroom_1 | Bathroom | Shower / Bathtub combo with diverter valve | 3.0189 | 3.0189 |  | 3.2 |  | Primary | A few times per week | N/A | Bag | 0.8492 |  | 2.717 |  | OR | Manufactured | Shower | 2368 | 1745.15 | Manufactured | TRUE | TRUE | TRUE | TRUE | TRUE | 5268.4139 | 4741.5726 | Manufactured_TRUE | Manufactured_TRUE | Manufactured_TRUE | Manufactured_TRUE | Manufactured_TRUE | gt2.5gpm | gt2.5gpmManufactured_TRUE | gt2.5gpmManufactured_TRUE
Water_00008772 | SITE_01860 | Room_00022603 | Bathroom_2 | Bathroom | Bathroom Faucet | 1 | 1.3267 | 1 | 1.5 |  | N/A | N/A | N/A | Bag | 0.796 |  | 1.194 |  | OR | Manufactured | Bathroom Faucet | 2368 | 1745.15 | Manufactured | FALSE | FALSE |  |  |  | 1745.15 | 2083.7091 | Manufactured_FALSE | Manufactured_FALSE | Manufactured_ | Manufactured_ | Manufactured_ | unknown | unknownManufactured_ | unknownManufactured_FALSE
Water_00008773 | SITE_01860 | Room_00022603 | Bathroom_2 | Bathroom | Shower | 2 | 2.8311 | 2 | 3 |  | All used about the same | A few times per week | N/A | Bag | 0.8492 |  | 2.548 |  | OR | Manufactured | Shower | 2368 | 1745.15 | Manufactured | TRUE | FALSE | TRUE | TRUE | TRUE | 3490.3 | 4446.6422 | Manufactured_TRUE | Manufactured_FALSE | Manufactured_TRUE | Manufactured_TRUE | Manufactured_TRUE | 2.0gpm | 2.0gpmManufactured_TRUE | 2.0gpmManufactured_TRUE
Water_00008774 | SITE_01859 | Room_00022589 | Kitchen_1 | Kitchen | Kitchen Faucet | 1.5 | 1.3267 | 1.5 | 1.5 |  | N/A | N/A | N/A | Bag | 0.796 |  | 1.194 |  | OR | Manufactured | Kitchen Faucet | 2367 | 1745.15 | Manufactured | FALSE | FALSE |  |  |  | 2617.725 | 2083.7091 | Manufactured_FALSE | Manufactured_FALSE | Manufactured_ | Manufactured_ | Manufactured_ | unknown | unknownManufactured_ | unknownManufactured_FALSE
Water_00008775 | SITE_01222 | Room_00017428 | Bathroom_1 | Bathroom | Bathroom Faucet | 3.0956 | 3.0956 |  | 3.5 |  | N/A | N/A | N/A | Bag | 0.796 |  | 2.786 |  | OR | Manufactured | Bathroom Faucet | 1737 | 894.83 | Manufactured | FALSE | FALSE |  |  |  | 2769.996 | 2492.9964 | Manufactured_FALSE | Manufactured_FALSE | Manufactured_ | Manufactured_ | Manufactured_ | unknown | unknownManufactured_ | unknownManufactured_FALSE
Water_00008776 | SITE_01222 | Room_00017428 | Bathroom_1 | Bathroom | Shower / Bathtub combo with diverter valve | 2.5 | 2.3589 | 2.5 | 2.5 |  | Primary | Daily / Almost Daily | N/A | Bag | 0.8492 |  | 2.123 |  | OR | Manufactured | Shower | 1737 | 894.83 | Manufactured | TRUE | TRUE | TRUE | TRUE | TRUE | 2237.075 | 1899.7241 | Manufactured_TRUE | Manufactured_TRUE | Manufactured_TRUE | Manufactured_TRUE | Manufactured_TRUE | 2.5gpm | 2.5gpmManufactured_TRUE | 2.5gpmManufactured_TRUE
Water_00008777 | SITE_01222 | Room_00017432 | Bathroom_2 | Bathroom | Bathroom Faucet | 2 | 1.99 | 2 | 2.25 |  | N/A | N/A | N/A | Bag | 0.796 |  | 1.791 |  | OR | Manufactured | Bathroom Faucet | 1737 | 894.83 | Manufactured | FALSE | FALSE |  |  |  | 1789.66 | 1602.6405 | Manufactured_FALSE | Manufactured_FALSE | Manufactured_ | Manufactured_ | Manufactured_ | unknown | unknownManufactured_ | unknownManufactured_FALSE
Water_00008778 | SITE_01222 | Room_00017432 | Bathroom_2 | Bathroom | Shower / Bathtub combo with diverter valve | 2.8311 | 2.8311 |  | 3 |  | Secondary | A few times per year | N/A | Bag | 0.8492 |  | 2.548 |  | OR | Manufactured | Shower | 1737 | 894.83 | Manufactured | TRUE | TRUE | TRUE | TRUE | TRUE | 2533.3632 | 2280.0268 | Manufactured_TRUE | Manufactured_TRUE | Manufactured_TRUE | Manufactured_TRUE | Manufactured_TRUE | gt2.5gpm | gt2.5gpmManufactured_TRUE | gt2.5gpmManufactured_TRUE
Water_00008779 | SITE_01222 | Room_00017431 | Kitchen_1 | Kitchen | Kitchen Faucet | 2.2 | 2.8744 | 2.2 | 3.25 |  | N/A | N/A | N/A | Bag | 0.796 |  | 2.587 |  | OR | Manufactured | Kitchen Faucet | 1737 | 894.83 | Manufactured | FALSE | FALSE |  |  |  | 1968.626 | 2314.9252 | Manufactured_FALSE | Manufactured_FALSE | Manufactured_ | Manufactured_ | Manufactured_ | unknown | unknownManufactured_ | unknownManufactured_FALSE
Water_00008780 | SITE_01331 | Room_00018515 | Kitchen_1 | Kitchen | Kitchen Faucet | 1.9456 | 1.9456 |  | 2.2 |  | N/A | N/A | N/A | Bag | 0.796 |  | 1.751 |  | OR | Manufactured | Kitchen Faucet | 1846 | 894.83 | Manufactured | FALSE | FALSE |  |  |  | 1740.9415 | 1566.8473 | Manufactured_FALSE | Manufactured_FALSE | Manufactured_ | Manufactured_ | Manufactured_ | unknown | unknownManufactured_ | unknownManufactured_FALSE
Water_00008781 | SITE_01331 | Room_00018517 | Bedroom_2 | Bedroom | Bathroom Faucet | 2.2 | 2.2111 | 2.2 | 2.5 |  | N/A | N/A | N/A | Bag | 0.796 |  | 1.99 |  | OR | Manufactured | Bathroom Faucet | 1846 | 894.83 | Manufactured | FALSE | FALSE |  |  |  | 1968.626 | 1780.7117 | Manufactured_FALSE | Manufactured_FALSE | Manufactured_ | Manufactured_ | Manufactured_ | unknown | unknownManufactured_ | unknownManufactured_FALSE
Water_00008782 | SITE_01331 | Room_00018517 | Bedroom_2 | Bedroom | Shower | 2.9256 | 2.9256 |  | 3.1 |  | All used about the same | Daily / Almost Daily | N/A | Bag | 0.8492 |  | 2.633 |  | OR | Manufactured | Shower | 1846 | 894.83 | Manufactured | TRUE | FALSE | TRUE | TRUE | TRUE | 2617.8749 | 2356.0874 | Manufactured_TRUE | Manufactured_FALSE | Manufactured_TRUE | Manufactured_TRUE | Manufactured_TRUE | gt2.5gpm | gt2.5gpmManufactured_TRUE | gt2.5gpmManufactured_TRUE
Water_00008783 | SITE_01331 | Room_00018519 | Bathroom_1 | Bathroom | Bathroom Faucet | 2.4322 | 2.4322 |  | 2.75 |  | N/A | N/A | N/A | Bag | 0.796 |  | 2.189 |  | OR | Manufactured | Bathroom Faucet | 1846 | 894.83 | Manufactured | FALSE | FALSE |  |  |  | 2176.4254 | 1958.7829 | Manufactured_FALSE | Manufactured_FALSE | Manufactured_ | Manufactured_ | Manufactured_ | unknown | unknownManufactured_ | unknownManufactured_FALSE
Water_00008784 | SITE_01331 | Room_00018519 | Bathroom_1 | Bathroom | Shower / Bathtub combo with diverter valve | 3.0667 | 3.0667 |  | 3.25 |  | Primary | Daily / Almost Daily | N/A | Bag | 0.8492 |  | 2.76 |  | OR | Manufactured | Shower | 1846 | 894.83 | Manufactured | TRUE | TRUE | TRUE | TRUE | TRUE | 2744.1453 | 2469.7308 | Manufactured_TRUE | Manufactured_TRUE | Manufactured_TRUE | Manufactured_TRUE | Manufactured_TRUE | gt2.5gpm | gt2.5gpmManufactured_TRUE | gt2.5gpmManufactured_TRUE
Water_00008785 | SITE_01247 | Room_00017643 | Kitchen_2 | Kitchen | Kitchen Faucet | 2.2 | 2.6533 | 2.2 | 3 |  | N/A | N/A | N/A | Bag | 0.796 |  | 2.388 |  | OR | Single Family | Kitchen Faucet | 1762 | 3405.58 | Single Family | FALSE | FALSE |  |  |  | 7492.276 | 8132.525 | Single Family_FALSE | Single Family_FALSE | Single Family_ | Single Family_ | Single Family_ | unknown | unknownSingle Family_ | unknownSingle Family_FALSE
Water_00008786 | SITE_01860 | Room_00022607 | Kitchen_2 | Kitchen | Kitchen Faucet | 2 | 2.2111 | 2 | 2.5 |  | N/A | N/A | N/A | Bag | 0.796 |  | 1.99 |  | OR | Manufactured | Kitchen Faucet | 2368 | 1745.15 | Manufactured | FALSE | FALSE |  |  |  | 3490.3 | 3472.8485 | Manufactured_FALSE | Manufactured_FALSE | Manufactured_ | Manufactured_ | Manufactured_ | unknown | unknownManufactured_ | unknownManufactured_FALSE
Water_00008787 | SITE_01319 | Room_00018363 | Bathroom_1 | Bathroom | Bathroom Faucet | 1.7689 | 1.7689 |  | 2 |  | N/A | N/A | N/A | Bag | 0.796 |  | 1.592 |  | OR | Single Family | Bathroom Faucet | 1834 | 3405.58 | Single Family | FALSE | FALSE |  |  |  | 6024.0926 | 5421.6834 | Single Family_FALSE | Single Family_FALSE | Single Family_ | Single Family_ | Single Family_ | unknown | unknownSingle Family_ | unknownSingle Family_FALSE
Water_00008788 | SITE_01319 | Room_00018363 | Bathroom_1 | Bathroom | Shower | 1.8867 | 1.8867 |  | 2 |  | Primary | Daily / Almost Daily | N/A | Bag | 0.8492 |  | 1.698 |  | OR | Single Family | Shower | 1834 | 3405.58 | Single Family | TRUE | FALSE | TRUE | TRUE | TRUE | 6425.1943 | 5782.6748 | Single Family_TRUE | Single Family_FALSE | Single Family_TRUE | Single Family_TRUE | Single Family_TRUE | 2.0gpm | 2.0gpmSingle Family_TRUE | 2.0gpmSingle Family_TRUE
Water_00008789 | SITE_01319 | Room_00018366 | Bathroom_2 | Bathroom | Shower / Bathtub combo with diverter valve | 1.8867 | 1.8867 |  | 2 |  | Secondary | Daily / Almost Daily | N/A | Bag | 0.8492 |  | 1.698 |  | OR | Single Family | Shower | 1834 | 3405.58 | Single Family | TRUE | TRUE | TRUE | TRUE | TRUE | 6425.1943 | 5782.6748 | Single Family_TRUE | Single Family_TRUE | Single Family_TRUE | Single Family_TRUE | Single Family_TRUE | 2.0gpm | 2.0gpmSingle Family_TRUE | 2.0gpmSingle Family_TRUE
Water_00008790 | SITE_01319 | Room_00018366 | Bathroom_2 | Bathroom | Bathroom Faucet | 1.7689 | 1.7689 |  | 2 |  | N/A | N/A | N/A | Bag | 0.796 |  | 1.592 |  | OR | Single Family | Bathroom Faucet | 1834 | 3405.58 | Single Family | FALSE | FALSE |  |  |  | 6024.0926 | 5421.6834 | Single Family_FALSE | Single Family_FALSE | Single Family_ | Single Family_ | Single Family_ | unknown | unknownSingle Family_ | unknownSingle Family_FALSE
Water_00008791 | SITE_01319 | Room_00018368 | Kitchen_1 | Kitchen | Kitchen Faucet | 2.6533 | 2.6533 |  | 3 |  | N/A | N/A | N/A | Bag | 0.796 |  | 2.388 |  | OR | Single Family | Kitchen Faucet | 1834 | 3405.58 | Single Family | FALSE | FALSE |  |  |  | 9036.1389 | 8132.525 | Single Family_FALSE | Single Family_FALSE | Single Family_ | Single Family_ | Single Family_ | unknown | unknownSingle Family_ | unknownSingle Family_FALSE
Water_00008792 | SITE_01229 | Room_00017501 | Kitchen_1 | Kitchen | Kitchen Faucet | 1.5 | 1.99 | 1.5 | 2.25 |  | N/A | N/A | N/A | Bag | 0.796 |  | 1.791 |  | OR | Manufactured | Kitchen Faucet | 1744 | 894.83 | Manufactured | FALSE | FALSE |  |  |  | 1342.245 | 1602.6405 | Manufactured_FALSE | Manufactured_FALSE | Manufactured_ | Manufactured_ | Manufactured_ | unknown | unknownManufactured_ | unknownManufactured_FALSE
Water_00008793 | SITE_01229 | Room_00017506 | Bathroom_1 | Bathroom | Bathroom Faucet | 1.5 | 3.5378 | 1.5 | 4 |  | N/A | N/A | N/A | Bag | 0.796 |  | 3.184 |  | OR | Manufactured | Bathroom Faucet | 1744 | 894.83 | Manufactured | FALSE | FALSE |  |  |  | 1342.245 | 2849.1387 | Manufactured_FALSE | Manufactured_FALSE | Manufactured_ | Manufactured_ | Manufactured_ | unknown | unknownManufactured_ | unknownManufactured_FALSE
Water_00008794 | SITE_01229 | Room_00017506 | Bathroom_1 | Bathroom | Shower | 2.5 | 2.5944 | 2.5 | 2.75 |  | Secondary | A few times per year | N/A | Bag | 0.8492 |  | 2.335 |  | OR | Manufactured | Shower | 1744 | 894.83 | Manufactured | TRUE | FALSE | TRUE | TRUE | TRUE | 2237.075 | 2089.428 | Manufactured_TRUE | Manufactured_FALSE | Manufactured_TRUE | Manufactured_TRUE | Manufactured_TRUE | 2.5gpm | 2.5gpmManufactured_TRUE | 2.5gpmManufactured_TRUE
Water_00008795 | SITE_01229 | Room_00017510 | Bathroom_2 | Bathroom | Bathroom Faucet | 1.5 | 3.5378 | 1.5 | 4 |  | N/A | N/A | N/A | Bag | 0.796 |  | 3.184 |  | OR | Manufactured | Bathroom Faucet | 1744 | 894.83 | Manufactured | FALSE | FALSE |  |  |  | 1342.245 | 2849.1387 | Manufactured_FALSE | Manufactured_FALSE | Manufactured_ | Manufactured_ | Manufactured_ | unknown | unknownManufactured_ | unknownManufactured_FALSE
Water_00008796 | SITE_01229 | Room_00017510 | Bathroom_2 | Bathroom | Shower / Bathtub combo with diverter valve | 2.5944 | 2.5944 |  | 2.75 |  | Primary | Daily / Almost Daily | N/A | Bag | 0.8492 |  | 2.335 |  | OR | Manufactured | Shower | 1744 | 894.83 | Manufactured | TRUE | TRUE | TRUE | TRUE | TRUE | 2321.5867 | 2089.428 | Manufactured_TRUE | Manufactured_TRUE | Manufactured_TRUE | Manufactured_TRUE | Manufactured_TRUE | gt2.5gpm | gt2.5gpmManufactured_TRUE | gt2.5gpmManufactured_TRUE
Water_00008797 | SITE_01330 | Room_00018506 | Bathroom_1 | Bathroom | Bathroom Faucet | 1.99 | 1.99 |  | 2.25 |  | N/A | N/A | N/A | Bag | 0.796 |  | 1.791 |  | OR | Single Family | Bathroom Faucet | 1845 | 3405.58 | Single Family | FALSE | FALSE |  |  |  | 6777.1042 | 6099.3938 | Single Family_FALSE | Single Family_FALSE | Single Family_ | Single Family_ | Single Family_ | unknown | unknownSingle Family_ | unknownSingle Family_FALSE
Water_00008798 | SITE_01330 | Room_00018506 | Bathroom_1 | Bathroom | Shower / Bathtub combo with diverter valve | 2.5 | 2.3589 | 2.5 | 2.5 |  | All used about the same | Daily / Almost Daily | N/A | Bag | 0.8492 |  | 2.123 |  | OR | Single Family | Shower | 1845 | 3405.58 | Single Family | TRUE | TRUE | TRUE | TRUE | TRUE | 8513.95 | 7230.0463 | Single Family_TRUE | Single Family_TRUE | Single Family_TRUE | Single Family_TRUE | Single Family_TRUE | 2.5gpm | 2.5gpmSingle Family_TRUE | 2.5gpmSingle Family_TRUE
Water_00008799 | SITE_01330 | Room_00018508 | Kitchen_1 | Kitchen | Kitchen Faucet | 2.2 | 1.3267 | 2.2 | 1.5 |  | N/A | N/A | N/A | Bag | 0.796 |  | 1.194 |  | OR | Single Family | Kitchen Faucet | 1845 | 3405.58 | Single Family | FALSE | FALSE |  |  |  | 7492.276 | 4066.2625 | Single Family_FALSE | Single Family_FALSE | Single Family_ | Single Family_ | Single Family_ | unknown | unknownSingle Family_ | unknownSingle Family_FALSE
Water_00008800 | SITE_01330 | Room_00018510 | Bathroom_2 | Bathroom | Bathroom Faucet | 1.1056 | 1.1056 |  | 1.25 |  | N/A | N/A | N/A | Bag | 0.796 |  | 0.995 |  | OR | Single Family | Bathroom Faucet | 1845 | 3405.58 | Single Family | FALSE | FALSE |  |  |  | 3765.0579 | 3388.5521 | Single Family_FALSE | Single Family_FALSE | Single Family_ | Single Family_ | Single Family_ | unknown | unknownSingle Family_ | unknownSingle Family_FALSE
Water_00008801 | SITE_01330 | Room_00018510 | Bathroom_2 | Bathroom | Shower | 1.8867 | 1.8867 |  | 2 |  | All used about the same | Daily / Almost Daily | N/A | Bag | 0.8492 |  | 1.698 |  | OR | Single Family | Shower | 1845 | 3405.58 | Single Family | TRUE | FALSE | TRUE | TRUE | TRUE | 6425.1943 | 5782.6748 | Single Family_TRUE | Single Family_FALSE | Single Family_TRUE | Single Family_TRUE | Single Family_TRUE | 2.0gpm | 2.0gpmSingle Family_TRUE | 2.0gpmSingle Family_TRUE
Water_00008802 | SITE_01335 | Room_00018584 | Bathroom_1 | Bathroom | Bathroom Faucet | 2.2 | 1.3267 | 2.2 | 1.5 |  | N/A | N/A | N/A | Bag | 0.796 |  | 1.194 |  | OR | Single Family | Bathroom Faucet | 1850 | 3405.58 | Single Family | FALSE | FALSE |  |  |  | 7492.276 | 4066.2625 | Single Family_FALSE | Single Family_FALSE | Single Family_ | Single Family_ | Single Family_ | unknown | unknownSingle Family_ | unknownSingle Family_FALSE
Water_00008803 | SITE_01335 | Room_00018584 | Bathroom_1 | Bathroom | Shower / Bathtub combo with diverter valve | 2.5 | 2.3589 | 2.5 | 2.5 |  | Secondary | Daily / Almost Daily | N/A | Bag | 0.8492 |  | 2.123 |  | OR | Single Family | Shower | 1850 | 3405.58 | Single Family | TRUE | TRUE | TRUE | TRUE | TRUE | 8513.95 | 7230.0463 | Single Family_TRUE | Single Family_TRUE | Single Family_TRUE | Single Family_TRUE | Single Family_TRUE | 2.5gpm | 2.5gpmSingle Family_TRUE | 2.5gpmSingle Family_TRUE
Water_00008804 | SITE_01335 | Room_00018587 | Kitchen_1 | Kitchen | Kitchen Faucet | 2 |  | 2 |  | Unknown | N/A | N/A | N/A | Bag | 0.796 |  |  | Unknown | OR | Single Family | Kitchen Faucet | 1850 | 3405.58 | Single Family | FALSE | FALSE |  |  |  | 6811.16 | 0 | Single Family_FALSE | Single Family_FALSE | Single Family_ | Single Family_ | Single Family_ | unknown | unknownSingle Family_ | unknownSingle Family_FALSE
Water_00008805 | SITE_01335 | Room_00018590 | Bathroom_2 | Bathroom | Bathroom Faucet | 0.88444 | 0.88444 |  | 1 |  | N/A | N/A | N/A | Bag | 0.796 |  | 0.796 |  | OR | Single Family | Bathroom Faucet | 1850 | 3405.58 | Single Family | FALSE | FALSE |  |  |  | 3012.0463 | 2710.8417 | Single Family_FALSE | Single Family_FALSE | Single Family_ | Single Family_ | Single Family_ | unknown | unknownSingle Family_ | unknownSingle Family_FALSE
Water_00008806 | SITE_01335 | Room_00018590 | Bathroom_2 | Bathroom | Bathroom Faucet | 2 | 1.3267 | 2 | 1.5 |  | N/A | N/A | N/A | Bag | 0.796 |  | 1.194 |  | OR | Single Family | Bathroom Faucet | 1850 | 3405.58 | Single Family | FALSE | FALSE |  |  |  | 6811.16 | 4066.2625 | Single Family_FALSE | Single Family_FALSE | Single Family_ | Single Family_ | Single Family_ | unknown | unknownSingle Family_ | unknownSingle Family_FALSE
Water_00008807 | SITE_01335 | Room_00018590 | Bathroom_2 | Bathroom | Shower | 3.7744 | 3.7744 |  | 4 |  | Secondary | Daily / Almost Daily | N/A | Bag | 0.8492 |  | 3.397 |  | OR | Single Family | Shower | 1850 | 3405.58 | Single Family | TRUE | FALSE | TRUE | TRUE | TRUE | 12854.1725 | 11568.7553 | Single Family_TRUE | Single Family_FALSE | Single Family_TRUE | Single Family_TRUE | Single Family_TRUE | gt2.5gpm | gt2.5gpmSingle Family_TRUE | gt2.5gpmSingle Family_TRUE
Water_00008808 | SITE_01332 | Room_00018529 | Kitchen_1 | Kitchen | Kitchen Faucet | 1.0611 | 1.0611 |  | 1.2 |  | N/A | N/A | Pipes to this faucet periodically clog and are cleaned, normally runs at higher rate of flow | Bag | 0.796 |  | 0.955 |  | OR | Single Family | Kitchen Faucet | 1847 | 3405.58 | Single Family | FALSE | FALSE |  |  |  | 3613.6988 | 3252.3289 | Single Family_FALSE | Single Family_FALSE | Single Family_ | Single Family_ | Single Family_ | unknown | unknownSingle Family_ | unknownSingle Family_FALSE
Water_00008809 | SITE_01332 | Room_00018534 | Bathroom_1 | Bathroom | Bathroom Faucet | 1.5033 | 1.5033 |  | 1.7 |  | N/A | N/A | N/A | Bag | 0.796 |  | 1.353 |  | OR | Single Family | Bathroom Faucet | 1847 | 3405.58 | Single Family | FALSE | FALSE |  |  |  | 5119.7219 | 4607.7497 | Single Family_FALSE | Single Family_FALSE | Single Family_ | Single Family_ | Single Family_ | unknown | unknownSingle Family_ | unknownSingle Family_FALSE
Water_00008810 | SITE_01332 | Room_00018534 | Bathroom_1 | Bathroom | Shower / Bathtub combo with diverter valve | 2.5 | 2.3589 | 2.5 | 2.5 |  | All used about the same | Daily / Almost Daily | N/A | Bag | 0.8492 |  | 2.123 |  | OR | Single Family | Shower | 1847 | 3405.58 | Single Family | TRUE | TRUE | TRUE | TRUE | TRUE | 8513.95 | 7230.0463 | Single Family_TRUE | Single Family_TRUE | Single Family_TRUE | Single Family_TRUE | Single Family_TRUE | 2.5gpm | 2.5gpmSingle Family_TRUE | 2.5gpmSingle Family_TRUE
Water_00008811 | SITE_01332 | Room_00018537 | Bathroom_2 | Bathroom | Shower | 2 | 1.8867 | 2 | 2 |  | All used about the same | Daily / Almost Daily | N/A | Bag | 0.8492 |  | 1.698 |  | OR | Single Family | Shower | 1847 | 3405.58 | Single Family | TRUE | FALSE | TRUE | TRUE | TRUE | 6811.16 | 5782.6748 | Single Family_TRUE | Single Family_FALSE | Single Family_TRUE | Single Family_TRUE | Single Family_TRUE | 2.0gpm | 2.0gpmSingle Family_TRUE | 2.0gpmSingle Family_TRUE
Water_00008812 | SITE_01332 | Room_00018537 | Bathroom_2 | Bathroom | Bathroom Faucet | 1.5 | 1.3267 | 1.5 | 1.5 |  | N/A | N/A | N/A | Bag | 0.796 |  | 1.194 |  | OR | Single Family | Bathroom Faucet | 1847 | 3405.58 | Single Family | FALSE | FALSE |  |  |  | 5108.37 | 4066.2625 | Single Family_FALSE | Single Family_FALSE | Single Family_ | Single Family_ | Single Family_ | unknown | unknownSingle Family_ | unknownSingle Family_FALSE
Water_00008813 | SITE_01332 | Room_00018537 | Bathroom_2 | Bathroom | Bathtub | unknown |  |  |  | N/A | N/A | N/A | N/A | Unknown |  | N/A |  | N/A | OR | Single Family | Bathtub | 1847 | 3405.58 | Single Family | FALSE | FALSE |  |  |  | 0 | 0 | Single Family_FALSE | Single Family_FALSE | Single Family_ | Single Family_ | Single Family_ | unknown | unknownSingle Family_ | unknownSingle Family_FALSE
Water_00008814 | SITE_01332 | Room_00018541 | Bathroom_3 | Bathroom | Bathroom Faucet | 2.2 | 4.8644 | 2.2 | 5.5 |  | N/A | N/A | N/A | Bag | 0.796 |  | 4.378 |  | OR | Single Family | Bathroom Faucet | 1847 | 3405.58 | Single Family | FALSE | FALSE |  |  |  | 7492.276 | 14909.6292 | Single Family_FALSE | Single Family_FALSE | Single Family_ | Single Family_ | Single Family_ | unknown | unknownSingle Family_ | unknownSingle Family_FALSE
Water_00008815 | SITE_01332 | Room_00018541 | Bathroom_3 | Bathroom | Shower | 2.5 | 4.2456 | 2.5 | 4.5 |  | Never / rarely used | Never | N/A | Bag | 0.8492 |  | 3.821 |  | OR | Single Family | Shower | 1847 | 3405.58 | Single Family | TRUE | FALSE | TRUE | TRUE | TRUE | 8513.95 | 13012.7212 | Single Family_TRUE | Single Family_FALSE | Single Family_TRUE | Single Family_TRUE | Single Family_TRUE | 2.5gpm | 2.5gpmSingle Family_TRUE | 2.5gpmSingle Family_TRUE
Water_00008816 | SITE_01304 | Room_00018163 | Kitchen_2 | Kitchen | Kitchen Faucet | 2.2111 | 2.2111 |  | 2.5 |  | N/A | N/A | N/A | Bag | 0.796 |  | 1.99 |  | OR | Single Family | Kitchen Faucet | 1819 | 3405.58 | Single Family | FALSE | FALSE |  |  |  | 7530.1158 | 6777.1042 | Single Family_FALSE | Single Family_FALSE | Single Family_ | Single Family_ | Single Family_ | unknown | unknownSingle Family_ | unknownSingle Family_FALSE
Water_00008817 | SITE_01311 | Room_00018258 | Bathroom_6 | Bathroom | Bathroom Faucet | 2.2 | 1.3267 | 2.2 | 1.5 |  | N/A | N/A | N/A | Bag | 0.796 |  | 1.194 |  | OR | Single Family | Bathroom Faucet | 1826 | 3405.58 | Single Family | FALSE | FALSE |  |  |  | 7492.276 | 4066.2625 | Single Family_FALSE | Single Family_FALSE | Single Family_ | Single Family_ | Single Family_ | unknown | unknownSingle Family_ | unknownSingle Family_FALSE
Water_00008818 | SITE_01311 | Room_00018258 | Bathroom_6 | Bathroom | Bathroom Faucet | 2.2 | 1.3267 | 2.2 | 1.5 |  | N/A | N/A | N/A | Bag | 0.796 |  | 1.194 |  | OR | Single Family | Bathroom Faucet | 1826 | 3405.58 | Single Family | FALSE | FALSE |  |  |  | 7492.276 | 4066.2625 | Single Family_FALSE | Single Family_FALSE | Single Family_ | Single Family_ | Single Family_ | unknown | unknownSingle Family_ | unknownSingle Family_FALSE
Water_00008819 | SITE_01311 | Room_00018258 | Bathroom_6 | Bathroom | Shower | 2.5 | 2.3589 | 2.5 | 2.5 |  | Primary | Daily / Almost Daily | Has a tub faucet with diverted valve in a shower stall | Bag | 0.8492 |  | 2.123 |  | OR | Single Family | Shower | 1826 | 3405.58 | Single Family | TRUE | FALSE | TRUE | TRUE | TRUE | 8513.95 | 7230.0463 | Single Family_TRUE | Single Family_FALSE | Single Family_TRUE | Single Family_TRUE | Single Family_TRUE | 2.5gpm | 2.5gpmSingle Family_TRUE | 2.5gpmSingle Family_TRUE
Water_00008820 | SITE_01864 | Room_00022636 | Bathroom_1 | Bathroom | Shower / Bathtub combo with separate valve | 3.9633 | 3.9633 |  | 4.2 |  | Primary | Daily / Almost Daily | N/A | Bag | 0.8492 |  | 3.567 |  | OR | Manufactured | Shower | 2372 | 894.83 | Manufactured | TRUE | TRUE | TRUE | TRUE | TRUE | 3546.5096 | 3191.8586 | Manufactured_TRUE | Manufactured_TRUE | Manufactured_TRUE | Manufactured_TRUE | Manufactured_TRUE | gt2.5gpm | gt2.5gpmManufactured_TRUE | gt2.5gpmManufactured_TRUE
Water_00008821 | SITE_01864 | Room_00022636 | Bathroom_1 | Bathroom | Bathroom Faucet | 2 | 1.9456 | 2 | 2.2 |  | N/A | N/A | N/A | Bag | 0.796 |  | 1.751 |  | OR | Manufactured | Bathroom Faucet | 2372 | 894.83 | Manufactured | FALSE | FALSE |  |  |  | 1789.66 | 1566.8473 | Manufactured_FALSE | Manufactured_FALSE | Manufactured_ | Manufactured_ | Manufactured_ | unknown | unknownManufactured_ | unknownManufactured_FALSE
Water_00008822 | SITE_01864 | Room_00022640 | Kitchen_1 | Kitchen | Bathroom Faucet | 2 | 2.2111 | 2 | 2.5 |  | N/A | N/A | N/A | Bag | 0.796 |  | 1.99 |  | OR | Manufactured | Bathroom Faucet | 2372 | 894.83 | Manufactured | FALSE | FALSE |  |  |  | 1789.66 | 1780.7117 | Manufactured_FALSE | Manufactured_FALSE | Manufactured_ | Manufactured_ | Manufactured_ | unknown | unknownManufactured_ | unknownManufactured_FALSE
Water_00008823 | SITE_01864 | Room_00022643 | Bathroom_2 | Bathroom | Bathroom Faucet | 2.2 | 1.3267 | 2.2 | 1.5 |  | N/A | N/A | N/A | Bag | 0.796 |  | 1.194 |  | OR | Manufactured | Bathroom Faucet | 2372 | 894.83 | Manufactured | FALSE | FALSE |  |  |  | 1968.626 | 1068.427 | Manufactured_FALSE | Manufactured_FALSE | Manufactured_ | Manufactured_ | Manufactured_ | unknown | unknownManufactured_ | unknownManufactured_FALSE
Water_00008824 | SITE_01864 | Room_00022643 | Bathroom_2 | Bathroom | Shower / Bathtub combo with diverter valve | 2.5 | 2.3589 | 2.5 | 2.5 |  | Primary | Daily / Almost Daily | N/A | Bag | 0.8492 |  | 2.123 |  | OR | Manufactured | Shower | 2372 | 894.83 | Manufactured | TRUE | TRUE | TRUE | TRUE | TRUE | 2237.075 | 1899.7241 | Manufactured_TRUE | Manufactured_TRUE | Manufactured_TRUE | Manufactured_TRUE | Manufactured_TRUE | 2.5gpm | 2.5gpmManufactured_TRUE | 2.5gpmManufactured_TRUE
Water_00008825 | SITE_01265 | Room_00017782 | Kitchen_1 | Kitchen | Kitchen Faucet | 1.9456 | 1.9456 |  | 2.2 |  | N/A | N/A | N/A | Bag | 0.796 |  | 1.751 |  | OR | Multifamily Residence | Kitchen Faucet | 1780 | 751.56 | Multifamily Residence | FALSE | FALSE |  |  |  | 1462.2017 | 1315.9816 | Multifamily Residence_FALSE | Multifamily Residence_FALSE | Multifamily Residence_ | Multifamily Residence_ | Multifamily Residence_ | unknown | unknownMultifamily Residence_ | unknownMultifamily Residence_FALSE
Water_00008826 | SITE_01265 | Room_00017784 | Bathroom_1 | Bathroom | Bathroom Faucet | 2.2 | 1.3267 | 2.2 | 1.5 |  | N/A | N/A | N/A | Bag | 0.796 |  | 1.194 |  | OR | Multifamily Residence | Bathroom Faucet | 1780 | 751.56 | Multifamily Residence | FALSE | FALSE |  |  |  | 1653.432 | 897.3626 | Multifamily Residence_FALSE | Multifamily Residence_FALSE | Multifamily Residence_ | Multifamily Residence_ | Multifamily Residence_ | unknown | unknownMultifamily Residence_ | unknownMultifamily Residence_FALSE
Water_00008827 | SITE_01265 | Room_00017784 | Bathroom_1 | Bathroom | Shower / Bathtub combo with diverter valve | 1.4156 | 1.4156 |  | 1.5 |  | Primary | Daily / Almost Daily | N/A | Bag | 0.8492 |  | 1.274 |  | OR | Multifamily Residence | Shower | 1780 | 751.56 | Multifamily Residence | TRUE | TRUE | TRUE | TRUE | TRUE | 1063.8749 | 957.4874 | Multifamily Residence_TRUE | Multifamily Residence_TRUE | Multifamily Residence_TRUE | Multifamily Residence_TRUE | Multifamily Residence_TRUE | <1.5gpm | <1.5gpmMultifamily Residence_TRUE | <1.5gpmMultifamily Residence_TRUE
Water_00008828 | SITE_01302 | Room_00018137 | Bathroom_1 | Bathroom | Bathroom Faucet | 2.83 | 2.83 |  | 3.2 |  | N/A | N/A | N/A | Bag | 0.796 |  | 2.547 |  | OR | Single Family | Bathroom Faucet | 1817 | 3405.58 | Single Family | FALSE | FALSE |  |  |  | 9637.7914 | 8674.0123 | Single Family_FALSE | Single Family_FALSE | Single Family_ | Single Family_ | Single Family_ | unknown | unknownSingle Family_ | unknownSingle Family_FALSE
Water_00008829 | SITE_01302 | Room_00018137 | Bathroom_1 | Bathroom | Shower / Bathtub combo with diverter valve | 2.5 | 1.4156 | 2.5 | 1.5 |  | Primary | Daily / Almost Daily | N/A | Bag | 0.8492 |  | 1.274 |  | OR | Single Family | Shower | 1817 | 3405.58 | Single Family | TRUE | TRUE | TRUE | TRUE | TRUE | 8513.95 | 4338.7089 | Single Family_TRUE | Single Family_TRUE | Single Family_TRUE | Single Family_TRUE | Single Family_TRUE | 2.5gpm | 2.5gpmSingle Family_TRUE | 2.5gpmSingle Family_TRUE
Water_00008830 | SITE_01302 | Room_00018140 | Kitchen_1 | Kitchen | Kitchen Faucet | 1.0611 | 1.0611 |  | 1.2 |  | N/A | N/A | N/A | Bag | 0.796 |  | 0.955 |  | OR | Single Family | Kitchen Faucet | 1817 | 3405.58 | Single Family | FALSE | FALSE |  |  |  | 3613.6988 | 3252.3289 | Single Family_FALSE | Single Family_FALSE | Single Family_ | Single Family_ | Single Family_ | unknown | unknownSingle Family_ | unknownSingle Family_FALSE
Water_00008831 | SITE_01862 | Room_00022623 | Bathroom_6 | Bathroom | Bathroom Faucet | 2 | 1.3267 | 2 | 1.5 |  | N/A | N/A | N/A | Bag | 0.796 |  | 1.194 |  | OR | Manufactured | Bathroom Faucet | 2370 | 1745.15 | Manufactured | FALSE | FALSE |  |  |  | 3490.3 | 2083.7091 | Manufactured_FALSE | Manufactured_FALSE | Manufactured_ | Manufactured_ | Manufactured_ | unknown | unknownManufactured_ | unknownManufactured_FALSE
Water_00008832 | SITE_01862 | Room_00022623 | Bathroom_6 | Bathroom | Shower / Bathtub combo with diverter valve | 2.5 | 1.4156 | 2.5 | 1.5 |  | Primary | Daily / Almost Daily | N/A | Bag | 0.8492 |  | 1.274 |  | OR | Manufactured | Shower | 2370 | 1745.15 | Manufactured | TRUE | TRUE | TRUE | TRUE | TRUE | 4362.875 | 2223.3211 | Manufactured_TRUE | Manufactured_TRUE | Manufactured_TRUE | Manufactured_TRUE | Manufactured_TRUE | 2.5gpm | 2.5gpmManufactured_TRUE | 2.5gpmManufactured_TRUE
Water_00008833 | SITE_01865 | Room_00022655 | Bathroom_6 | Bathroom | Bathroom Faucet | 1.15 | 1.15 |  | 1.3 |  | N/A | N/A | N/A | Bag | 0.796 |  | 1.035 |  | OR | Manufactured | Bathroom Faucet | 2373 | 1745.15 | Manufactured | FALSE | FALSE |  |  |  | 2006.9225 | 1806.2302 | Manufactured_FALSE | Manufactured_FALSE | Manufactured_ | Manufactured_ | Manufactured_ | unknown | unknownManufactured_ | unknownManufactured_FALSE
Water_00008834 | SITE_01865 | Room_00022655 | Bathroom_6 | Bathroom | Shower / Bathtub combo with diverter valve | 2.5 | 2.0756 | 2.5 | 2.2 |  | All used about the same | Daily / Almost Daily | N/A | Bag | 0.8492 |  | 1.868 |  | OR | Manufactured | Shower | 2373 | 1745.15 | Manufactured | TRUE | TRUE | TRUE | TRUE | TRUE | 4362.875 | 3259.9402 | Manufactured_TRUE | Manufactured_TRUE | Manufactured_TRUE | Manufactured_TRUE | Manufactured_TRUE | 2.5gpm | 2.5gpmManufactured_TRUE | 2.5gpmManufactured_TRUE
Water_00008835 | SITE_01263 | Room_00017768 | Kitchen_2 | Kitchen | Kitchen Faucet | 1.5 | 1.0611 | 1.5 | 1.2 |  | N/A | N/A | N/A | Bag | 0.796 |  | 0.955 |  | OR | Multifamily Residence | Kitchen Faucet | 1778 | 751.56 | Multifamily Residence | FALSE | FALSE |  |  |  | 1127.34 | 717.7398 | Multifamily Residence_FALSE | Multifamily Residence_FALSE | Multifamily Residence_ | Multifamily Residence_ | Multifamily Residence_ | unknown | unknownMultifamily Residence_ | unknownMultifamily Residence_FALSE
Water_00008836 | SITE_01279 | Room_00017919 | Kitchen_1 | Kitchen | Bathroom Faucet | 2.2 | 1.4156 | 2.2 | 1.6 |  | N/A | N/A | N/A | Bag | 0.796 |  | 1.274 |  | OR | Multifamily Residence | Bathroom Faucet | 1794 | 751.56 | Multifamily Residence | FALSE | FALSE |  |  |  | 1653.432 | 957.4874 | Multifamily Residence_FALSE | Multifamily Residence_FALSE | Multifamily Residence_ | Multifamily Residence_ | Multifamily Residence_ | unknown | unknownMultifamily Residence_ | unknownMultifamily Residence_FALSE
Water_00008837 | SITE_01279 | Room_00017923 | Bathroom_1 | Bathroom | Bathroom Faucet | 1.5 | 1.0611 | 1.5 | 1.2 |  | N/A | N/A | N/A | Bag | 0.796 |  | 0.955 |  | OR | Multifamily Residence | Bathroom Faucet | 1794 | 751.56 | Multifamily Residence | FALSE | FALSE |  |  |  | 1127.34 | 717.7398 | Multifamily Residence_FALSE | Multifamily Residence_FALSE | Multifamily Residence_ | Multifamily Residence_ | Multifamily Residence_ | unknown | unknownMultifamily Residence_ | unknownMultifamily Residence_FALSE
Water_00008838 | SITE_01279 | Room_00017923 | Bathroom_1 | Bathroom | Shower / Bathtub combo with diverter valve | 2.5 | 1.4156 | 2.5 | 1.5 |  | Primary | Daily / Almost Daily | N/A | Bag | 0.8492 |  | 1.274 |  | OR | Multifamily Residence | Shower | 1794 | 751.56 | Multifamily Residence | TRUE | TRUE | TRUE | TRUE | TRUE | 1878.9 | 957.4874 | Multifamily Residence_TRUE | Multifamily Residence_TRUE | Multifamily Residence_TRUE | Multifamily Residence_TRUE | Multifamily Residence_TRUE | 2.5gpm | 2.5gpmMultifamily Residence_TRUE | 2.5gpmMultifamily Residence_TRUE
Water_00008839 | SITE_01262 | Room_00017754 | Kitchen_1 | Kitchen | Bathroom Faucet | 2.2 | 2.3878 | 2.2 | 2.7 |  | N/A | N/A | N/A | Bag | 0.796 |  | 2.149 |  | OR | Multifamily Residence | Bathroom Faucet | 1777 | 751.56 | Multifamily Residence | FALSE | FALSE |  |  |  | 1653.432 | 1615.1024 | Multifamily Residence_FALSE | Multifamily Residence_FALSE | Multifamily Residence_ | Multifamily Residence_ | Multifamily Residence_ | unknown | unknownMultifamily Residence_ | unknownMultifamily Residence_FALSE
Water_00008840 | SITE_01262 | Room_00017758 | Bathroom_2 | Bathroom | Bathroom Faucet | 2.9189 | 2.9189 |  | 3.3 |  | N/A | N/A | N/A | Bag | 0.796 |  | 2.627 |  | OR | Multifamily Residence | Bathroom Faucet | 1777 | 751.56 | Multifamily Residence | FALSE | FALSE |  |  |  | 2193.7201 | 1974.3481 | Multifamily Residence_FALSE | Multifamily Residence_FALSE | Multifamily Residence_ | Multifamily Residence_ | Multifamily Residence_ | unknown | unknownMultifamily Residence_ | unknownMultifamily Residence_FALSE
Water_00008841 | SITE_01262 | Room_00017758 | Bathroom_2 | Bathroom | Shower / Bathtub combo with diverter valve | 1.5 | 1.4156 | 1.5 | 1.5 |  | Primary | Daily / Almost Daily | N/A | Bag | 0.8492 |  | 1.274 |  | OR | Multifamily Residence | Shower | 1777 | 751.56 | Multifamily Residence | TRUE | TRUE | TRUE | TRUE | TRUE | 1127.34 | 957.4874 | Multifamily Residence_TRUE | Multifamily Residence_TRUE | Multifamily Residence_TRUE | Multifamily Residence_TRUE | Multifamily Residence_TRUE | 1.5gpm | 1.5gpmMultifamily Residence_TRUE | 1.5gpmMultifamily Residence_TRUE
Water_00008842 | SITE_01868 | Room_00022692 | Kitchen_1 | Kitchen | Kitchen Faucet | 1.5 | 1.15 | 1.5 | 1.3 |  | N/A | N/A | N/A | Bag | 0.796 |  | 1.035 |  | OR | Manufactured | Kitchen Faucet | 2376 | 1745.15 | Manufactured | FALSE | FALSE |  |  |  | 2617.725 | 1806.2302 | Manufactured_FALSE | Manufactured_FALSE | Manufactured_ | Manufactured_ | Manufactured_ | unknown | unknownManufactured_ | unknownManufactured_FALSE
Water_00008843 | SITE_01868 | Room_00022695 | Bathroom_1 | Bathroom | Bathroom Faucet | 1 | 1.0611 | 1 | 1.2 |  | N/A | N/A | N/A | Bag | 0.796 |  | 0.955 |  | OR | Manufactured | Bathroom Faucet | 2376 | 1745.15 | Manufactured | FALSE | FALSE |  |  |  | 1745.15 | 1666.6182 | Manufactured_FALSE | Manufactured_FALSE | Manufactured_ | Manufactured_ | Manufactured_ | unknown | unknownManufactured_ | unknownManufactured_FALSE
Water_00008844 | SITE_01868 | Room_00022695 | Bathroom_1 | Bathroom | Shower / Bathtub combo with diverter valve | 2 | 2.3589 | 2 | 2.5 |  | Primary | Daily / Almost Daily | N/A | Bag | 0.8492 |  | 2.123 |  | OR | Manufactured | Shower | 2376 | 1745.15 | Manufactured | TRUE | TRUE | TRUE | TRUE | TRUE | 3490.3 | 3704.9535 | Manufactured_TRUE | Manufactured_TRUE | Manufactured_TRUE | Manufactured_TRUE | Manufactured_TRUE | 2.0gpm | 2.0gpmManufactured_TRUE | 2.0gpmManufactured_TRUE
Water_00008845 | SITE_01868 | Room_00022696 | Bedroom_2 | Bedroom | Bathroom Faucet | 1 | 1.0611 | 1 | 1.2 |  | N/A | N/A | N/A | Bag | 0.796 |  | 0.955 |  | OR | Manufactured | Bathroom Faucet | 2376 | 1745.15 | Manufactured | FALSE | FALSE |  |  |  | 1745.15 | 1666.6182 | Manufactured_FALSE | Manufactured_FALSE | Manufactured_ | Manufactured_ | Manufactured_ | unknown | unknownManufactured_ | unknownManufactured_FALSE
Water_00008846 | SITE_01868 | Room_00022696 | Bedroom_2 | Bedroom | Shower | 1.75 | 1.6989 | 1.75 | 1.8 |  | Secondary | Daily / Almost Daily | N/A | Bag | 0.8492 |  | 1.529 |  | OR | Manufactured | Shower | 2376 | 1745.15 | Manufactured | TRUE | FALSE | TRUE | TRUE | TRUE | 3054.0125 | 2668.3344 | Manufactured_TRUE | Manufactured_FALSE | Manufactured_TRUE | Manufactured_TRUE | Manufactured_TRUE | 1.8gpm | 1.8gpmManufactured_TRUE | 1.8gpmManufactured_TRUE
Water_00008847 | SITE_01300 | Room_00018107 | Bathroom_6 | Bathroom | Bathroom Faucet | unknown |  |  | 3.5 |  | N/A | N/A | Restrictor removed | Unknown |  | N/A |  | N/A | OR | Single Family | Bathroom Faucet | 1815 | 3405.58 | Single Family | FALSE | FALSE |  |  |  | 0 | 0 | Single Family_FALSE | Single Family_FALSE | Single Family_ | Single Family_ | Single Family_ | unknown | unknownSingle Family_ | unknownSingle Family_FALSE
Water_00008848 | SITE_01300 | Room_00018107 | Bathroom_6 | Bathroom | Shower | 2.5 |  | 2.5 | 2.5 |  | Primary | Daily / Almost Daily | N/A | Unknown |  | N/A |  | N/A | OR | Single Family | Shower | 1815 | 3405.58 | Single Family | TRUE | FALSE | TRUE | FALSE | FALSE | 8513.95 | 0 | Single Family_TRUE | Single Family_FALSE | Single Family_TRUE | Single Family_FALSE | Single Family_FALSE | unknown | unknownSingle Family_FALSE | unknownSingle Family_TRUE
Water_00008849 | SITE_01241 | Room_00017602 | Bathroom_1 | Bathroom | Shower / Bathtub combo with diverter valve | unknown |  |  | 2.5 |  | Primary | Daily / Almost Daily | N/A | Unknown |  | N/A |  | N/A | OR | Multifamily Residence | Shower | 1756 | 751.56 | Multifamily Residence | TRUE | TRUE | FALSE | FALSE | FALSE | 0 | 0 | Multifamily Residence_TRUE | Multifamily Residence_TRUE | Multifamily Residence_FALSE | Multifamily Residence_FALSE | Multifamily Residence_FALSE | unknown | unknownMultifamily Residence_FALSE | unknownMultifamily Residence_TRUE
Water_00008850 | SITE_01241 | Room_00017602 | Bathroom_1 | Bathroom | Bathroom Faucet | unknown |  |  | 1.5 |  | N/A | N/A | N/A | Unknown |  | N/A |  | N/A | OR | Multifamily Residence | Bathroom Faucet | 1756 | 751.56 | Multifamily Residence | FALSE | FALSE |  |  |  | 0 | 0 | Multifamily Residence_FALSE | Multifamily Residence_FALSE | Multifamily Residence_ | Multifamily Residence_ | Multifamily Residence_ | unknown | unknownMultifamily Residence_ | unknownMultifamily Residence_FALSE
Water_00008851 | SITE_01241 | Room_00017606 | Kitchen_1 | Kitchen | Kitchen Faucet | 1.5 | 1.7689 | 1.5 | 2 |  | N/A | N/A | N/A | Bag | 0.796 |  | 1.592 |  | OR | Multifamily Residence | Kitchen Faucet | 1756 | 751.56 | Multifamily Residence | FALSE | FALSE |  |  |  | 1127.34 | 1196.4835 | Multifamily Residence_FALSE | Multifamily Residence_FALSE | Multifamily Residence_ | Multifamily Residence_ | Multifamily Residence_ | unknown | unknownMultifamily Residence_ | unknownMultifamily Residence_FALSE
Water_00008852 | SITE_01337 | Room_00018603 | Bathroom_6 | Bathroom | Bathroom Faucet | unknown |  |  | 2 |  | N/A | N/A | N/A | Unknown |  | N/A |  | N/A | OR | Single Family | Bathroom Faucet | 1852 | 3405.58 | Single Family | FALSE | FALSE |  |  |  | 0 | 0 | Single Family_FALSE | Single Family_FALSE | Single Family_ | Single Family_ | Single Family_ | unknown | unknownSingle Family_ | unknownSingle Family_FALSE
Water_00008853 | SITE_01342 | Room_00018670 | Kitchen_1 | Kitchen | Kitchen Faucet | 2.2111 | 2.2111 |  | 2.5 |  | N/A | N/A | N/A | Bag | 0.796 |  | 1.99 |  | OR | Manufactured | Kitchen Faucet | 1857 | 894.83 | Manufactured | FALSE | FALSE |  |  |  | 1978.5686 | 1780.7117 | Manufactured_FALSE | Manufactured_FALSE | Manufactured_ | Manufactured_ | Manufactured_ | unknown | unknownManufactured_ | unknownManufactured_FALSE
Water_00008854 | SITE_01342 | Room_00018674 | Bathroom_1 | Bathroom | Bathroom Faucet | unknown |  |  | 5 |  | N/A | N/A | N/A | Unknown |  | N/A |  | N/A | OR | Manufactured | Bathroom Faucet | 1857 | 894.83 | Manufactured | FALSE | FALSE |  |  |  | 0 | 0 | Manufactured_FALSE | Manufactured_FALSE | Manufactured_ | Manufactured_ | Manufactured_ | unknown | unknownManufactured_ | unknownManufactured_FALSE
Water_00008855 | SITE_01342 | Room_00018674 | Bathroom_1 | Bathroom | Shower / Bathtub combo with diverter valve | 2 |  | 2 | 3 |  | Secondary | A few times per year | N/A | Unknown |  | N/A |  | N/A | OR | Manufactured | Shower | 1857 | 894.83 | Manufactured | TRUE | TRUE | TRUE | FALSE | FALSE | 1789.66 | 0 | Manufactured_TRUE | Manufactured_TRUE | Manufactured_TRUE | Manufactured_FALSE | Manufactured_FALSE | unknown | unknownManufactured_FALSE | unknownManufactured_TRUE
Water_00008856 | SITE_01342 | Room_00018679 | Bathroom_2 | Bathroom | Bathroom Faucet | unknown |  |  | 2.5 |  | N/A | N/A | N/A | Unknown |  | N/A |  | N/A | OR | Manufactured | Bathroom Faucet | 1857 | 894.83 | Manufactured | FALSE | FALSE |  |  |  | 0 | 0 | Manufactured_FALSE | Manufactured_FALSE | Manufactured_ | Manufactured_ | Manufactured_ | unknown | unknownManufactured_ | unknownManufactured_FALSE
Water_00008857 | SITE_01342 | Room_00018679 | Bathroom_2 | Bathroom | Shower / Bathtub combo with diverter valve | unknown |  |  | 2.5 |  | Primary | Daily / Almost Daily | N/A | Unknown |  | N/A |  | N/A | OR | Manufactured | Shower | 1857 | 894.83 | Manufactured | TRUE | TRUE | FALSE | FALSE | FALSE | 0 | 0 | Manufactured_TRUE | Manufactured_TRUE | Manufactured_FALSE | Manufactured_FALSE | Manufactured_FALSE | unknown | unknownManufactured_FALSE | unknownManufactured_TRUE
Water_00008858 | SITE_01360 | Room_00018901 | Kitchen_2 | Kitchen | Kitchen Faucet | 2.2111 | 2.2111 |  | 2.5 |  | N/A | N/A | N/A | Bag | 0.796 |  | 1.99 |  | OR | Single Family | Kitchen Faucet | 1875 | 3405.58 | Single Family | FALSE | FALSE |  |  |  | 7530.1158 | 6777.1042 | Single Family_FALSE | Single Family_FALSE | Single Family_ | Single Family_ | Single Family_ | unknown | unknownSingle Family_ | unknownSingle Family_FALSE
Water_00008859 | SITE_01287 | Room_00017982 | Kitchen_1 | Kitchen | Kitchen Faucet | 1.5 | 1.7689 | 1.5 | 2 |  | N/A | N/A | N/A | Bag | 0.796 |  | 1.592 |  | OR | Multifamily Residence | Kitchen Faucet | 1802 | 751.56 | Multifamily Residence | FALSE | FALSE |  |  |  | 1127.34 | 1196.4835 | Multifamily Residence_FALSE | Multifamily Residence_FALSE | Multifamily Residence_ | Multifamily Residence_ | Multifamily Residence_ | unknown | unknownMultifamily Residence_ | unknownMultifamily Residence_FALSE
Water_00008860 | SITE_01287 | Room_00017983 | Bathroom_1 | Bathroom | Shower / Bathtub combo with diverter valve | 2 |  | 2 | 3 |  | Primary | Daily / Almost Daily | N/A | Unknown |  | N/A |  | N/A | OR | Multifamily Residence | Shower | 1802 | 751.56 | Multifamily Residence | TRUE | TRUE | TRUE | FALSE | FALSE | 1503.12 | 0 | Multifamily Residence_TRUE | Multifamily Residence_TRUE | Multifamily Residence_TRUE | Multifamily Residence_FALSE | Multifamily Residence_FALSE | unknown | unknownMultifamily Residence_FALSE | unknownMultifamily Residence_TRUE
Water_00008861 | SITE_01287 | Room_00017983 | Bathroom_1 | Bathroom | Bathroom Faucet | 2 |  | 2 | 2.5 |  | N/A | N/A | N/A | Unknown |  | N/A |  | N/A | OR | Multifamily Residence | Bathroom Faucet | 1802 | 751.56 | Multifamily Residence | FALSE | FALSE |  |  |  | 1503.12 | 0 | Multifamily Residence_FALSE | Multifamily Residence_FALSE | Multifamily Residence_ | Multifamily Residence_ | Multifamily Residence_ | unknown | unknownMultifamily Residence_ | unknownMultifamily Residence_FALSE
Water_00008862 | SITE_01283 | Room_00017950 | Bathroom_6 | Bathroom | Shower | unknown |  |  | 3 |  | Primary | A few times per week | N/A | Unknown |  | N/A |  | N/A | OR | Multifamily Residence | Shower | 1798 | 751.56 | Multifamily Residence | TRUE | FALSE | FALSE | FALSE | FALSE | 0 | 0 | Multifamily Residence_TRUE | Multifamily Residence_FALSE | Multifamily Residence_FALSE | Multifamily Residence_FALSE | Multifamily Residence_FALSE | unknown | unknownMultifamily Residence_FALSE | unknownMultifamily Residence_TRUE
Water_00008863 | SITE_01283 | Room_00017950 | Bathroom_6 | Bathroom | Bathroom Faucet | 2 |  | 2 | 3 |  | N/A | N/A | N/A | Unknown |  | N/A |  | N/A | OR | Multifamily Residence | Bathroom Faucet | 1798 | 751.56 | Multifamily Residence | FALSE | FALSE |  |  |  | 1503.12 | 0 | Multifamily Residence_FALSE | Multifamily Residence_FALSE | Multifamily Residence_ | Multifamily Residence_ | Multifamily Residence_ | unknown | unknownMultifamily Residence_ | unknownMultifamily Residence_FALSE
Water_00008864 | SITE_01259 | Room_00017728 | Kitchen_1 | Kitchen | Kitchen Faucet | 2 | 2.2111 | 2 | 2.5 |  | N/A | N/A | N/A | Bag | 0.796 |  | 1.99 |  | OR | Single Family | Kitchen Faucet | 1774 | 3405.58 | Single Family | FALSE | FALSE |  |  |  | 6811.16 | 6777.1042 | Single Family_FALSE | Single Family_FALSE | Single Family_ | Single Family_ | Single Family_ | unknown | unknownSingle Family_ | unknownSingle Family_FALSE
Water_00008865 | SITE_01259 | Room_00017729 | Bathroom_1 | Bathroom | Bathroom Faucet | 2 |  | 2 | 2 |  | N/A | N/A | N/A | Unknown |  | N/A |  | N/A | OR | Single Family | Bathroom Faucet | 1774 | 3405.58 | Single Family | FALSE | FALSE |  |  |  | 6811.16 | 0 | Single Family_FALSE | Single Family_FALSE | Single Family_ | Single Family_ | Single Family_ | unknown | unknownSingle Family_ | unknownSingle Family_FALSE
Water_00008866 | SITE_01259 | Room_00017729 | Bathroom_1 | Bathroom | Shower / Bathtub combo with diverter valve | unknown |  |  | 2.5 |  | Primary | Daily / Almost Daily | N/A | Unknown |  | N/A |  | N/A | OR | Single Family | Shower | 1774 | 3405.58 | Single Family | TRUE | TRUE | FALSE | FALSE | FALSE | 0 | 0 | Single Family_TRUE | Single Family_TRUE | Single Family_FALSE | Single Family_FALSE | Single Family_FALSE | unknown | unknownSingle Family_FALSE | unknownSingle Family_TRUE
Water_00008867 | SITE_01253 | Room_00017682 | Bathroom_6 | Bathroom | Bathroom Faucet | unknown |  |  | 2 |  | N/A | N/A | N/A | Unknown |  | N/A |  | N/A | OR | Multifamily Residence | Bathroom Faucet | 1768 | 751.56 | Multifamily Residence | FALSE | FALSE |  |  |  | 0 | 0 | Multifamily Residence_FALSE | Multifamily Residence_FALSE | Multifamily Residence_ | Multifamily Residence_ | Multifamily Residence_ | unknown | unknownMultifamily Residence_ | unknownMultifamily Residence_FALSE
Water_00008868 | SITE_01253 | Room_00017682 | Bathroom_6 | Bathroom | Shower / Bathtub combo with diverter valve | unknown |  |  |  | Unknown | Primary | Daily / Almost Daily | Inaccessible. | Unknown |  | N/A |  | N/A | OR | Multifamily Residence | Shower | 1768 | 751.56 | Multifamily Residence | TRUE | TRUE | FALSE | FALSE | FALSE | 0 | 0 | Multifamily Residence_TRUE | Multifamily Residence_TRUE | Multifamily Residence_FALSE | Multifamily Residence_FALSE | Multifamily Residence_FALSE | unknown | unknownMultifamily Residence_FALSE | unknownMultifamily Residence_TRUE
Water_00008869 | SITE_01256 | Room_00017702 | Kitchen_1 | Kitchen | Kitchen Faucet | 3.5378 | 3.5378 |  | 4 |  | N/A | N/A | N/A | Bag | 0.796 |  | 3.184 |  | OR | Multifamily Residence | Kitchen Faucet | 1771 | 751.56 | Multifamily Residence | FALSE | FALSE |  |  |  | 2658.8523 | 2392.967 | Multifamily Residence_FALSE | Multifamily Residence_FALSE | Multifamily Residence_ | Multifamily Residence_ | Multifamily Residence_ | unknown | unknownMultifamily Residence_ | unknownMultifamily Residence_FALSE
Water_00008870 | SITE_01256 | Room_00017703 | Bathroom_1 | Bathroom | Shower | 2.5 |  | 2.5 | 2.5 |  | Primary | Daily / Almost Daily | N/A | Unknown |  | N/A |  | N/A | OR | Multifamily Residence | Shower | 1771 | 751.56 | Multifamily Residence | TRUE | FALSE | TRUE | FALSE | FALSE | 1878.9 | 0 | Multifamily Residence_TRUE | Multifamily Residence_FALSE | Multifamily Residence_TRUE | Multifamily Residence_FALSE | Multifamily Residence_FALSE | unknown | unknownMultifamily Residence_FALSE | unknownMultifamily Residence_TRUE
Water_00008871 | SITE_01256 | Room_00017703 | Bathroom_1 | Bathroom | Bathroom Faucet | 2.2 |  | 2.2 | 2.5 |  | N/A | N/A | N/A | Unknown |  | N/A |  | N/A | OR | Multifamily Residence | Bathroom Faucet | 1771 | 751.56 | Multifamily Residence | FALSE | FALSE |  |  |  | 1653.432 | 0 | Multifamily Residence_FALSE | Multifamily Residence_FALSE | Multifamily Residence_ | Multifamily Residence_ | Multifamily Residence_ | unknown | unknownMultifamily Residence_ | unknownMultifamily Residence_FALSE
Water_00008872 | SITE_01305 | Room_00018167 | Bathroom_6 | Bathroom | Bathroom Faucet | 2 |  | 2 | 1.5 |  | N/A | N/A | N/A | Unknown |  | N/A |  | N/A | OR | Single Family | Bathroom Faucet | 1820 | 3405.58 | Single Family | FALSE | FALSE |  |  |  | 6811.16 | 0 | Single Family_FALSE | Single Family_FALSE | Single Family_ | Single Family_ | Single Family_ | unknown | unknownSingle Family_ | unknownSingle Family_FALSE
Water_00008873 | SITE_01305 | Room_00018167 | Bathroom_6 | Bathroom | Shower / Bathtub combo with diverter valve | 2.5 |  | 2.5 | 3.5 |  | Primary | Daily / Almost Daily | N/A | Unknown |  | N/A |  | N/A | OR | Single Family | Shower | 1820 | 3405.58 | Single Family | TRUE | TRUE | TRUE | FALSE | FALSE | 8513.95 | 0 | Single Family_TRUE | Single Family_TRUE | Single Family_TRUE | Single Family_FALSE | Single Family_FALSE | unknown | unknownSingle Family_FALSE | unknownSingle Family_TRUE
Water_00008874 | SITE_00608 | Room_00011833 | Kitchen_1 | Kitchen | Kitchen Faucet | 1.8 | 1.7689 | 1.8 | 2 |  | N/A | N/A | N/A | Bag | 0.796 |  | 1.592 |  | OR | Single Family | Kitchen Faucet | 1127 | 1362.08 | Single Family | FALSE | FALSE |  |  |  | 2451.744 | 2168.4314 | Single Family_FALSE | Single Family_FALSE | Single Family_ | Single Family_ | Single Family_ | unknown | unknownSingle Family_ | unknownSingle Family_FALSE
Water_00008875 | SITE_00608 | Room_00011836 | Bathroom_1 | Bathroom | Bathroom Faucet | 1.8578 | 1.8578 |  | 2.1 |  | N/A | N/A | N/A | Bag | 0.796 |  | 1.672 |  | OR | Single Family | Bathroom Faucet | 1127 | 1362.08 | Single Family | FALSE | FALSE |  |  |  | 2530.442 | 2277.3978 | Single Family_FALSE | Single Family_FALSE | Single Family_ | Single Family_ | Single Family_ | unknown | unknownSingle Family_ | unknownSingle Family_FALSE
Water_00008876 | SITE_00608 | Room_00011836 | Bathroom_1 | Bathroom | Bathroom Faucet | 1.9456 | 1.9456 |  | 2.2 |  | N/A | N/A | N/A | Bag | 0.796 |  | 1.751 |  | OR | Single Family | Bathroom Faucet | 1127 | 1362.08 | Single Family | FALSE | FALSE |  |  |  | 2650.0023 | 2385.0021 | Single Family_FALSE | Single Family_FALSE | Single Family_ | Single Family_ | Single Family_ | unknown | unknownSingle Family_ | unknownSingle Family_FALSE
Water_00008877 | SITE_00608 | Room_00011836 | Bathroom_1 | Bathroom | Shower | 2 | 1.6989 | 2 | 1.8 |  | Primary | Daily / Almost Daily | N/A | Bag | 0.8492 |  | 1.529 |  | OR | Single Family | Shower | 1127 | 1362.08 | Single Family | TRUE | FALSE | TRUE | TRUE | TRUE | 2724.16 | 2082.6203 | Single Family_TRUE | Single Family_FALSE | Single Family_TRUE | Single Family_TRUE | Single Family_TRUE | 2.0gpm | 2.0gpmSingle Family_TRUE | 2.0gpmSingle Family_TRUE
Water_00008878 | SITE_00608 | Room_00011836 | Bathroom_1 | Bathroom | Bathtub | unknown |  |  |  | N/A | N/A | N/A | N/A | Unknown |  | N/A |  | N/A | OR | Single Family | Bathtub | 1127 | 1362.08 | Single Family | FALSE | FALSE |  |  |  | 0 | 0 | Single Family_FALSE | Single Family_FALSE | Single Family_ | Single Family_ | Single Family_ | unknown | unknownSingle Family_ | unknownSingle Family_FALSE
Water_00008879 | SITE_00608 | Room_00011840 | Bathroom_2 | Bathroom | Bathroom Faucet | 1.9456 | 1.9456 |  | 2.2 |  | N/A | N/A | N/A | Bag | 0.796 |  | 1.751 |  | OR | Single Family | Bathroom Faucet | 1127 | 1362.08 | Single Family | FALSE | FALSE |  |  |  | 2650.0023 | 2385.0021 | Single Family_FALSE | Single Family_FALSE | Single Family_ | Single Family_ | Single Family_ | unknown | unknownSingle Family_ | unknownSingle Family_FALSE
Water_00008880 | SITE_00608 | Room_00011840 | Bathroom_2 | Bathroom | Shower | 2 | 1.6989 | 2 | 1.8 |  | Secondary | A few times per year | N/A | Bag | 0.8492 |  | 1.529 |  | OR | Single Family | Shower | 1127 | 1362.08 | Single Family | TRUE | FALSE | TRUE | TRUE | TRUE | 2724.16 | 2082.6203 | Single Family_TRUE | Single Family_FALSE | Single Family_TRUE | Single Family_TRUE | Single Family_TRUE | 2.0gpm | 2.0gpmSingle Family_TRUE | 2.0gpmSingle Family_TRUE
Water_00008881 | SITE_00608 | Room_00011841 | Bathroom_3 | Bathroom | Bathroom Faucet | 1.9456 | 1.9456 |  | 2.2 |  | N/A | N/A | N/A | Bag | 0.796 |  | 1.751 |  | OR | Single Family | Bathroom Faucet | 1127 | 1362.08 | Single Family | FALSE | FALSE |  |  |  | 2650.0023 | 2385.0021 | Single Family_FALSE | Single Family_FALSE | Single Family_ | Single Family_ | Single Family_ | unknown | unknownSingle Family_ | unknownSingle Family_FALSE
Water_00008882 | SITE_00608 | Room_00011841 | Bathroom_3 | Bathroom | Shower | 2 | 1.6989 | 2 | 1.8 |  | Secondary | A few times per year | N/A | Bag | 0.8492 |  | 1.529 |  | OR | Single Family | Shower | 1127 | 1362.08 | Single Family | TRUE | FALSE | TRUE | TRUE | TRUE | 2724.16 | 2082.6203 | Single Family_TRUE | Single Family_FALSE | Single Family_TRUE | Single Family_TRUE | Single Family_TRUE | 2.0gpm | 2.0gpmSingle Family_TRUE | 2.0gpmSingle Family_TRUE
Water_00008883 | SITE_00606 | Room_00011817 | Bathroom_1 | Bathroom | Bathroom Faucet | 2.2 | 1.7689 | 2.2 | 2 |  | N/A | N/A | N/A | Bag | 0.796 |  | 1.592 |  | OR | Single Family | Bathroom Faucet | 1125 | 1362.08 | Single Family | FALSE | FALSE |  |  |  | 2996.576 | 2168.4314 | Single Family_FALSE | Single Family_FALSE | Single Family_ | Single Family_ | Single Family_ | unknown | unknownSingle Family_ | unknownSingle Family_FALSE
Water_00008884 | SITE_00606 | Room_00011817 | Bathroom_1 | Bathroom | Shower / Bathtub combo with diverter valve | 2.5 | 1.4156 | 2.5 | 1.5 |  | Secondary | A few times per year | N/A | Bag | 0.8492 |  | 1.274 |  | OR | Single Family | Shower | 1125 | 1362.08 | Single Family | TRUE | TRUE | TRUE | TRUE | TRUE | 3405.2 | 1735.2899 | Single Family_TRUE | Single Family_TRUE | Single Family_TRUE | Single Family_TRUE | Single Family_TRUE | 2.5gpm | 2.5gpmSingle Family_TRUE | 2.5gpmSingle Family_TRUE
Water_00008885 | SITE_00606 | Room_00011820 | Bathroom_2 | Bathroom | Bathroom Faucet | 2.2 | 1.3267 | 2.2 | 1.5 |  | N/A | N/A | N/A | Bag | 0.796 |  | 1.194 |  | OR | Single Family | Bathroom Faucet | 1125 | 1362.08 | Single Family | FALSE | FALSE |  |  |  | 2996.576 | 1626.3235 | Single Family_FALSE | Single Family_FALSE | Single Family_ | Single Family_ | Single Family_ | unknown | unknownSingle Family_ | unknownSingle Family_FALSE
Water_00008886 | SITE_00606 | Room_00011820 | Bathroom_2 | Bathroom | Shower / Bathtub combo with diverter valve | 2.5 | 1.51 | 2.5 | 1.6 |  | Primary | Daily / Almost Daily | N/A | Bag | 0.8492 |  | 1.359 |  | OR | Single Family | Shower | 1125 | 1362.08 | Single Family | TRUE | TRUE | TRUE | TRUE | TRUE | 3405.2 | 1851.0667 | Single Family_TRUE | Single Family_TRUE | Single Family_TRUE | Single Family_TRUE | Single Family_TRUE | 2.5gpm | 2.5gpmSingle Family_TRUE | 2.5gpmSingle Family_TRUE
Water_00008887 | SITE_00515 | Room_00010596 | Bathroom_6 | Bathroom | Bathroom Faucet | 1.5 | 1.1056 | 1.5 | 1.25 |  | N/A | N/A | N/A | Bag | 0.796 |  | 0.995 |  | OR | Manufactured | Bathroom Faucet | 1035 | 1135.4 | Manufactured | FALSE | FALSE |  |  |  | 1703.1 | 1129.723 | Manufactured_FALSE | Manufactured_FALSE | Manufactured_ | Manufactured_ | Manufactured_ | unknown | unknownManufactured_ | unknownManufactured_FALSE
Water_00008888 | SITE_00515 | Room_00010596 | Bathroom_6 | Bathroom | Shower / Bathtub combo with diverter valve | 2.5 | 1.4156 | 2.5 | 1.5 |  | Secondary | A few times per year | N/A | Bag | 0.8492 |  | 1.274 |  | OR | Manufactured | Shower | 1035 | 1135.4 | Manufactured | TRUE | TRUE | TRUE | TRUE | TRUE | 2838.5 | 1446.4996 | Manufactured_TRUE | Manufactured_TRUE | Manufactured_TRUE | Manufactured_TRUE | Manufactured_TRUE | 2.5gpm | 2.5gpmManufactured_TRUE | 2.5gpmManufactured_TRUE
Water_00008889 | SITE_01293 | Room_00018024 | Kitchen_1 | Kitchen | Kitchen Faucet | 1.5 | 1.1056 | 1.5 | 1.25 |  | N/A | N/A | N/A | Bag | 0.796 |  | 0.995 |  | OR | Single Family | Kitchen Faucet | 1808 | 2348.97 | Single Family | FALSE | FALSE |  |  |  | 3523.455 | 2337.2251 | Single Family_FALSE | Single Family_FALSE | Single Family_ | Single Family_ | Single Family_ | unknown | unknownSingle Family_ | unknownSingle Family_FALSE
Water_00008890 | SITE_01293 | Room_00018030 | Bathroom_1 | Bathroom | Shower / Bathtub combo with diverter valve | unknown |  |  |  | Unknown | Secondary | Daily / Almost Daily | Couldn't measure, | Bag | 0.8492 |  |  | Unknown | OR | Single Family | Shower | 1808 | 2348.97 | Single Family | TRUE | TRUE | FALSE | FALSE | FALSE | 0 | 0 | Single Family_TRUE | Single Family_TRUE | Single Family_FALSE | Single Family_FALSE | Single Family_FALSE | unknown | unknownSingle Family_FALSE | unknownSingle Family_TRUE
Water_00008891 | SITE_01293 | Room_00018029 | Bedroom_2 | Bedroom | Bathroom Faucet | unknown |  |  |  | Unknown | N/A | N/A | N/A | Bag | 0.796 |  |  | Unknown | OR | Single Family | Bathroom Faucet | 1808 | 2348.97 | Single Family | FALSE | FALSE |  |  |  | 0 | 0 | Single Family_FALSE | Single Family_FALSE | Single Family_ | Single Family_ | Single Family_ | unknown | unknownSingle Family_ | unknownSingle Family_FALSE
Water_00008892 | SITE_01293 | Room_00018032 | Bathroom_2 | Bathroom | Bathroom Faucet | 2 | 1.3267 | 2 | 1.5 |  | N/A | N/A | N/A | Bag | 0.796 |  | 1.194 |  | OR | Single Family | Bathroom Faucet | 1808 | 2348.97 | Single Family | FALSE | FALSE |  |  |  | 4697.94 | 2804.6702 | Single Family_FALSE | Single Family_FALSE | Single Family_ | Single Family_ | Single Family_ | unknown | unknownSingle Family_ | unknownSingle Family_FALSE
Water_00008893 | SITE_01293 | Room_00018032 | Bathroom_2 | Bathroom | Shower / Bathtub combo with diverter valve | 1.4156 | 1.4156 |  | 1.5 |  | Primary | Daily / Almost Daily | N/A | Bag | 0.8492 |  | 1.274 |  | OR | Single Family | Shower | 1808 | 2348.97 | Single Family | TRUE | TRUE | TRUE | TRUE | TRUE | 3325.0975 | 2992.5878 | Single Family_TRUE | Single Family_TRUE | Single Family_TRUE | Single Family_TRUE | Single Family_TRUE | <1.5gpm | <1.5gpmSingle Family_TRUE | <1.5gpmSingle Family_TRUE
Water_00008894 | SITE_01293 | Room_00018035 | Bathroom_3 | Bathroom | Bathroom Faucet | 2.75 | 2.2111 | 2.75 | 2.5 |  | N/A | N/A | N/A | Bag | 0.796 |  | 1.99 |  | OR | Single Family | Bathroom Faucet | 1808 | 2348.97 | Single Family | FALSE | FALSE |  |  |  | 6459.6675 | 4674.4503 | Single Family_FALSE | Single Family_FALSE | Single Family_ | Single Family_ | Single Family_ | unknown | unknownSingle Family_ | unknownSingle Family_FALSE
Water_00008895 | SITE_01293 | Room_00018035 | Bathroom_3 | Bathroom | Shower / Bathtub combo with diverter valve | 4.2456 | 4.2456 |  | 4.5 |  | Never / rarely used | A few times per year | N/A | Bag | 0.8492 |  | 3.821 |  | OR | Single Family | Shower | 1808 | 2348.97 | Single Family | TRUE | TRUE | TRUE | TRUE | TRUE | 9972.6826 | 8975.4144 | Single Family_TRUE | Single Family_TRUE | Single Family_TRUE | Single Family_TRUE | Single Family_TRUE | gt2.5gpm | gt2.5gpmSingle Family_TRUE | gt2.5gpmSingle Family_TRUE
Water_00008896 | SITE_00605 | Room_00011805 | Bathroom_6 | Bathroom | Bathroom Faucet | 1 | 1.99 | 1 | 2.25 |  | N/A | N/A | N/A | Bag | 0.796 |  | 1.791 |  | OR | Single Family | Bathroom Faucet | 1124 | 1362.08 | Single Family | FALSE | FALSE |  |  |  | 1362.08 | 2439.4853 | Single Family_FALSE | Single Family_FALSE | Single Family_ | Single Family_ | Single Family_ | unknown | unknownSingle Family_ | unknownSingle Family_FALSE
Water_00008897 | SITE_00605 | Room_00011805 | Bathroom_6 | Bathroom | Shower / Bathtub combo with diverter valve | 1.4156 | 1.4156 |  | 1.5 |  | Primary | Daily / Almost Daily | N/A | Bag | 0.8492 |  | 1.274 |  | OR | Single Family | Shower | 1124 | 1362.08 | Single Family | TRUE | TRUE | TRUE | TRUE | TRUE | 1928.0999 | 1735.2899 | Single Family_TRUE | Single Family_TRUE | Single Family_TRUE | Single Family_TRUE | Single Family_TRUE | <1.5gpm | <1.5gpmSingle Family_TRUE | <1.5gpmSingle Family_TRUE
Water_00008898 | SITE_01294 | Room_00018039 | Kitchen_1 | Kitchen | Kitchen Faucet | 2.2 | 2.6533 | 2.2 | 3 |  | N/A | N/A | N/A | Bag | 0.796 |  | 2.388 |  | OR | Single Family | Kitchen Faucet | 1809 | 2348.97 | Single Family | FALSE | FALSE |  |  |  | 5167.734 | 5609.3404 | Single Family_FALSE | Single Family_FALSE | Single Family_ | Single Family_ | Single Family_ | unknown | unknownSingle Family_ | unknownSingle Family_FALSE
Water_00008899 | SITE_01294 | Room_00018044 | Bathroom_1 | Bathroom | Bathroom Faucet | 2.2111 | 2.2111 |  | 2.5 |  | N/A | N/A | N/A | Bag | 0.796 |  | 1.99 |  | OR | Single Family | Bathroom Faucet | 1809 | 2348.97 | Single Family | FALSE | FALSE |  |  |  | 5193.8337 | 4674.4503 | Single Family_FALSE | Single Family_FALSE | Single Family_ | Single Family_ | Single Family_ | unknown | unknownSingle Family_ | unknownSingle Family_FALSE
Water_00008900 | SITE_01294 | Room_00018044 | Bathroom_1 | Bathroom | Shower / Bathtub combo with diverter valve | 2 | 1.4156 | 2 | 1.5 |  | Secondary | A few times per month | N/A | Bag | 0.8492 |  | 1.274 |  | OR | Single Family | Shower | 1809 | 2348.97 | Single Family | TRUE | TRUE | TRUE | TRUE | TRUE | 4697.94 | 2992.5878 | Single Family_TRUE | Single Family_TRUE | Single Family_TRUE | Single Family_TRUE | Single Family_TRUE | 2.0gpm | 2.0gpmSingle Family_TRUE | 2.0gpmSingle Family_TRUE
Water_00008901 | SITE_01294 | Room_00018046 | Bathroom_2 | Bathroom | Bathroom Faucet | 2.2 | 1.3267 | 2.2 | 1.5 |  | N/A | N/A | N/A | Bag | 0.796 |  | 1.194 |  | OR | Single Family | Bathroom Faucet | 1809 | 2348.97 | Single Family | FALSE | FALSE |  |  |  | 5167.734 | 2804.6702 | Single Family_FALSE | Single Family_FALSE | Single Family_ | Single Family_ | Single Family_ | unknown | unknownSingle Family_ | unknownSingle Family_FALSE
Water_00008902 | SITE_01294 | Room_00018046 | Bathroom_2 | Bathroom | Shower / Bathtub combo with diverter valve | 2 | 1.4156 | 2 | 1.5 |  | Primary | Daily / Almost Daily | N/A | Bag | 0.8492 |  | 1.274 |  | OR | Single Family | Shower | 1809 | 2348.97 | Single Family | TRUE | TRUE | TRUE | TRUE | TRUE | 4697.94 | 2992.5878 | Single Family_TRUE | Single Family_TRUE | Single Family_TRUE | Single Family_TRUE | Single Family_TRUE | 2.0gpm | 2.0gpmSingle Family_TRUE | 2.0gpmSingle Family_TRUE
Water_00008903 | SITE_00519 | Room_00010648 | Kitchen_1 | Kitchen | Kitchen Faucet | 1.5 | 1.7689 | 1.5 | 2 |  | N/A | N/A | N/A | Bag | 0.796 |  | 1.592 |  | OR | Multifamily Residence | Kitchen Faucet | 1039 | 819.89 | Multifamily Residence | FALSE | FALSE |  |  |  | 1229.835 | 1305.2649 | Multifamily Residence_FALSE | Multifamily Residence_FALSE | Multifamily Residence_ | Multifamily Residence_ | Multifamily Residence_ | unknown | unknownMultifamily Residence_ | unknownMultifamily Residence_FALSE
Water_00008904 | SITE_00519 | Room_00010650 | Bathroom_1 | Bathroom | Bathroom Faucet | 1.5 | 1.5478 | 1.5 | 1.75 |  | N/A | N/A | N/A | Bag | 0.796 |  | 1.393 |  | OR | Multifamily Residence | Bathroom Faucet | 1039 | 819.89 | Multifamily Residence | FALSE | FALSE |  |  |  | 1229.835 | 1142.1068 | Multifamily Residence_FALSE | Multifamily Residence_FALSE | Multifamily Residence_ | Multifamily Residence_ | Multifamily Residence_ | unknown | unknownMultifamily Residence_ | unknownMultifamily Residence_FALSE
Water_00008905 | SITE_00519 | Room_00010650 | Bathroom_1 | Bathroom | Shower / Bathtub combo with diverter valve | 1.5 | 1.6511 | 1.5 | 1.75 |  | Primary | Daily / Almost Daily | N/A | Bag | 0.8492 |  | 1.486 |  | OR | Multifamily Residence | Shower | 1039 | 819.89 | Multifamily Residence | TRUE | TRUE | TRUE | TRUE | TRUE | 1229.835 | 1218.3565 | Multifamily Residence_TRUE | Multifamily Residence_TRUE | Multifamily Residence_TRUE | Multifamily Residence_TRUE | Multifamily Residence_TRUE | 1.5gpm | 1.5gpmMultifamily Residence_TRUE | 1.5gpmMultifamily Residence_TRUE
Water_00008906 | SITE_00542 | Room_00010921 | Bathroom_2 | Bathroom | Bathroom Faucet | 2 | 3.98 | 2 | 4.5 |  | N/A | N/A | N/A | Bag | 0.796 |  | 3.582 |  | OR | Single Family | Bathroom Faucet | 1062 | 2348.97 | Single Family | FALSE | FALSE |  |  |  | 4697.94 | 8414.0105 | Single Family_FALSE | Single Family_FALSE | Single Family_ | Single Family_ | Single Family_ | unknown | unknownSingle Family_ | unknownSingle Family_FALSE
Water_00008907 | SITE_00542 | Room_00010921 | Bathroom_2 | Bathroom | Shower / Bathtub combo with diverter valve | 2 | 2.5944 | 2 | 2.75 |  | Secondary | A few times per year | N/A | Bag | 0.8492 |  | 2.335 |  | OR | Single Family | Shower | 1062 | 2348.97 | Single Family | TRUE | TRUE | TRUE | TRUE | TRUE | 4697.94 | 5484.8449 | Single Family_TRUE | Single Family_TRUE | Single Family_TRUE | Single Family_TRUE | Single Family_TRUE | 2.0gpm | 2.0gpmSingle Family_TRUE | 2.0gpmSingle Family_TRUE
Water_00008908 | SITE_00542 | Room_00010923 | Kitchen_1 | Kitchen | Kitchen Faucet | 2.2111 | 2.2111 |  | 2.5 |  | N/A | N/A | N/A | Bag | 0.796 |  | 1.99 |  | OR | Single Family | Kitchen Faucet | 1062 | 2348.97 | Single Family | FALSE | FALSE |  |  |  | 5193.8337 | 4674.4503 | Single Family_FALSE | Single Family_FALSE | Single Family_ | Single Family_ | Single Family_ | unknown | unknownSingle Family_ | unknownSingle Family_FALSE
Water_00008909 | SITE_00542 | Room_00010927 | Bathroom_1 | Bathroom | Bathroom Faucet | 2 | 3.5378 | 2 | 4 |  | N/A | N/A | N/A | Bag | 0.796 |  | 3.184 |  | OR | Single Family | Bathroom Faucet | 1062 | 2348.97 | Single Family | FALSE | FALSE |  |  |  | 4697.94 | 7479.1205 | Single Family_FALSE | Single Family_FALSE | Single Family_ | Single Family_ | Single Family_ | unknown | unknownSingle Family_ | unknownSingle Family_FALSE
Water_00008910 | SITE_00542 | Room_00010927 | Bathroom_1 | Bathroom | Shower | 2.5 | 2.8311 | 2.5 | 3 |  | Primary | Daily / Almost Daily | N/A | Bag | 0.8492 |  | 2.548 |  | OR | Single Family | Shower | 1062 | 2348.97 | Single Family | TRUE | FALSE | TRUE | TRUE | TRUE | 5872.425 | 5985.1756 | Single Family_TRUE | Single Family_FALSE | Single Family_TRUE | Single Family_TRUE | Single Family_TRUE | 2.5gpm | 2.5gpmSingle Family_TRUE | 2.5gpmSingle Family_TRUE
Water_00008911 | SITE_00542 | Room_00010927 | Bathroom_1 | Bathroom | Bathtub | unknown |  |  |  | N/A | N/A | N/A | N/A | Unknown |  | N/A |  | N/A | OR | Single Family | Bathtub | 1062 | 2348.97 | Single Family | FALSE | FALSE |  |  |  | 0 | 0 | Single Family_FALSE | Single Family_FALSE | Single Family_ | Single Family_ | Single Family_ | unknown | unknownSingle Family_ | unknownSingle Family_FALSE
Water_00008912 | SITE_00470 | Room_00009978 | Bathroom_6 | Bathroom | Bathroom Faucet | 1.7689 | 1.7689 |  | 2 |  | N/A | N/A | N/A | Bag | 0.796 |  | 1.592 |  | OR | Multifamily Residence | Bathroom Faucet | 990 | 819.89 | Multifamily Residence | FALSE | FALSE |  |  |  | 1450.2943 | 1305.2649 | Multifamily Residence_FALSE | Multifamily Residence_FALSE | Multifamily Residence_ | Multifamily Residence_ | Multifamily Residence_ | unknown | unknownMultifamily Residence_ | unknownMultifamily Residence_FALSE
Water_00008913 | SITE_00470 | Room_00009978 | Bathroom_6 | Bathroom | Shower / Bathtub combo with diverter valve | 2.8311 | 2.8311 |  | 3 |  | Primary | Daily / Almost Daily | N/A | Bag | 0.8492 |  | 2.548 |  | OR | Multifamily Residence | Shower | 990 | 819.89 | Multifamily Residence | TRUE | TRUE | TRUE | TRUE | TRUE | 2321.1997 | 2089.0797 | Multifamily Residence_TRUE | Multifamily Residence_TRUE | Multifamily Residence_TRUE | Multifamily Residence_TRUE | Multifamily Residence_TRUE | gt2.5gpm | gt2.5gpmMultifamily Residence_TRUE | gt2.5gpmMultifamily Residence_TRUE
Water_00008914 | SITE_01317 | Room_00018335 | Bathroom_1 | Bathroom | Bathroom Faucet | 1.5922 | 1.5922 |  | 1.8 |  | N/A | N/A | N/A | Bag | 0.796 |  | 1.433 |  | OR | Single Family | Bathroom Faucet | 1832 | 3405.58 | Single Family | FALSE | FALSE |  |  |  | 5422.4402 | 4880.1961 | Single Family_FALSE | Single Family_FALSE | Single Family_ | Single Family_ | Single Family_ | unknown | unknownSingle Family_ | unknownSingle Family_FALSE
Water_00008915 | SITE_01317 | Room_00018336 | Kitchen_1 | Kitchen | Kitchen Faucet | 1.7689 | 1.7689 |  | 2 |  | N/A | N/A | N/A | Bag | 0.796 |  | 1.592 |  | OR | Single Family | Kitchen Faucet | 1832 | 3405.58 | Single Family | FALSE | FALSE |  |  |  | 6024.0926 | 5421.6834 | Single Family_FALSE | Single Family_FALSE | Single Family_ | Single Family_ | Single Family_ | unknown | unknownSingle Family_ | unknownSingle Family_FALSE
Water_00008916 | SITE_01317 | Room_00018336 | Kitchen_1 | Kitchen | Kitchen Faucet | 2.6533 | 2.6533 |  | 3 |  | N/A | N/A | N/A | Bag | 0.796 |  | 2.388 |  | OR | Single Family | Kitchen Faucet | 1832 | 3405.58 | Single Family | FALSE | FALSE |  |  |  | 9036.1389 | 8132.525 | Single Family_FALSE | Single Family_FALSE | Single Family_ | Single Family_ | Single Family_ | unknown | unknownSingle Family_ | unknownSingle Family_FALSE
Water_00008917 | SITE_01317 | Room_00018336 | Kitchen_1 | Kitchen | Kitchen Faucet | 2.2 | 1.0611 | 2.2 | 1.2 |  | N/A | N/A | N/A | Bag | 0.796 |  | 0.955 |  | OR | Single Family | Kitchen Faucet | 1832 | 3405.58 | Single Family | FALSE | FALSE |  |  |  | 7492.276 | 3252.3289 | Single Family_FALSE | Single Family_FALSE | Single Family_ | Single Family_ | Single Family_ | unknown | unknownSingle Family_ | unknownSingle Family_FALSE
Water_00008918 | SITE_01344 | Room_00018701 | Bathroom_1 | Bathroom | Bathroom Faucet | 2.2 | 2.2111 | 2.2 | 2.5 |  | N/A | N/A | N/A | Bag | 0.796 |  | 1.99 |  | OR | Single Family | Bathroom Faucet | 1859 | 3405.58 | Single Family | FALSE | FALSE |  |  |  | 7492.276 | 6777.1042 | Single Family_FALSE | Single Family_FALSE | Single Family_ | Single Family_ | Single Family_ | unknown | unknownSingle Family_ | unknownSingle Family_FALSE
Water_00008919 | SITE_01344 | Room_00018703 | Kitchen_1 | Kitchen | Kitchen Faucet | 2 | 1.8578 | 2 | 2.1 |  | N/A | N/A | N/A | Bag | 0.796 |  | 1.672 |  | OR | Single Family | Kitchen Faucet | 1859 | 3405.58 | Single Family | FALSE | FALSE |  |  |  | 6811.16 | 5694.1298 | Single Family_FALSE | Single Family_FALSE | Single Family_ | Single Family_ | Single Family_ | unknown | unknownSingle Family_ | unknownSingle Family_FALSE
Water_00008920 | SITE_01344 | Room_00018706 | Bathroom_2 | Bathroom | Bathroom Faucet | 1.8578 | 1.8578 |  | 2.1 |  | N/A | N/A | N/A | Bag | 0.796 |  | 1.672 |  | OR | Single Family | Bathroom Faucet | 1859 | 3405.58 | Single Family | FALSE | FALSE |  |  |  | 6326.8108 | 5694.1298 | Single Family_FALSE | Single Family_FALSE | Single Family_ | Single Family_ | Single Family_ | unknown | unknownSingle Family_ | unknownSingle Family_FALSE
Water_00008921 | SITE_01344 | Room_00018706 | Bathroom_2 | Bathroom | Shower / Bathtub combo with diverter valve | 2.5 |  | 2.5 | 2.5 |  | Primary | Daily / Almost Daily | N/A | Unknown |  | N/A |  | N/A | OR | Single Family | Shower | 1859 | 3405.58 | Single Family | TRUE | TRUE | TRUE | FALSE | FALSE | 8513.95 | 0 | Single Family_TRUE | Single Family_TRUE | Single Family_TRUE | Single Family_FALSE | Single Family_FALSE | unknown | unknownSingle Family_FALSE | unknownSingle Family_TRUE
Water_00008922 | SITE_01313 | Room_00018283 | Kitchen_1 | Kitchen | Kitchen Faucet | 3.0067 | 3.0067 |  | 3.4 |  | N/A | N/A | N/A | Bag | 0.796 |  | 2.706 |  | OR | Single Family | Kitchen Faucet | 1828 | 3405.58 | Single Family | FALSE | FALSE |  |  |  | 10239.4439 | 9215.4995 | Single Family_FALSE | Single Family_FALSE | Single Family_ | Single Family_ | Single Family_ | unknown | unknownSingle Family_ | unknownSingle Family_FALSE
Water_00008923 | SITE_01313 | Room_00018285 | Bathroom_1 | Bathroom | Bathroom Faucet | 3.0956 | 3.0956 |  | 3.5 |  | N/A | N/A | N/A | Bag | 0.796 |  | 2.786 |  | OR | Single Family | Bathroom Faucet | 1828 | 3405.58 | Single Family | FALSE | FALSE |  |  |  | 10542.1621 | 9487.9459 | Single Family_FALSE | Single Family_FALSE | Single Family_ | Single Family_ | Single Family_ | unknown | unknownSingle Family_ | unknownSingle Family_FALSE
Water_00008924 | SITE_01313 | Room_00018285 | Bathroom_1 | Bathroom | Shower | 2.5 |  | 2.5 | 3 |  | Primary | Daily / Almost Daily | N/A | Unknown |  | N/A |  | N/A | OR | Single Family | Shower | 1828 | 3405.58 | Single Family | TRUE | FALSE | TRUE | FALSE | FALSE | 8513.95 | 0 | Single Family_TRUE | Single Family_FALSE | Single Family_TRUE | Single Family_FALSE | Single Family_FALSE | unknown | unknownSingle Family_FALSE | unknownSingle Family_TRUE
Water_00008925 | SITE_01313 | Room_00018289 | Bathroom_2 | Bathroom | Bathroom Faucet | 2.83 | 2.83 |  | 3.2 |  | N/A | N/A | N/A | Bag | 0.796 |  | 2.547 |  | OR | Single Family | Bathroom Faucet | 1828 | 3405.58 | Single Family | FALSE | FALSE |  |  |  | 9637.7914 | 8674.0123 | Single Family_FALSE | Single Family_FALSE | Single Family_ | Single Family_ | Single Family_ | unknown | unknownSingle Family_ | unknownSingle Family_FALSE
Water_00008926 | SITE_01318 | Room_00018350 | Bathroom_1 | Bathroom | Bathroom Faucet | 2.2 | 2.2111 | 2.2 | 2.5 |  | N/A | N/A | N/A | Bag | 0.796 |  | 1.99 |  | OR | Single Family | Bathroom Faucet | 1833 | 3405.58 | Single Family | FALSE | FALSE |  |  |  | 7492.276 | 6777.1042 | Single Family_FALSE | Single Family_FALSE | Single Family_ | Single Family_ | Single Family_ | unknown | unknownSingle Family_ | unknownSingle Family_FALSE
Water_00008927 | SITE_01318 | Room_00018350 | Bathroom_1 | Bathroom | Shower / Bathtub combo with diverter valve | 2.5 |  | 2.5 | 2.9 |  | Secondary | A few times per month | N/A | Unknown |  | N/A |  | N/A | OR | Single Family | Shower | 1833 | 3405.58 | Single Family | TRUE | TRUE | TRUE | FALSE | FALSE | 8513.95 | 0 | Single Family_TRUE | Single Family_TRUE | Single Family_TRUE | Single Family_FALSE | Single Family_FALSE | unknown | unknownSingle Family_FALSE | unknownSingle Family_TRUE
Water_00008928 | SITE_01318 | Room_00018352 | Kitchen_1 | Kitchen | Kitchen Faucet | 2.2 | 1.7689 | 2.2 | 2 |  | N/A | N/A | N/A | Bag | 0.796 |  | 1.592 |  | OR | Single Family | Kitchen Faucet | 1833 | 3405.58 | Single Family | FALSE | FALSE |  |  |  | 7492.276 | 5421.6834 | Single Family_FALSE | Single Family_FALSE | Single Family_ | Single Family_ | Single Family_ | unknown | unknownSingle Family_ | unknownSingle Family_FALSE
Water_00008929 | SITE_01318 | Room_00018359 | Bathroom_2 | Bathroom | Bathroom Faucet | 2.2 | 1.68 | 2.2 | 1.9 |  | N/A | N/A | N/A | Bag | 0.796 |  | 1.512 |  | OR | Single Family | Bathroom Faucet | 1833 | 3405.58 | Single Family | FALSE | FALSE |  |  |  | 7492.276 | 5149.237 | Single Family_FALSE | Single Family_FALSE | Single Family_ | Single Family_ | Single Family_ | unknown | unknownSingle Family_ | unknownSingle Family_FALSE
Water_00008930 | SITE_01318 | Room_00018359 | Bathroom_2 | Bathroom | Shower | unknown |  |  | 2.2 |  | Primary | Daily / Almost Daily | N/A | Unknown |  | N/A |  | N/A | OR | Single Family | Shower | 1833 | 3405.58 | Single Family | TRUE | FALSE | FALSE | FALSE | FALSE | 0 | 0 | Single Family_TRUE | Single Family_FALSE | Single Family_FALSE | Single Family_FALSE | Single Family_FALSE | unknown | unknownSingle Family_FALSE | unknownSingle Family_TRUE
Water_00008931 | SITE_01308 | Room_00018211 | Bathroom_6 | Bathroom | Bathroom Faucet | 1.2378 | 1.2378 |  | 1.4 |  | N/A | N/A | N/A | Bag | 0.796 |  | 1.114 |  | OR | Single Family | Bathroom Faucet | 1823 | 3405.58 | Single Family | FALSE | FALSE |  |  |  | 4215.3512 | 3793.8161 | Single Family_FALSE | Single Family_FALSE | Single Family_ | Single Family_ | Single Family_ | unknown | unknownSingle Family_ | unknownSingle Family_FALSE
Water_00008932 | SITE_01308 | Room_00018211 | Bathroom_6 | Bathroom | Shower | 2 |  | 2 | 2 |  | All used about the same | Daily / Almost Daily | N/A | Unknown |  | N/A |  | N/A | OR | Single Family | Shower | 1823 | 3405.58 | Single Family | TRUE | FALSE | TRUE | FALSE | FALSE | 6811.16 | 0 | Single Family_TRUE | Single Family_FALSE | Single Family_TRUE | Single Family_FALSE | Single Family_FALSE | unknown | unknownSingle Family_FALSE | unknownSingle Family_TRUE
Water_00008933 | SITE_01308 | Room_00018211 | Bathroom_6 | Bathroom | Shower | unknown |  |  | 2.5 |  | All used about the same | Daily / Almost Daily | N/A | Unknown |  | N/A |  | N/A | OR | Single Family | Shower | 1823 | 3405.58 | Single Family | TRUE | FALSE | FALSE | FALSE | FALSE | 0 | 0 | Single Family_TRUE | Single Family_FALSE | Single Family_FALSE | Single Family_FALSE | Single Family_FALSE | unknown | unknownSingle Family_FALSE | unknownSingle Family_TRUE
Water_00008934 | SITE_01309 | Room_00018226 | Kitchen_2 | Kitchen | Bathroom Faucet | 2 | 1.9456 | 2 | 2.2 |  | N/A | N/A | N/A | Bag | 0.796 |  | 1.751 |  | OR | Single Family | Bathroom Faucet | 1824 | 3405.58 | Single Family | FALSE | FALSE |  |  |  | 6811.16 | 5963.1706 | Single Family_FALSE | Single Family_FALSE | Single Family_ | Single Family_ | Single Family_ | unknown | unknownSingle Family_ | unknownSingle Family_FALSE
Water_00008935 | SITE_01272 | Room_00017842 | Kitchen_1 | Kitchen | Kitchen Faucet | 2.2 | 2.2111 | 2.2 | 2.5 |  | N/A | N/A | N/A | Bag | 0.796 |  | 1.99 |  | OR | Single Family | Kitchen Faucet | 1787 | 3405.58 | Single Family | FALSE | FALSE |  |  |  | 7492.276 | 6777.1042 | Single Family_FALSE | Single Family_FALSE | Single Family_ | Single Family_ | Single Family_ | unknown | unknownSingle Family_ | unknownSingle Family_FALSE
Water_00008936 | SITE_01272 | Room_00017846 | Bathroom_1 | Bathroom | Bathroom Faucet | 1.5 | 1.3267 | 1.5 | 1.5 |  | N/A | N/A | N/A | Bag | 0.796 |  | 1.194 |  | OR | Single Family | Bathroom Faucet | 1787 | 3405.58 | Single Family | FALSE | FALSE |  |  |  | 5108.37 | 4066.2625 | Single Family_FALSE | Single Family_FALSE | Single Family_ | Single Family_ | Single Family_ | unknown | unknownSingle Family_ | unknownSingle Family_FALSE
Water_00008937 | SITE_01272 | Room_00017846 | Bathroom_1 | Bathroom | Shower / Bathtub combo with diverter valve | 2.5 |  | 2.5 | 2.7 |  | Primary | Daily / Almost Daily | N/A | Unknown |  | N/A |  | N/A | OR | Single Family | Shower | 1787 | 3405.58 | Single Family | TRUE | TRUE | TRUE | FALSE | FALSE | 8513.95 | 0 | Single Family_TRUE | Single Family_TRUE | Single Family_TRUE | Single Family_FALSE | Single Family_FALSE | unknown | unknownSingle Family_FALSE | unknownSingle Family_TRUE
Water_00008938 | SITE_01272 | Room_00017848 | Bathroom_2 | Bathroom | Bathroom Faucet | 2 | 1.68 | 2 | 1.9 |  | N/A | N/A | N/A | Bag | 0.796 |  | 1.512 |  | OR | Single Family | Bathroom Faucet | 1787 | 3405.58 | Single Family | FALSE | FALSE |  |  |  | 6811.16 | 5149.237 | Single Family_FALSE | Single Family_FALSE | Single Family_ | Single Family_ | Single Family_ | unknown | unknownSingle Family_ | unknownSingle Family_FALSE
Water_00008939 | SITE_01347 | Room_00018741 | Kitchen_1 | Kitchen | Kitchen Faucet | 2.2 | 2.7422 | 2.2 | 3.1 |  | N/A | N/A | N/A | Bag | 0.796 |  | 2.468 |  | OR | Manufactured | Kitchen Faucet | 1862 | 894.83 | Manufactured | FALSE | FALSE |  |  |  | 1968.626 | 2208.4404 | Manufactured_FALSE | Manufactured_FALSE | Manufactured_ | Manufactured_ | Manufactured_ | unknown | unknownManufactured_ | unknownManufactured_FALSE
Water_00008940 | SITE_01347 | Room_00018744 | Bathroom_1 | Bathroom | Bathroom Faucet | 1.2378 | 1.2378 |  | 1.4 |  | N/A | N/A | N/A | Bag | 0.796 |  | 1.114 |  | OR | Manufactured | Bathroom Faucet | 1862 | 894.83 | Manufactured | FALSE | FALSE |  |  |  | 1107.6007 | 996.8406 | Manufactured_FALSE | Manufactured_FALSE | Manufactured_ | Manufactured_ | Manufactured_ | unknown | unknownManufactured_ | unknownManufactured_FALSE
Water_00008941 | SITE_01347 | Room_00018744 | Bathroom_1 | Bathroom | Shower | unknown |  |  |  | Unknown | Primary | Daily / Almost Daily | Dual shower head | Unknown |  | N/A |  | N/A | OR | Manufactured | Shower | 1862 | 894.83 | Manufactured | TRUE | FALSE | FALSE | FALSE | FALSE | 0 | 0 | Manufactured_TRUE | Manufactured_FALSE | Manufactured_FALSE | Manufactured_FALSE | Manufactured_FALSE | unknown | unknownManufactured_FALSE | unknownManufactured_TRUE
Water_00008942 | SITE_01347 | Room_00018745 | Bathroom_2 | Bathroom | Shower | unknown |  |  |  | Unknown | Secondary | A few times per month | Multiple shower heads | Unknown |  | N/A |  | N/A | OR | Manufactured | Shower | 1862 | 894.83 | Manufactured | TRUE | FALSE | FALSE | FALSE | FALSE | 0 | 0 | Manufactured_TRUE | Manufactured_FALSE | Manufactured_FALSE | Manufactured_FALSE | Manufactured_FALSE | unknown | unknownManufactured_FALSE | unknownManufactured_TRUE
Water_00008943 | SITE_01347 | Room_00018745 | Bathroom_2 | Bathroom | Bathroom Faucet | 1.5 | 2.1222 | 1.5 | 2.4 |  | N/A | N/A | N/A | Bag | 0.796 |  | 1.91 |  | OR | Manufactured | Bathroom Faucet | 1862 | 894.83 | Manufactured | FALSE | FALSE |  |  |  | 1342.245 | 1709.1253 | Manufactured_FALSE | Manufactured_FALSE | Manufactured_ | Manufactured_ | Manufactured_ | unknown | unknownManufactured_ | unknownManufactured_FALSE
Water_00008944 | SITE_01347 | Room_00018751 | Bathroom_3 | Bathroom | Bathroom Faucet | 1.5 | 1.8578 | 1.5 | 2.1 |  | N/A | N/A | N/A | Bag | 0.796 |  | 1.672 |  | OR | Manufactured | Bathroom Faucet | 1862 | 894.83 | Manufactured | FALSE | FALSE |  |  |  | 1342.245 | 1496.1558 | Manufactured_FALSE | Manufactured_FALSE | Manufactured_ | Manufactured_ | Manufactured_ | unknown | unknownManufactured_ | unknownManufactured_FALSE
Water_00008945 | SITE_01347 | Room_00018751 | Bathroom_3 | Bathroom | Shower | 2.5 |  | 2.5 | 3 |  | Unknown | A few times per month | N/A | Unknown |  | N/A |  | N/A | OR | Manufactured | Shower | 1862 | 894.83 | Manufactured | TRUE | FALSE | TRUE | FALSE | FALSE | 2237.075 | 0 | Manufactured_TRUE | Manufactured_FALSE | Manufactured_TRUE | Manufactured_FALSE | Manufactured_FALSE | unknown | unknownManufactured_FALSE | unknownManufactured_TRUE
Water_00008946 | SITE_01227 | Room_00017484 | Bathroom_1 | Bathroom | Bathroom Faucet | 1.2378 | 1.2378 |  | 1.4 |  | N/A | N/A | N/A | Bag | 0.796 |  | 1.114 |  | OR | Manufactured | Bathroom Faucet | 1742 | 894.83 | Manufactured | FALSE | FALSE |  |  |  | 1107.6007 | 996.8406 | Manufactured_FALSE | Manufactured_FALSE | Manufactured_ | Manufactured_ | Manufactured_ | unknown | unknownManufactured_ | unknownManufactured_FALSE
Water_00008947 | SITE_01227 | Room_00017484 | Bathroom_1 | Bathroom | Bathroom Faucet | unknown |  |  |  | Unknown | N/A | N/A | Hooked up to water pick | Bag | 0.796 |  |  | Unknown | OR | Manufactured | Bathroom Faucet | 1742 | 894.83 | Manufactured | FALSE | FALSE |  |  |  | 0 | 0 | Manufactured_FALSE | Manufactured_FALSE | Manufactured_ | Manufactured_ | Manufactured_ | unknown | unknownManufactured_ | unknownManufactured_FALSE
Water_00008948 | SITE_01227 | Room_00017484 | Bathroom_1 | Bathroom | Shower / Bathtub combo with diverter valve | 2.5 |  | 2.5 | 2.2 |  | Primary | A few times per week | N/A | Unknown |  | N/A |  | N/A | OR | Manufactured | Shower | 1742 | 894.83 | Manufactured | TRUE | TRUE | TRUE | FALSE | FALSE | 2237.075 | 0 | Manufactured_TRUE | Manufactured_TRUE | Manufactured_TRUE | Manufactured_FALSE | Manufactured_FALSE | unknown | unknownManufactured_FALSE | unknownManufactured_TRUE
Water_00008949 | SITE_01300 | Room_00018112 | Bathroom_1 | Bathroom | Bathroom Faucet | 2.2 |  | 2.2 | 2.7 |  | N/A | N/A | N/A | Unknown |  | N/A |  | N/A | OR | Single Family | Bathroom Faucet | 1815 | 3405.58 | Single Family | FALSE | FALSE |  |  |  | 7492.276 | 0 | Single Family_FALSE | Single Family_FALSE | Single Family_ | Single Family_ | Single Family_ | unknown | unknownSingle Family_ | unknownSingle Family_FALSE
Water_00008950 | SITE_01300 | Room_00018109 | Kitchen_1 | Kitchen | Kitchen Faucet | 2.2 |  | 2.2 | 2.5 |  | N/A | N/A | N/A | Unknown |  | N/A |  | N/A | OR | Single Family | Kitchen Faucet | 1815 | 3405.58 | Single Family | FALSE | FALSE |  |  |  | 7492.276 | 0 | Single Family_FALSE | Single Family_FALSE | Single Family_ | Single Family_ | Single Family_ | unknown | unknownSingle Family_ | unknownSingle Family_FALSE
Water_00008951 | SITE_01337 | Room_00018607 | Dining Room_1 | Dining Room | Kitchen Faucet | 1.5 |  | 1.5 | 1.5 |  | N/A | N/A | N/A | Unknown |  | N/A |  | N/A | OR | Single Family | Kitchen Faucet | 1852 | 3405.58 | Single Family | FALSE | FALSE |  |  |  | 5108.37 | 0 | Single Family_FALSE | Single Family_FALSE | Single Family_ | Single Family_ | Single Family_ | unknown | unknownSingle Family_ | unknownSingle Family_FALSE
Water_00008952 | SITE_01337 | Room_00018610 | Bathroom_1 | Bathroom | Bathroom Faucet | unknown |  |  | 2 |  | N/A | N/A | N/A | Unknown |  | N/A |  | N/A | OR | Single Family | Bathroom Faucet | 1852 | 3405.58 | Single Family | FALSE | FALSE |  |  |  | 0 | 0 | Single Family_FALSE | Single Family_FALSE | Single Family_ | Single Family_ | Single Family_ | unknown | unknownSingle Family_ | unknownSingle Family_FALSE
Water_00008953 | SITE_01337 | Room_00018610 | Bathroom_1 | Bathroom | Shower | 2.5 |  | 2.5 | 2.6 |  | Primary | Daily / Almost Daily | N/A | Unknown |  | N/A |  | N/A | OR | Single Family | Shower | 1852 | 3405.58 | Single Family | TRUE | FALSE | TRUE | FALSE | FALSE | 8513.95 | 0 | Single Family_TRUE | Single Family_FALSE | Single Family_TRUE | Single Family_FALSE | Single Family_FALSE | unknown | unknownSingle Family_FALSE | unknownSingle Family_TRUE
Water_00008954 | SITE_01360 | Room_00018907 | Bathroom_2 | Bathroom | Bathroom Faucet | 2 |  | 2 | 1.7 |  | N/A | N/A | N/A | Unknown |  | N/A |  | N/A | OR | Single Family | Bathroom Faucet | 1875 | 3405.58 | Single Family | FALSE | FALSE |  |  |  | 6811.16 | 0 | Single Family_FALSE | Single Family_FALSE | Single Family_ | Single Family_ | Single Family_ | unknown | unknownSingle Family_ | unknownSingle Family_FALSE
Water_00008955 | SITE_01360 | Room_00018907 | Bathroom_2 | Bathroom | Shower / Bathtub combo with diverter valve | 2.5 |  | 2.5 | 1.9 |  | Secondary | A few times per year | N/A | Unknown |  | N/A |  | N/A | OR | Single Family | Shower | 1875 | 3405.58 | Single Family | TRUE | TRUE | TRUE | FALSE | FALSE | 8513.95 | 0 | Single Family_TRUE | Single Family_TRUE | Single Family_TRUE | Single Family_FALSE | Single Family_FALSE | unknown | unknownSingle Family_FALSE | unknownSingle Family_TRUE
Water_00008956 | SITE_01360 | Room_00018908 | Bathroom_1 | Bathroom | Shower | unknown |  |  | 2.1 |  | Primary | Daily / Almost Daily | N/A | Unknown |  | N/A |  | N/A | OR | Single Family | Shower | 1875 | 3405.58 | Single Family | TRUE | FALSE | FALSE | FALSE | FALSE | 0 | 0 | Single Family_TRUE | Single Family_FALSE | Single Family_FALSE | Single Family_FALSE | Single Family_FALSE | unknown | unknownSingle Family_FALSE | unknownSingle Family_TRUE
Water_00008957 | SITE_01360 | Room_00018908 | Bathroom_1 | Bathroom | Bathroom Faucet | 2.2 |  | 2.2 | 1.5 |  | N/A | N/A | N/A | Unknown |  | N/A |  | N/A | OR | Single Family | Bathroom Faucet | 1875 | 3405.58 | Single Family | FALSE | FALSE |  |  |  | 7492.276 | 0 | Single Family_FALSE | Single Family_FALSE | Single Family_ | Single Family_ | Single Family_ | unknown | unknownSingle Family_ | unknownSingle Family_FALSE
Water_00008958 | SITE_01360 | Room_00018908 | Bathroom_1 | Bathroom | Bathroom Faucet | 2 |  | 2 | 1.8 |  | N/A | N/A | N/A | Unknown |  | N/A |  | N/A | OR | Single Family | Bathroom Faucet | 1875 | 3405.58 | Single Family | FALSE | FALSE |  |  |  | 6811.16 | 0 | Single Family_FALSE | Single Family_FALSE | Single Family_ | Single Family_ | Single Family_ | unknown | unknownSingle Family_ | unknownSingle Family_FALSE
Water_00008959 | SITE_01283 | Room_00017956 | Kitchen_1 | Kitchen | Kitchen Faucet | 2.2 |  | 2.2 | 2.2 |  | N/A | N/A | N/A | Unknown |  | N/A |  | N/A | OR | Multifamily Residence | Kitchen Faucet | 1798 | 751.56 | Multifamily Residence | FALSE | FALSE |  |  |  | 1653.432 | 0 | Multifamily Residence_FALSE | Multifamily Residence_FALSE | Multifamily Residence_ | Multifamily Residence_ | Multifamily Residence_ | unknown | unknownMultifamily Residence_ | unknownMultifamily Residence_FALSE
Water_00008960 | SITE_01253 | Room_00017683 | Kitchen_1 | Kitchen | Kitchen Faucet | 1.8 |  | 1.8 | 1.8 |  | N/A | N/A | N/A | Unknown |  | N/A |  | N/A | OR | Multifamily Residence | Kitchen Faucet | 1768 | 751.56 | Multifamily Residence | FALSE | FALSE |  |  |  | 1352.808 | 0 | Multifamily Residence_FALSE | Multifamily Residence_FALSE | Multifamily Residence_ | Multifamily Residence_ | Multifamily Residence_ | unknown | unknownMultifamily Residence_ | unknownMultifamily Residence_FALSE
Water_00008961 | SITE_01305 | Room_00018170 | Bathroom_2 | Bathroom | Bathroom Faucet | 1.2 |  | 1.2 | 1.1 |  | N/A | N/A | N/A | Unknown |  | N/A |  | N/A | OR | Single Family | Bathroom Faucet | 1820 | 3405.58 | Single Family | FALSE | FALSE |  |  |  | 4086.696 | 0 | Single Family_FALSE | Single Family_FALSE | Single Family_ | Single Family_ | Single Family_ | unknown | unknownSingle Family_ | unknownSingle Family_FALSE
Water_00008962 | SITE_01305 | Room_00018170 | Bathroom_2 | Bathroom | Shower | 2.5 |  | 2.5 | 2.2 |  | Secondary | A few times per week | N/A | Unknown |  | N/A |  | N/A | OR | Single Family | Shower | 1820 | 3405.58 | Single Family | TRUE | FALSE | TRUE | FALSE | FALSE | 8513.95 | 0 | Single Family_TRUE | Single Family_FALSE | Single Family_TRUE | Single Family_FALSE | Single Family_FALSE | unknown | unknownSingle Family_FALSE | unknownSingle Family_TRUE
Water_00008963 | SITE_01305 | Room_00018171 | Kitchen_1 | Kitchen | Kitchen Faucet | 1.5 |  | 1.5 | 1.6 |  | N/A | N/A | N/A | Unknown |  | N/A |  | N/A | OR | Single Family | Kitchen Faucet | 1820 | 3405.58 | Single Family | FALSE | FALSE |  |  |  | 5108.37 | 0 | Single Family_FALSE | Single Family_FALSE | Single Family_ | Single Family_ | Single Family_ | unknown | unknownSingle Family_ | unknownSingle Family_FALSE
Water_00008964 | SITE_01317 | Room_00018338 | Bedroom_1 | Bedroom | Bathroom Faucet | 1.5 | 1.3267 | 1.5 | 1.5 |  | N/A | N/A | N/A | Bag | 0.796 |  | 1.194 |  | OR | Single Family | Bathroom Faucet | 1832 | 3405.58 | Single Family | FALSE | FALSE |  |  |  | 5108.37 | 4066.2625 | Single Family_FALSE | Single Family_FALSE | Single Family_ | Single Family_ | Single Family_ | unknown | unknownSingle Family_ | unknownSingle Family_FALSE
Water_00008965 | SITE_01317 | Room_00018338 | Bedroom_1 | Bedroom | Shower | 2.5 | 2.4533 | 2.5 | 2.6 |  | Primary | Daily / Almost Daily | N/A | Bag | 0.8492 |  | 2.208 |  | OR | Single Family | Shower | 1832 | 3405.58 | Single Family | TRUE | FALSE | TRUE | TRUE | TRUE | 8513.95 | 7519.5206 | Single Family_TRUE | Single Family_FALSE | Single Family_TRUE | Single Family_TRUE | Single Family_TRUE | 2.5gpm | 2.5gpmSingle Family_TRUE | 2.5gpmSingle Family_TRUE
Water_00008966 | SITE_01317 | Room_00018343 | Bathroom_2 | Bathroom | Shower | unknown |  |  |  | Unknown | Secondary | A few times per month | N/A | Bag | 0.8492 |  |  | Unknown | OR | Single Family | Shower | 1832 | 3405.58 | Single Family | TRUE | FALSE | FALSE | FALSE | FALSE | 0 | 0 | Single Family_TRUE | Single Family_FALSE | Single Family_FALSE | Single Family_FALSE | Single Family_FALSE | unknown | unknownSingle Family_FALSE | unknownSingle Family_TRUE
Water_00008967 | SITE_01266 | Room_00017789 | Bathroom_1 | Bathroom | Bathroom Faucet | 1.3267 | 1.3267 |  | 1.5 |  | N/A | N/A | N/A | Bag | 0.796 |  | 1.194 |  | OR | Multifamily Residence | Bathroom Faucet | 1781 | 751.56 | Multifamily Residence | FALSE | FALSE |  |  |  | 997.0696 | 897.3626 | Multifamily Residence_FALSE | Multifamily Residence_FALSE | Multifamily Residence_ | Multifamily Residence_ | Multifamily Residence_ | unknown | unknownMultifamily Residence_ | unknownMultifamily Residence_FALSE
Water_00008968 | SITE_01266 | Room_00017789 | Bathroom_1 | Bathroom | Shower / Bathtub combo with diverter valve | unknown |  |  |  | Unknown | Primary | Daily / Almost Daily | Double head could not test | Bag | 0.8492 |  |  | Unknown | OR | Multifamily Residence | Shower | 1781 | 751.56 | Multifamily Residence | TRUE | TRUE | FALSE | FALSE | FALSE | 0 | 0 | Multifamily Residence_TRUE | Multifamily Residence_TRUE | Multifamily Residence_FALSE | Multifamily Residence_FALSE | Multifamily Residence_FALSE | unknown | unknownMultifamily Residence_FALSE | unknownMultifamily Residence_TRUE
Water_00008969 | SITE_01266 | Room_00017791 | Kitchen_1 | Kitchen | Kitchen Faucet | 1.7689 | 1.7689 |  | 2 |  | N/A | N/A | N/A | Bag | 0.796 |  | 1.592 |  | OR | Multifamily Residence | Kitchen Faucet | 1781 | 751.56 | Multifamily Residence | FALSE | FALSE |  |  |  | 1329.4261 | 1196.4835 | Multifamily Residence_FALSE | Multifamily Residence_FALSE | Multifamily Residence_ | Multifamily Residence_ | Multifamily Residence_ | unknown | unknownMultifamily Residence_ | unknownMultifamily Residence_FALSE
Water_00008970 | SITE_01269 | Room_00017814 | Bathroom_1 | Bathroom | Bathroom Faucet | 1.5033 | 1.5033 |  | 1.7 |  | N/A | N/A | N/A | Bag | 0.796 |  | 1.353 |  | OR | Multifamily Residence | Bathroom Faucet | 1784 | 751.56 | Multifamily Residence | FALSE | FALSE |  |  |  | 1129.8452 | 1016.8607 | Multifamily Residence_FALSE | Multifamily Residence_FALSE | Multifamily Residence_ | Multifamily Residence_ | Multifamily Residence_ | unknown | unknownMultifamily Residence_ | unknownMultifamily Residence_FALSE
Water_00008971 | SITE_01269 | Room_00017814 | Bathroom_1 | Bathroom | Shower / Bathtub combo with separate valve | 2.5478 | 2.5478 |  | 2.7 |  | Primary | A few times per week | N/A | Bag | 0.8492 |  | 2.293 |  | OR | Multifamily Residence | Shower | 1784 | 751.56 | Multifamily Residence | TRUE | TRUE | TRUE | TRUE | TRUE | 1914.8079 | 1723.3271 | Multifamily Residence_TRUE | Multifamily Residence_TRUE | Multifamily Residence_TRUE | Multifamily Residence_TRUE | Multifamily Residence_TRUE | gt2.5gpm | gt2.5gpmMultifamily Residence_TRUE | gt2.5gpmMultifamily Residence_TRUE
Water_00008972 | SITE_01269 | Room_00017817 | Bathroom_2 | Bathroom | Bathroom Faucet | 2.2 | 1.5922 | 2.2 | 1.8 |  | N/A | N/A | N/A | Bag | 0.796 |  | 1.433 |  | OR | Multifamily Residence | Bathroom Faucet | 1784 | 751.56 | Multifamily Residence | FALSE | FALSE |  |  |  | 1653.432 | 1076.9855 | Multifamily Residence_FALSE | Multifamily Residence_FALSE | Multifamily Residence_ | Multifamily Residence_ | Multifamily Residence_ | unknown | unknownMultifamily Residence_ | unknownMultifamily Residence_FALSE
Water_00008973 | SITE_01269 | Room_00017816 | Kitchen_1 | Kitchen | Kitchen Faucet | 1.5 | 1.7689 | 1.5 | 2 |  | N/A | N/A | N/A | Bag | 0.796 |  | 1.592 |  | OR | Multifamily Residence | Kitchen Faucet | 1784 | 751.56 | Multifamily Residence | FALSE | FALSE |  |  |  | 1127.34 | 1196.4835 | Multifamily Residence_FALSE | Multifamily Residence_FALSE | Multifamily Residence_ | Multifamily Residence_ | Multifamily Residence_ | unknown | unknownMultifamily Residence_ | unknownMultifamily Residence_FALSE
Water_00008974 | SITE_01308 | Room_00018219 | Bathroom_1 | Bathroom | Bathroom Faucet | 0.97333 | 0.97333 |  | 1.1 |  | N/A | N/A | N/A | Bag | 0.796 |  | 0.876 |  | OR | Single Family | Bathroom Faucet | 1823 | 3405.58 | Single Family | FALSE | FALSE |  |  |  | 3314.7645 | 2983.2881 | Single Family_FALSE | Single Family_FALSE | Single Family_ | Single Family_ | Single Family_ | unknown | unknownSingle Family_ | unknownSingle Family_FALSE
Water_00008975 | SITE_01308 | Room_00018219 | Bathroom_1 | Bathroom | Shower / Bathtub combo with diverter valve | 2.5 | 2.4533 | 2.5 | 2.6 |  | Secondary | A few times per year | N/A | Bag | 0.8492 |  | 2.208 |  | OR | Single Family | Shower | 1823 | 3405.58 | Single Family | TRUE | TRUE | TRUE | TRUE | TRUE | 8513.95 | 7519.5206 | Single Family_TRUE | Single Family_TRUE | Single Family_TRUE | Single Family_TRUE | Single Family_TRUE | 2.5gpm | 2.5gpmSingle Family_TRUE | 2.5gpmSingle Family_TRUE
Water_00008976 | SITE_01308 | Room_00018220 | Kitchen_1 | Kitchen | Kitchen Faucet | 2 | 1.3267 | 2 | 1.5 |  | N/A | N/A | N/A | Bag | 0.796 |  | 1.194 |  | OR | Single Family | Kitchen Faucet | 1823 | 3405.58 | Single Family | FALSE | FALSE |  |  |  | 6811.16 | 4066.2625 | Single Family_FALSE | Single Family_FALSE | Single Family_ | Single Family_ | Single Family_ | unknown | unknownSingle Family_ | unknownSingle Family_FALSE
Water_00008977 | SITE_01255 | Room_00017697 | Bathroom_1 | Bathroom | Bathroom Faucet | 1.0611 | 1.0611 |  | 1.2 |  | N/A | N/A | N/A | Bag | 0.796 |  | 0.955 |  | OR | Multifamily Residence | Bathroom Faucet | 1770 | 751.56 | Multifamily Residence | FALSE | FALSE |  |  |  | 797.4887 | 717.7398 | Multifamily Residence_FALSE | Multifamily Residence_FALSE | Multifamily Residence_ | Multifamily Residence_ | Multifamily Residence_ | unknown | unknownMultifamily Residence_ | unknownMultifamily Residence_FALSE
Water_00008978 | SITE_01255 | Room_00017697 | Bathroom_1 | Bathroom | Shower / Bathtub combo with diverter valve | 2.5 | 2.2644 | 2.5 | 2.4 |  | Primary | A few times per week | N/A | Bag | 0.8492 |  | 2.038 |  | OR | Multifamily Residence | Shower | 1770 | 751.56 | Multifamily Residence | TRUE | TRUE | TRUE | TRUE | TRUE | 1878.9 | 1531.6793 | Multifamily Residence_TRUE | Multifamily Residence_TRUE | Multifamily Residence_TRUE | Multifamily Residence_TRUE | Multifamily Residence_TRUE | 2.5gpm | 2.5gpmMultifamily Residence_TRUE | 2.5gpmMultifamily Residence_TRUE
Water_00008979 | SITE_01255 | Room_00017696 | Kitchen_1 | Kitchen | Kitchen Faucet | 1.5 | 1.3267 | 1.5 | 1.5 |  | N/A | N/A | N/A | Bag | 0.796 |  | 1.194 |  | OR | Multifamily Residence | Kitchen Faucet | 1770 | 751.56 | Multifamily Residence | FALSE | FALSE |  |  |  | 1127.34 | 897.3626 | Multifamily Residence_FALSE | Multifamily Residence_FALSE | Multifamily Residence_ | Multifamily Residence_ | Multifamily Residence_ | unknown | unknownMultifamily Residence_ | unknownMultifamily Residence_FALSE
Water_00008980 | SITE_01268 | Room_00017805 | Bathroom_1 | Bathroom | Bathroom Faucet | 1.5 | 1.3267 | 1.5 | 1.5 |  | N/A | N/A | N/A | Bag | 0.796 |  | 1.194 |  | OR | Multifamily Residence | Bathroom Faucet | 1783 | 751.56 | Multifamily Residence | FALSE | FALSE |  |  |  | 1127.34 | 897.3626 | Multifamily Residence_FALSE | Multifamily Residence_FALSE | Multifamily Residence_ | Multifamily Residence_ | Multifamily Residence_ | unknown | unknownMultifamily Residence_ | unknownMultifamily Residence_FALSE
Water_00008981 | SITE_01268 | Room_00017805 | Bathroom_1 | Bathroom | Shower / Bathtub combo with diverter valve | 1.8 | 1.4156 | 1.8 | 1.5 |  | Primary | Daily / Almost Daily | N/A | Bag | 0.8492 |  | 1.274 |  | OR | Multifamily Residence | Shower | 1783 | 751.56 | Multifamily Residence | TRUE | TRUE | TRUE | TRUE | TRUE | 1352.808 | 957.4874 | Multifamily Residence_TRUE | Multifamily Residence_TRUE | Multifamily Residence_TRUE | Multifamily Residence_TRUE | Multifamily Residence_TRUE | 1.8gpm | 1.8gpmMultifamily Residence_TRUE | 1.8gpmMultifamily Residence_TRUE
Water_00008982 | SITE_01268 | Room_00017803 | Kitchen_1 | Kitchen | Kitchen Faucet | 2.2111 | 2.2111 |  | 2.5 |  | N/A | N/A | N/A | Bag | 0.796 |  | 1.99 |  | OR | Multifamily Residence | Kitchen Faucet | 1783 | 751.56 | Multifamily Residence | FALSE | FALSE |  |  |  | 1661.7827 | 1495.6044 | Multifamily Residence_FALSE | Multifamily Residence_FALSE | Multifamily Residence_ | Multifamily Residence_ | Multifamily Residence_ | unknown | unknownMultifamily Residence_ | unknownMultifamily Residence_FALSE
Water_00008983 | SITE_01309 | Room_00018230 | Bathroom_1 | Bathroom | Bathroom Faucet | 2.3878 | 2.3878 |  | 2.7 |  | N/A | N/A | N/A | Bag | 0.796 |  | 2.149 |  | OR | Single Family | Bathroom Faucet | 1824 | 3405.58 | Single Family | FALSE | FALSE |  |  |  | 8131.7682 | 7318.5914 | Single Family_FALSE | Single Family_FALSE | Single Family_ | Single Family_ | Single Family_ | unknown | unknownSingle Family_ | unknownSingle Family_FALSE
Water_00008984 | SITE_01309 | Room_00018232 | Bathroom_2 | Bathroom | Bathroom Faucet | 2 | 1.5922 | 2 | 1.8 |  | N/A | N/A | N/A | Bag | 0.796 |  | 1.433 |  | OR | Single Family | Bathroom Faucet | 1824 | 3405.58 | Single Family | FALSE | FALSE |  |  |  | 6811.16 | 4880.1961 | Single Family_FALSE | Single Family_FALSE | Single Family_ | Single Family_ | Single Family_ | unknown | unknownSingle Family_ | unknownSingle Family_FALSE
Water_00008985 | SITE_01309 | Room_00018235 | Bathroom_3 | Bathroom | Bathroom Faucet | 2 | 1.7689 | 2 | 2 |  | N/A | N/A | N/A | Bag | 0.796 |  | 1.592 |  | OR | Single Family | Bathroom Faucet | 1824 | 3405.58 | Single Family | FALSE | FALSE |  |  |  | 6811.16 | 5421.6834 | Single Family_FALSE | Single Family_FALSE | Single Family_ | Single Family_ | Single Family_ | unknown | unknownSingle Family_ | unknownSingle Family_FALSE
Water_00008986 | SITE_01309 | Room_00018235 | Bathroom_3 | Bathroom | Shower / Bathtub combo with diverter valve | 1.9811 | 1.9811 |  | 2.1 |  | Secondary | A few times per year | N/A | Bag | 0.8492 |  | 1.783 |  | OR | Single Family | Shower | 1824 | 3405.58 | Single Family | TRUE | TRUE | TRUE | TRUE | TRUE | 6746.8324 | 6072.1491 | Single Family_TRUE | Single Family_TRUE | Single Family_TRUE | Single Family_TRUE | Single Family_TRUE | 2.0gpm | 2.0gpmSingle Family_TRUE | 2.0gpmSingle Family_TRUE
Water_00008987 | SITE_01309 | Room_00018236 | Bathroom_4 | Bathroom | Bathroom Faucet | 1.3267 | 1.3267 |  | 1.5 |  | N/A | N/A | N/A | Bag | 0.796 |  | 1.194 |  | OR | Single Family | Bathroom Faucet | 1824 | 3405.58 | Single Family | FALSE | FALSE |  |  |  | 4518.0695 | 4066.2625 | Single Family_FALSE | Single Family_FALSE | Single Family_ | Single Family_ | Single Family_ | unknown | unknownSingle Family_ | unknownSingle Family_FALSE
Water_00008988 | SITE_01309 | Room_00018236 | Bathroom_4 | Bathroom | Shower | 1.4156 | 1.4156 |  | 1.5 |  | Primary | Daily / Almost Daily | N/A | Bag | 0.8492 |  | 1.274 |  | OR | Single Family | Shower | 1824 | 3405.58 | Single Family | TRUE | FALSE | TRUE | TRUE | TRUE | 4820.7877 | 4338.7089 | Single Family_TRUE | Single Family_FALSE | Single Family_TRUE | Single Family_TRUE | Single Family_TRUE | <1.5gpm | <1.5gpmSingle Family_TRUE | <1.5gpmSingle Family_TRUE
Water_00008989 | SITE_01227 | Room_00017490 | Kitchen_2 | Kitchen | Kitchen Faucet | 1.5 | 1.9456 | 1.5 | 2.2 |  | N/A | N/A | N/A | Bag | 0.796 |  | 1.751 |  | OR | Manufactured | Kitchen Faucet | 1742 | 894.83 | Manufactured | FALSE | FALSE |  |  |  | 1342.245 | 1566.8473 | Manufactured_FALSE | Manufactured_FALSE | Manufactured_ | Manufactured_ | Manufactured_ | unknown | unknownManufactured_ | unknownManufactured_FALSE
Water_00008990 | SITE_01328 | Room_00018484 | Kitchen_1 | Kitchen | Kitchen Faucet | 2.2 | 2.0344 | 2.2 | 2.3 |  | N/A | N/A | N/A | Bag | 0.796 |  | 1.831 |  | OR | Single Family | Kitchen Faucet | 1843 | 3405.58 | Single Family | FALSE | FALSE |  |  |  | 7492.276 | 6235.617 | Single Family_FALSE | Single Family_FALSE | Single Family_ | Single Family_ | Single Family_ | unknown | unknownSingle Family_ | unknownSingle Family_FALSE
Water_00008991 | SITE_01328 | Room_00018488 | Bathroom_1 | Bathroom | Bathroom Faucet | 1.5033 | 1.5033 |  | 1.7 |  | N/A | N/A | N/A | Bag | 0.796 |  | 1.353 |  | OR | Single Family | Bathroom Faucet | 1843 | 3405.58 | Single Family | FALSE | FALSE |  |  |  | 5119.7219 | 4607.7497 | Single Family_FALSE | Single Family_FALSE | Single Family_ | Single Family_ | Single Family_ | unknown | unknownSingle Family_ | unknownSingle Family_FALSE
Water_00008992 | SITE_01328 | Room_00018488 | Bathroom_1 | Bathroom | Shower / Bathtub combo with diverter valve | 2.8311 | 2.8311 |  | 3 |  | Primary | Daily / Almost Daily | N/A | Bag | 0.8492 |  | 2.548 |  | OR | Single Family | Shower | 1843 | 3405.58 | Single Family | TRUE | TRUE | TRUE | TRUE | TRUE | 9641.5754 | 8677.4178 | Single Family_TRUE | Single Family_TRUE | Single Family_TRUE | Single Family_TRUE | Single Family_TRUE | gt2.5gpm | gt2.5gpmSingle Family_TRUE | gt2.5gpmSingle Family_TRUE
Water_00008993 | SITE_01298 | Room_00018094 | Kitchen_1 | Kitchen | Kitchen Faucet | 2 | 1.3267 | 2 | 1.5 |  | N/A | N/A | N/A | Bag | 0.796 |  | 1.194 |  | OR | Single Family | Kitchen Faucet | 1813 | 3405.58 | Single Family | FALSE | FALSE |  |  |  | 6811.16 | 4066.2625 | Single Family_FALSE | Single Family_FALSE | Single Family_ | Single Family_ | Single Family_ | unknown | unknownSingle Family_ | unknownSingle Family_FALSE
Water_00008994 | SITE_01322 | Room_00018408 | Bathroom_1 | Bathroom | Bathroom Faucet | 2 | 1.3267 | 2 | 1.5 |  | N/A | N/A | N/A | Bag | 0.796 |  | 1.194 |  | OR | Single Family | Bathroom Faucet | 1837 | 3405.58 | Single Family | FALSE | FALSE |  |  |  | 6811.16 | 4066.2625 | Single Family_FALSE | Single Family_FALSE | Single Family_ | Single Family_ | Single Family_ | unknown | unknownSingle Family_ | unknownSingle Family_FALSE
Water_00008995 | SITE_01322 | Room_00018408 | Bathroom_1 | Bathroom | Shower / Bathtub combo with diverter valve | 2.5 | 3.7744 | 2.5 | 4 |  | Secondary | Daily / Almost Daily | N/A | Bag | 0.8492 |  | 3.397 |  | OR | Single Family | Shower | 1837 | 3405.58 | Single Family | TRUE | TRUE | TRUE | TRUE | TRUE | 8513.95 | 11568.7553 | Single Family_TRUE | Single Family_TRUE | Single Family_TRUE | Single Family_TRUE | Single Family_TRUE | 2.5gpm | 2.5gpmSingle Family_TRUE | 2.5gpmSingle Family_TRUE
Water_00008996 | SITE_01322 | Room_00018411 | Kitchen_1 | Kitchen | Kitchen Faucet | 2.2 | 1.7689 | 2.2 | 2 |  | N/A | N/A | N/A | Bag | 0.796 |  | 1.592 |  | OR | Single Family | Kitchen Faucet | 1837 | 3405.58 | Single Family | FALSE | FALSE |  |  |  | 7492.276 | 5421.6834 | Single Family_FALSE | Single Family_FALSE | Single Family_ | Single Family_ | Single Family_ | unknown | unknownSingle Family_ | unknownSingle Family_FALSE
Water_00008997 | SITE_01322 | Room_00018415 | Bathroom_2 | Bathroom | Bathroom Faucet | 2 | 2.6533 | 2 | 3 |  | N/A | N/A | N/A | Bag | 0.796 |  | 2.388 |  | OR | Single Family | Bathroom Faucet | 1837 | 3405.58 | Single Family | FALSE | FALSE |  |  |  | 6811.16 | 8132.525 | Single Family_FALSE | Single Family_FALSE | Single Family_ | Single Family_ | Single Family_ | unknown | unknownSingle Family_ | unknownSingle Family_FALSE
Water_00008998 | SITE_01322 | Room_00018415 | Bathroom_2 | Bathroom | Shower | 2.5 | 2.2644 | 2.5 | 2.4 |  | Primary | Daily / Almost Daily | N/A | Bag | 0.8492 |  | 2.038 |  | OR | Single Family | Shower | 1837 | 3405.58 | Single Family | TRUE | FALSE | TRUE | TRUE | TRUE | 8513.95 | 6940.572 | Single Family_TRUE | Single Family_FALSE | Single Family_TRUE | Single Family_TRUE | Single Family_TRUE | 2.5gpm | 2.5gpmSingle Family_TRUE | 2.5gpmSingle Family_TRUE
Water_00008999 | SITE_01339 | Room_00018631 | Bathroom_1 | Bathroom | Bathroom Faucet | 1.7689 | 1.7689 |  | 2 |  | N/A | N/A | N/A | Bag | 0.796 |  | 1.592 |  | OR | Single Family | Bathroom Faucet | 1854 | 3405.58 | Single Family | FALSE | FALSE |  |  |  | 6024.0926 | 5421.6834 | Single Family_FALSE | Single Family_FALSE | Single Family_ | Single Family_ | Single Family_ | unknown | unknownSingle Family_ | unknownSingle Family_FALSE
Water_00009000 | SITE_01339 | Room_00018631 | Bathroom_1 | Bathroom | Shower / Bathtub combo with diverter valve | 1.8867 | 1.8867 |  | 2 |  | All used about the same | Daily / Almost Daily | N/A | Bag | 0.8492 |  | 1.698 |  | OR | Single Family | Shower | 1854 | 3405.58 | Single Family | TRUE | TRUE | TRUE | TRUE | TRUE | 6425.1943 | 5782.6748 | Single Family_TRUE | Single Family_TRUE | Single Family_TRUE | Single Family_TRUE | Single Family_TRUE | 2.0gpm | 2.0gpmSingle Family_TRUE | 2.0gpmSingle Family_TRUE
Water_00009001 | SITE_01339 | Room_00018633 | Kitchen_1 | Kitchen | Kitchen Faucet | 1.3267 | 1.3267 |  | 1.5 |  | N/A | N/A | N/A | Bag | 0.796 |  | 1.194 |  | OR | Single Family | Kitchen Faucet | 1854 | 3405.58 | Single Family | FALSE | FALSE |  |  |  | 4518.0695 | 4066.2625 | Single Family_FALSE | Single Family_FALSE | Single Family_ | Single Family_ | Single Family_ | unknown | unknownSingle Family_ | unknownSingle Family_FALSE
Water_00009002 | SITE_01339 | Room_00018635 | Bathroom_2 | Bathroom | Bathroom Faucet | 1.3267 | 1.3267 |  | 1.5 |  | N/A | N/A | N/A | Bag | 0.796 |  | 1.194 |  | OR | Single Family | Bathroom Faucet | 1854 | 3405.58 | Single Family | FALSE | FALSE |  |  |  | 4518.0695 | 4066.2625 | Single Family_FALSE | Single Family_FALSE | Single Family_ | Single Family_ | Single Family_ | unknown | unknownSingle Family_ | unknownSingle Family_FALSE
Water_00009003 | SITE_01339 | Room_00018635 | Bathroom_2 | Bathroom | Shower | 1.8867 | 1.8867 |  | 2 |  | All used about the same | Daily / Almost Daily | 6 months out of year | Bag | 0.8492 |  | 1.698 |  | OR | Single Family | Shower | 1854 | 3405.58 | Single Family | TRUE | FALSE | TRUE | TRUE | TRUE | 6425.1943 | 5782.6748 | Single Family_TRUE | Single Family_FALSE | Single Family_TRUE | Single Family_TRUE | Single Family_TRUE | 2.0gpm | 2.0gpmSingle Family_TRUE | 2.0gpmSingle Family_TRUE
Water_00009004 | SITE_00607 | Room_00011830 | Kitchen_1 | Kitchen | Kitchen Faucet | 2.2 | 1.5922 | 2.2 | 1.8 |  | N/A | N/A | N/A | Bag | 0.796 |  | 1.433 |  | OR | Single Family | Kitchen Faucet | 1126 | 1362.08 | Single Family | FALSE | FALSE |  |  |  | 2996.576 | 1951.8606 | Single Family_FALSE | Single Family_FALSE | Single Family_ | Single Family_ | Single Family_ | unknown | unknownSingle Family_ | unknownSingle Family_FALSE
Water_00009005 | SITE_00607 | Room_00011831 | Bathroom_1 | Bathroom | Bathroom Faucet | 5.3067 | 5.3067 |  | 6 |  | N/A | N/A | N/A | Bag | 0.796 |  | 4.776 |  | OR | Single Family | Bathroom Faucet | 1126 | 1362.08 | Single Family | FALSE | FALSE |  |  |  | 7228.1045 | 6505.2941 | Single Family_FALSE | Single Family_FALSE | Single Family_ | Single Family_ | Single Family_ | unknown | unknownSingle Family_ | unknownSingle Family_FALSE
Water_00009006 | SITE_00607 | Room_00011831 | Bathroom_1 | Bathroom | Shower / Bathtub combo with diverter valve | 2 | 1.8867 | 2 | 2 |  | Primary | Daily / Almost Daily | N/A | Bag | 0.8492 |  | 1.698 |  | OR | Single Family | Shower | 1126 | 1362.08 | Single Family | TRUE | TRUE | TRUE | TRUE | TRUE | 2724.16 | 2312.8118 | Single Family_TRUE | Single Family_TRUE | Single Family_TRUE | Single Family_TRUE | Single Family_TRUE | 2.0gpm | 2.0gpmSingle Family_TRUE | 2.0gpmSingle Family_TRUE
Water_00009007 | SITE_00606 | Room_00011824 | Kitchen_2 | Kitchen | Kitchen Faucet | 1.5 | 1.3267 | 1.5 | 1.5 |  | N/A | N/A | N/A | Bag | 0.796 |  | 1.194 |  | OR | Single Family | Kitchen Faucet | 1125 | 1362.08 | Single Family | FALSE | FALSE |  |  |  | 2043.12 | 1626.3235 | Single Family_FALSE | Single Family_FALSE | Single Family_ | Single Family_ | Single Family_ | unknown | unknownSingle Family_ | unknownSingle Family_FALSE
Water_00009008 | SITE_00515 | Room_00010599 | Bathroom_1 | Bathroom | Bathroom Faucet | 1.5 | 1.15 | 1.5 | 1.3 |  | N/A | N/A | N/A | Bag | 0.796 |  | 1.035 |  | OR | Manufactured | Bathroom Faucet | 1035 | 1135.4 | Manufactured | FALSE | FALSE |  |  |  | 1703.1 | 1175.139 | Manufactured_FALSE | Manufactured_FALSE | Manufactured_ | Manufactured_ | Manufactured_ | unknown | unknownManufactured_ | unknownManufactured_FALSE
Water_00009009 | SITE_00515 | Room_00010599 | Bathroom_1 | Bathroom | Bathtub | unknown |  |  |  | N/A | N/A | N/A | N/A | Unknown |  | N/A |  | N/A | OR | Manufactured | Bathtub | 1035 | 1135.4 | Manufactured | FALSE | FALSE |  |  |  | 0 | 0 | Manufactured_FALSE | Manufactured_FALSE | Manufactured_ | Manufactured_ | Manufactured_ | unknown | unknownManufactured_ | unknownManufactured_FALSE
Water_00009010 | SITE_00515 | Room_00010599 | Bathroom_1 | Bathroom | Shower | 1.5 | 0.94333 | 1.5 | 1 |  | Primary | Daily / Almost Daily | N/A | Bag | 0.8492 |  | 0.849 |  | OR | Manufactured | Shower | 1035 | 1135.4 | Manufactured | TRUE | FALSE | TRUE | TRUE | TRUE | 1703.1 | 963.9546 | Manufactured_TRUE | Manufactured_FALSE | Manufactured_TRUE | Manufactured_TRUE | Manufactured_TRUE | 1.5gpm | 1.5gpmManufactured_TRUE | 1.5gpmManufactured_TRUE
Water_00009011 | SITE_00515 | Room_00010597 | Living Room_1 | Living Room | Kitchen Faucet | 1.3267 | 1.3267 |  | 1.5 |  | N/A | N/A | N/A | Bag | 0.796 |  | 1.194 |  | OR | Manufactured | Kitchen Faucet | 1035 | 1135.4 | Manufactured | FALSE | FALSE |  |  |  | 1506.2973 | 1355.6676 | Manufactured_FALSE | Manufactured_FALSE | Manufactured_ | Manufactured_ | Manufactured_ | unknown | unknownManufactured_ | unknownManufactured_FALSE
Water_00009012 | SITE_00605 | Room_00011809 | Kitchen_1 | Kitchen | Kitchen Faucet | 2.2 | 1.0611 | 2.2 | 1.2 |  | N/A | N/A | N/A | Bag | 0.796 |  | 0.955 |  | OR | Single Family | Kitchen Faucet | 1124 | 1362.08 | Single Family | FALSE | FALSE |  |  |  | 2996.576 | 1300.7864 | Single Family_FALSE | Single Family_FALSE | Single Family_ | Single Family_ | Single Family_ | unknown | unknownSingle Family_ | unknownSingle Family_FALSE
Water_00009013 | SITE_00605 | Room_00011810 | Bathroom_1 | Bathroom | Bathroom Faucet | unknown |  |  |  | Unknown | N/A | N/A | There currently remodeling the sink no sink available to test. | Bag | 0.796 |  |  | Unknown | OR | Single Family | Bathroom Faucet | 1124 | 1362.08 | Single Family | FALSE | FALSE |  |  |  | 0 | 0 | Single Family_FALSE | Single Family_FALSE | Single Family_ | Single Family_ | Single Family_ | unknown | unknownSingle Family_ | unknownSingle Family_FALSE
Water_00009014 | SITE_00605 | Room_00011810 | Bathroom_1 | Bathroom | Shower / Bathtub combo with diverter valve | 1.75 | 1.3211 | 1.75 | 1.4 |  | All used about the same | A few times per week | N/A | Bag | 0.8492 |  | 1.189 |  | OR | Single Family | Shower | 1124 | 1362.08 | Single Family | TRUE | TRUE | TRUE | TRUE | TRUE | 2383.64 | 1619.5131 | Single Family_TRUE | Single Family_TRUE | Single Family_TRUE | Single Family_TRUE | Single Family_TRUE | 1.8gpm | 1.8gpmSingle Family_TRUE | 1.8gpmSingle Family_TRUE
Water_00009015 | SITE_00528 | Room_00010725 | Kitchen_1 | Kitchen | Kitchen Faucet | 1.8 | 1.3267 | 1.8 | 1.5 |  | N/A | N/A | N/A | Bag | 0.796 |  | 1.194 |  | OR | Single Family | Kitchen Faucet | 1048 | 1362.08 | Single Family | FALSE | FALSE |  |  |  | 2451.744 | 1626.3235 | Single Family_FALSE | Single Family_FALSE | Single Family_ | Single Family_ | Single Family_ | unknown | unknownSingle Family_ | unknownSingle Family_FALSE
Water_00009016 | SITE_00528 | Room_00010727 | Bathroom_1 | Bathroom | Bathroom Faucet | 1.0611 | 1.0611 |  | 1.2 |  | N/A | N/A | N/A | Bag | 0.796 |  | 0.955 |  | OR | Single Family | Bathroom Faucet | 1048 | 1362.08 | Single Family | FALSE | FALSE |  |  |  | 1445.3182 | 1300.7864 | Single Family_FALSE | Single Family_FALSE | Single Family_ | Single Family_ | Single Family_ | unknown | unknownSingle Family_ | unknownSingle Family_FALSE
Water_00009017 | SITE_00528 | Room_00010731 | Bathroom_2 | Bathroom | Bathroom Faucet | 1.0611 | 1.0611 |  | 1.2 |  | N/A | N/A | N/A | Bag | 0.796 |  | 0.955 |  | OR | Single Family | Bathroom Faucet | 1048 | 1362.08 | Single Family | FALSE | FALSE |  |  |  | 1445.3182 | 1300.7864 | Single Family_FALSE | Single Family_FALSE | Single Family_ | Single Family_ | Single Family_ | unknown | unknownSingle Family_ | unknownSingle Family_FALSE
Water_00009018 | SITE_00528 | Room_00010731 | Bathroom_2 | Bathroom | Bathroom Faucet | 0.97333 | 0.97333 |  | 1.1 |  | N/A | N/A | N/A | Bag | 0.796 |  | 0.876 |  | OR | Single Family | Bathroom Faucet | 1048 | 1362.08 | Single Family | FALSE | FALSE |  |  |  | 1325.7579 | 1193.1821 | Single Family_FALSE | Single Family_FALSE | Single Family_ | Single Family_ | Single Family_ | unknown | unknownSingle Family_ | unknownSingle Family_FALSE
Water_00009019 | SITE_00528 | Room_00010731 | Bathroom_2 | Bathroom | Shower | 2.5 | 2.5478 | 2.5 | 2.7 |  | Primary | Daily / Almost Daily | N/A | Bag | 0.8492 |  | 2.293 |  | OR | Single Family | Shower | 1048 | 1362.08 | Single Family | TRUE | FALSE | TRUE | TRUE | TRUE | 3405.2 | 3123.2494 | Single Family_TRUE | Single Family_FALSE | Single Family_TRUE | Single Family_TRUE | Single Family_TRUE | 2.5gpm | 2.5gpmSingle Family_TRUE | 2.5gpmSingle Family_TRUE
Water_00009020 | SITE_00528 | Room_00010734 | Bathroom_3 | Bathroom | Bathroom Faucet | 1.3267 | 1.3267 |  | 1.5 |  | N/A | N/A | N/A | Bag | 0.796 |  | 1.194 |  | OR | Single Family | Bathroom Faucet | 1048 | 1362.08 | Single Family | FALSE | FALSE |  |  |  | 1807.0261 | 1626.3235 | Single Family_FALSE | Single Family_FALSE | Single Family_ | Single Family_ | Single Family_ | unknown | unknownSingle Family_ | unknownSingle Family_FALSE
Water_00009021 | SITE_00528 | Room_00010734 | Bathroom_3 | Bathroom | Shower / Bathtub combo with diverter valve | 1.3211 | 1.3211 |  | 1.4 |  | Primary | Daily / Almost Daily | N/A | Bag | 0.8492 |  | 1.189 |  | OR | Single Family | Shower | 1048 | 1362.08 | Single Family | TRUE | TRUE | TRUE | TRUE | TRUE | 1799.459 | 1619.5131 | Single Family_TRUE | Single Family_TRUE | Single Family_TRUE | Single Family_TRUE | Single Family_TRUE | <1.5gpm | <1.5gpmSingle Family_TRUE | <1.5gpmSingle Family_TRUE
Water_00009022 | SITE_01237 | Room_00017572 | Kitchen_1 | Kitchen | Kitchen Faucet | 1.3267 | 1.3267 |  | 1.5 |  | N/A | N/A | N/A | Bag | 0.796 |  | 1.194 |  | OR | Multifamily Residence | Kitchen Faucet | 1752 | 819.89 | Multifamily Residence | FALSE | FALSE |  |  |  | 1087.7207 | 978.9487 | Multifamily Residence_FALSE | Multifamily Residence_FALSE | Multifamily Residence_ | Multifamily Residence_ | Multifamily Residence_ | unknown | unknownMultifamily Residence_ | unknownMultifamily Residence_FALSE
Water_00009023 | SITE_01237 | Room_00017574 | Bathroom_1 | Bathroom | Bathroom Faucet | 1.2 | 1.3267 | 1.2 | 1.5 |  | N/A | N/A | N/A | Bag | 0.796 |  | 1.194 |  | OR | Multifamily Residence | Bathroom Faucet | 1752 | 819.89 | Multifamily Residence | FALSE | FALSE |  |  |  | 983.868 | 978.9487 | Multifamily Residence_FALSE | Multifamily Residence_FALSE | Multifamily Residence_ | Multifamily Residence_ | Multifamily Residence_ | unknown | unknownMultifamily Residence_ | unknownMultifamily Residence_FALSE
Water_00009024 | SITE_01237 | Room_00017574 | Bathroom_1 | Bathroom | Shower / Bathtub combo with diverter valve | 1.8867 | 1.8867 |  | 2 |  | Primary | Daily / Almost Daily | N/A | Bag | 0.8492 |  | 1.698 |  | OR | Multifamily Residence | Shower | 1752 | 819.89 | Multifamily Residence | TRUE | TRUE | TRUE | TRUE | TRUE | 1546.8591 | 1392.1732 | Multifamily Residence_TRUE | Multifamily Residence_TRUE | Multifamily Residence_TRUE | Multifamily Residence_TRUE | Multifamily Residence_TRUE | 2.0gpm | 2.0gpmMultifamily Residence_TRUE | 2.0gpmMultifamily Residence_TRUE
Water_00009025 | SITE_00470 | Room_00009982 | Kitchen_1 | Kitchen | Kitchen Faucet | 1.5 | 1.0611 | 1.5 | 1.2 |  | N/A | N/A | N/A | Bag | 0.796 |  | 0.955 |  | OR | Multifamily Residence | Kitchen Faucet | 990 | 819.89 | Multifamily Residence | FALSE | FALSE |  |  |  | 1229.835 | 782.9949 | Multifamily Residence_FALSE | Multifamily Residence_FALSE | Multifamily Residence_ | Multifamily Residence_ | Multifamily Residence_ | unknown | unknownMultifamily Residence_ | unknownMultifamily Residence_FALSE
Water_00009026 | SITE_00470 | Room_00009984 | Bathroom_1 | Bathroom | Bathroom Faucet | 2.2 | 2.3 | 2.2 | 2.6 |  | N/A | N/A | N/A | Bag | 0.796 |  | 2.07 |  | OR | Multifamily Residence | Bathroom Faucet | 990 | 819.89 | Multifamily Residence | FALSE | FALSE |  |  |  | 1803.758 | 1697.1723 | Multifamily Residence_FALSE | Multifamily Residence_FALSE | Multifamily Residence_ | Multifamily Residence_ | Multifamily Residence_ | unknown | unknownMultifamily Residence_ | unknownMultifamily Residence_FALSE
Water_00009027 | SITE_00231 | Room_00008684 | Kitchen_1 | Kitchen | Kitchen Faucet | 2.2111 | 2.2111 |  | 2.5 |  | N/A | N/A | Gpm not listed | Bag | 0.796 |  | 1.99 |  | ID | Single Family | Kitchen Faucet | 751 | 4702.18 | Single Family | FALSE | FALSE |  |  |  | 10397.0424 | 9357.3382 | Single Family_FALSE | Single Family_FALSE | Single Family_ | Single Family_ | Single Family_ | unknown | unknownSingle Family_ | unknownSingle Family_FALSE
Water_00009028 | SITE_00231 | Room_00008689 | Bathroom_2 | Bathroom | Bathroom Faucet | 2.2111 | 2.2111 |  | 2.5 |  | N/A | N/A | N/A | Bag | 0.796 |  | 1.99 |  | ID | Single Family | Bathroom Faucet | 751 | 4702.18 | Single Family | FALSE | FALSE |  |  |  | 10397.0424 | 9357.3382 | Single Family_FALSE | Single Family_FALSE | Single Family_ | Single Family_ | Single Family_ | unknown | unknownSingle Family_ | unknownSingle Family_FALSE
Water_00009029 | SITE_00231 | Room_00008689 | Bathroom_2 | Bathroom | Shower | 2.5 | 2.3589 | 2.5 | 2.5 |  | Primary | Unknown | Only uses bath. Used | Bag | 0.8492 |  | 2.123 |  | ID | Single Family | Shower | 751 | 4702.18 | Single Family | TRUE | FALSE | TRUE | TRUE | TRUE | 11755.45 | 9982.7281 | Single Family_TRUE | Single Family_FALSE | Single Family_TRUE | Single Family_TRUE | Single Family_TRUE | 2.5gpm | 2.5gpmSingle Family_TRUE | 2.5gpmSingle Family_TRUE
Water_00009030 | SITE_00231 | Room_00008688 | Bathroom_1 | Bathroom | Shower / Bathtub combo with diverter valve | 3.0667 | 3.0667 |  | 3.25 |  | Secondary | A few times per year | N/A | Bag | 0.8492 |  | 2.76 |  | ID | Single Family | Shower | 751 | 4702.18 | Single Family | TRUE | TRUE | TRUE | TRUE | TRUE | 14420.0187 | 12978.0168 | Single Family_TRUE | Single Family_TRUE | Single Family_TRUE | Single Family_TRUE | Single Family_TRUE | gt2.5gpm | gt2.5gpmSingle Family_TRUE | gt2.5gpmSingle Family_TRUE
Water_00009031 | SITE_00231 | Room_00008688 | Bathroom_1 | Bathroom | Bathroom Faucet | 2.2111 | 2.2111 |  | 2.5 |  | N/A | N/A | N/A | Bag | 0.796 |  | 1.99 |  | ID | Single Family | Bathroom Faucet | 751 | 4702.18 | Single Family | FALSE | FALSE |  |  |  | 10397.0424 | 9357.3382 | Single Family_FALSE | Single Family_FALSE | Single Family_ | Single Family_ | Single Family_ | unknown | unknownSingle Family_ | unknownSingle Family_FALSE
Water_00009032 | SITE_00214 | Room_00008429 | Kitchen_1 | Kitchen | Kitchen Faucet | 1.9456 | 1.9456 |  | 2.2 |  | N/A | N/A | GPM not listed | Bag | 0.796 |  | 1.751 |  | ID | Multifamily Residence | Kitchen Faucet | 734 | 773.6 | Multifamily Residence | FALSE | FALSE |  |  |  | 1505.0818 | 1354.5736 | Multifamily Residence_FALSE | Multifamily Residence_FALSE | Multifamily Residence_ | Multifamily Residence_ | Multifamily Residence_ | unknown | unknownMultifamily Residence_ | unknownMultifamily Residence_FALSE
Water_00009033 | SITE_00232 | Room_00008696 | Living Room_1 | Living Room | Kitchen Faucet | 2.0344 | 2.0344 |  | 2.3 |  | N/A | N/A | No GPM listed | Bag | 0.796 |  | 1.831 |  | ID | Single Family | Kitchen Faucet | 752 | 4702.18 | Single Family | FALSE | FALSE |  |  |  | 9566.324 | 8609.6916 | Single Family_FALSE | Single Family_FALSE | Single Family_ | Single Family_ | Single Family_ | unknown | unknownSingle Family_ | unknownSingle Family_FALSE
Water_00009034 | SITE_00232 | Room_00008697 | Bathroom_1 | Bathroom | Bathtub | unknown |  |  |  | N/A | N/A | N/A | 5.2 GPM measured. Rated not listed | Unknown |  | N/A |  | N/A | ID | Single Family | Bathtub | 752 | 4702.18 | Single Family | FALSE | FALSE |  |  |  | 0 | 0 | Single Family_FALSE | Single Family_FALSE | Single Family_ | Single Family_ | Single Family_ | unknown | unknownSingle Family_ | unknownSingle Family_FALSE
Water_00009035 | SITE_00232 | Room_00008697 | Bathroom_1 | Bathroom | Shower | 2.0756 | 2.0756 |  | 2.2 |  | Primary | A few times per week | Every other day usage. Gpm not listed | Bag | 0.8492 |  | 1.868 |  | ID | Single Family | Shower | 752 | 4702.18 | Single Family | TRUE | FALSE | TRUE | TRUE | TRUE | 9759.6358 | 8783.6722 | Single Family_TRUE | Single Family_FALSE | Single Family_TRUE | Single Family_TRUE | Single Family_TRUE | 2.5gpm | 2.5gpmSingle Family_TRUE | 2.5gpmSingle Family_TRUE
Water_00009036 | SITE_00232 | Room_00008697 | Bathroom_1 | Bathroom | Bathroom Faucet | 1.5 | 1.3267 | 1.5 | 1.5 |  | N/A | N/A | N/A | Bag | 0.796 |  | 1.194 |  | ID | Single Family | Bathroom Faucet | 752 | 4702.18 | Single Family | FALSE | FALSE |  |  |  | 7053.27 | 5614.4029 | Single Family_FALSE | Single Family_FALSE | Single Family_ | Single Family_ | Single Family_ | unknown | unknownSingle Family_ | unknownSingle Family_FALSE
Water_00009037 | SITE_00312 | Room_00008879 | Kitchen_1 | Kitchen | Bathroom Faucet | 2 | 2.2111 | 2 | 2.5 |  | N/A | N/A | N/A | Bag | 0.796 |  | 1.99 |  | ID | Manufactured | Bathroom Faucet | 832 | 1097.77 | Manufactured | FALSE | FALSE |  |  |  | 2195.54 | 2184.5623 | Manufactured_FALSE | Manufactured_FALSE | Manufactured_ | Manufactured_ | Manufactured_ | unknown | unknownManufactured_ | unknownManufactured_FALSE
Water_00009038 | SITE_00312 | Room_00008884 | Bathroom_2 | Bathroom | Shower / Bathtub combo with diverter valve | 2.5 | 2.3589 | 2.5 | 2.5 |  | Secondary | Daily / Almost Daily | N/A | Bag | 0.8492 |  | 2.123 |  | ID | Manufactured | Shower | 832 | 1097.77 | Manufactured | TRUE | TRUE | TRUE | TRUE | TRUE | 2744.425 | 2330.5657 | Manufactured_TRUE | Manufactured_TRUE | Manufactured_TRUE | Manufactured_TRUE | Manufactured_TRUE | 2.5gpm | 2.5gpmManufactured_TRUE | 2.5gpmManufactured_TRUE
Water_00009039 | SITE_00312 | Room_00008884 | Bathroom_2 | Bathroom | Bathroom Faucet | 2.2 |  | 2.2 |  | Unknown | N/A | N/A | N/A | Bag | 0.796 |  |  | Unknown | ID | Manufactured | Bathroom Faucet | 832 | 1097.77 | Manufactured | FALSE | FALSE |  |  |  | 2415.094 | 0 | Manufactured_FALSE | Manufactured_FALSE | Manufactured_ | Manufactured_ | Manufactured_ | unknown | unknownManufactured_ | unknownManufactured_FALSE
Water_00009040 | SITE_00312 | Room_00008885 | Bathroom_1 | Bathroom | Shower | unknown |  |  |  | Unknown | Primary | Daily / Almost Daily | Shower under repair. No shower head so couldn't get rated flow or actual flow | Bag | 0.8492 |  |  | Unknown | ID | Manufactured | Shower | 832 | 1097.77 | Manufactured | TRUE | FALSE | FALSE | FALSE | FALSE | 0 | 0 | Manufactured_TRUE | Manufactured_FALSE | Manufactured_FALSE | Manufactured_FALSE | Manufactured_FALSE | unknown | unknownManufactured_FALSE | unknownManufactured_TRUE
Water_00009041 | SITE_00312 | Room_00008885 | Bathroom_1 | Bathroom | Bathroom Faucet | 2 | 2.2111 | 2 | 2.5 |  | N/A | N/A | N/A | Bag | 0.796 |  | 1.99 |  | ID | Manufactured | Bathroom Faucet | 832 | 1097.77 | Manufactured | FALSE | FALSE |  |  |  | 2195.54 | 2184.5623 | Manufactured_FALSE | Manufactured_FALSE | Manufactured_ | Manufactured_ | Manufactured_ | unknown | unknownManufactured_ | unknownManufactured_FALSE
Water_00009042 | SITE_00312 | Room_00008885 | Bathroom_1 | Bathroom | Bathroom Faucet | 2 | 2.2111 | 2 | 2.5 |  | N/A | N/A | N/A | Bag | 0.796 |  | 1.99 |  | ID | Manufactured | Bathroom Faucet | 832 | 1097.77 | Manufactured | FALSE | FALSE |  |  |  | 2195.54 | 2184.5623 | Manufactured_FALSE | Manufactured_FALSE | Manufactured_ | Manufactured_ | Manufactured_ | unknown | unknownManufactured_ | unknownManufactured_FALSE
Water_00009043 | SITE_00325 | Room_00008998 | Kitchen_1 | Kitchen | Kitchen Faucet | 1.9456 | 1.9456 |  | 2.2 |  | N/A | N/A | Rated GPM not listed | Bag | 0.796 |  | 1.751 |  | ID | Manufactured | Kitchen Faucet | 845 | 626.07 | Manufactured | FALSE | FALSE |  |  |  | 1218.054 | 1096.2486 | Manufactured_FALSE | Manufactured_FALSE | Manufactured_ | Manufactured_ | Manufactured_ | unknown | unknownManufactured_ | unknownManufactured_FALSE
Water_00009044 | SITE_00325 | Room_00008999 | Bathroom_1 | Bathroom | Bathroom Faucet | 2.2 | 1.3267 | 2.2 | 1.5 |  | N/A | N/A | N/A | Bag | 0.796 |  | 1.194 |  | ID | Manufactured | Bathroom Faucet | 845 | 626.07 | Manufactured | FALSE | FALSE |  |  |  | 1377.354 | 747.5276 | Manufactured_FALSE | Manufactured_FALSE | Manufactured_ | Manufactured_ | Manufactured_ | unknown | unknownManufactured_ | unknownManufactured_FALSE
Water_00009045 | SITE_00325 | Room_00008999 | Bathroom_1 | Bathroom | Shower / Bathtub combo with diverter valve | 2.8311 | 2.8311 |  | 3 |  | All used about the same | A few times per week | Gpm not listed | Bag | 0.8492 |  | 2.548 |  | ID | Manufactured | Shower | 845 | 626.07 | Manufactured | TRUE | TRUE | TRUE | TRUE | TRUE | 1772.4737 | 1595.2264 | Manufactured_TRUE | Manufactured_TRUE | Manufactured_TRUE | Manufactured_TRUE | Manufactured_TRUE | gt2.5gpm | gt2.5gpmManufactured_TRUE | gt2.5gpmManufactured_TRUE
Water_00009046 | SITE_00323 | Room_00008980 | Kitchen_1 | Kitchen | Kitchen Faucet | 3.2722 | 3.2722 |  | 3.7 |  | N/A | N/A | No GPM listed | Bag | 0.796 |  | 2.945 |  | ID | Manufactured | Kitchen Faucet | 843 | 626.07 | Manufactured | FALSE | FALSE |  |  |  | 2048.6402 | 1843.7762 | Manufactured_FALSE | Manufactured_FALSE | Manufactured_ | Manufactured_ | Manufactured_ | unknown | unknownManufactured_ | unknownManufactured_FALSE
Water_00009047 | SITE_00323 | Room_00008983 | Bathroom_1 | Bathroom | Shower / Bathtub combo with diverter valve | 2.5 | 2.2644 | 2.5 | 2.4 |  | Primary | A few times per week | N/A | Bag | 0.8492 |  | 2.038 |  | ID | Manufactured | Shower | 843 | 626.07 | Manufactured | TRUE | TRUE | TRUE | TRUE | TRUE | 1565.175 | 1275.9307 | Manufactured_TRUE | Manufactured_TRUE | Manufactured_TRUE | Manufactured_TRUE | Manufactured_TRUE | 2.5gpm | 2.5gpmManufactured_TRUE | 2.5gpmManufactured_TRUE
Water_00009048 | SITE_00323 | Room_00008983 | Bathroom_1 | Bathroom | Bathroom Faucet | 2 | 1.7689 | 2 | 2 |  | N/A | N/A | N/A | Bag | 0.796 |  | 1.592 |  | ID | Manufactured | Bathroom Faucet | 843 | 626.07 | Manufactured | FALSE | FALSE |  |  |  | 1252.14 | 996.7034 | Manufactured_FALSE | Manufactured_FALSE | Manufactured_ | Manufactured_ | Manufactured_ | unknown | unknownManufactured_ | unknownManufactured_FALSE
Water_00009049 | SITE_00327 | Room_00009015 | Kitchen_1 | Kitchen | Kitchen Faucet | 1.8 | 1.9456 | 1.8 | 2.2 |  | N/A | N/A | N/A | Bag | 0.796 |  | 1.751 |  | ID | Manufactured | Kitchen Faucet | 847 | 626.07 | Manufactured | FALSE | FALSE |  |  |  | 1126.926 | 1096.2486 | Manufactured_FALSE | Manufactured_FALSE | Manufactured_ | Manufactured_ | Manufactured_ | unknown | unknownManufactured_ | unknownManufactured_FALSE
Water_00009050 | SITE_00327 | Room_00009017 | Bathroom_1 | Bathroom | Shower / Bathtub combo with diverter valve | unknown |  |  |  | Unknown | Secondary | Never | Shower used as storage space. Could not inspect head closely or turn on so; so no flow reading. | Bag | 0.8492 |  |  | Unknown | ID | Manufactured | Shower | 847 | 626.07 | Manufactured | TRUE | TRUE | FALSE | FALSE | FALSE | 0 | 0 | Manufactured_TRUE | Manufactured_TRUE | Manufactured_FALSE | Manufactured_FALSE | Manufactured_FALSE | unknown | unknownManufactured_FALSE | unknownManufactured_TRUE
Water_00009051 | SITE_00327 | Room_00009017 | Bathroom_1 | Bathroom | Bathroom Faucet | 2.2 | 1.7689 | 2.2 | 2 |  | N/A | N/A | N/A | Bag | 0.796 |  | 1.592 |  | ID | Manufactured | Bathroom Faucet | 847 | 626.07 | Manufactured | FALSE | FALSE |  |  |  | 1377.354 | 996.7034 | Manufactured_FALSE | Manufactured_FALSE | Manufactured_ | Manufactured_ | Manufactured_ | unknown | unknownManufactured_ | unknownManufactured_FALSE
Water_00009052 | SITE_00193 | Room_00008216 | Bathroom_6 | Bathroom | Bathroom Faucet | 2 | 1.0611 | 2 | 1.2 |  | N/A | N/A | N/A | Bag | 0.796 |  | 0.955 |  | ID | Single Family | Bathroom Faucet | 713 | 4702.18 | Single Family | FALSE | FALSE |  |  |  | 9404.36 | 4490.5819 | Single Family_FALSE | Single Family_FALSE | Single Family_ | Single Family_ | Single Family_ | unknown | unknownSingle Family_ | unknownSingle Family_FALSE
Water_00009053 | SITE_00193 | Room_00008216 | Bathroom_6 | Bathroom | Shower / Bathtub combo with diverter valve | 3.3022 | 3.3022 |  | 3.5 |  | Primary | A few times per week | Gpm not listed | Bag | 0.8492 |  | 2.972 |  | ID | Single Family | Shower | 713 | 4702.18 | Single Family | TRUE | TRUE | TRUE | TRUE | TRUE | 15527.6433 | 13974.879 | Single Family_TRUE | Single Family_TRUE | Single Family_TRUE | Single Family_TRUE | Single Family_TRUE | gt2.5gpm | gt2.5gpmSingle Family_TRUE | gt2.5gpmSingle Family_TRUE
Water_00009054 | SITE_00326 | Room_00009006 | Kitchen_2 | Kitchen | Kitchen Faucet | 2.2 | 1.7689 | 2.2 | 2 |  | N/A | N/A | N/A | Bag | 0.796 |  | 1.592 |  | ID | Manufactured | Kitchen Faucet | 846 | 626.07 | Manufactured | FALSE | FALSE |  |  |  | 1377.354 | 996.7034 | Manufactured_FALSE | Manufactured_FALSE | Manufactured_ | Manufactured_ | Manufactured_ | unknown | unknownManufactured_ | unknownManufactured_FALSE
Water_00009055 | SITE_00311 | Room_00008873 | Bathroom_1 | Bathroom | Bathroom Faucet | 2.2 | 1.9456 | 2.2 | 2.2 |  | N/A | N/A | N/A | Bag | 0.796 |  | 1.751 |  | ID | Manufactured | Bathroom Faucet | 831 | 626.07 | Manufactured | FALSE | FALSE |  |  |  | 1377.354 | 1096.2486 | Manufactured_FALSE | Manufactured_FALSE | Manufactured_ | Manufactured_ | Manufactured_ | unknown | unknownManufactured_ | unknownManufactured_FALSE
Water_00009056 | SITE_00311 | Room_00008873 | Bathroom_1 | Bathroom | Shower | 0.94333 | 0.94333 |  | 1 |  | Primary | Daily / Almost Daily | N/A | Bag | 0.8492 |  | 0.849 |  | ID | Manufactured | Shower | 831 | 626.07 | Manufactured | TRUE | FALSE | TRUE | TRUE | TRUE | 590.5927 | 531.5334 | Manufactured_TRUE | Manufactured_FALSE | Manufactured_TRUE | Manufactured_TRUE | Manufactured_TRUE | <1.5gpm | <1.5gpmManufactured_TRUE | <1.5gpmManufactured_TRUE
Water_00009057 | SITE_00311 | Room_00008876 | Kitchen_1 | Kitchen | Kitchen Faucet | 1.8 | 1.7689 | 1.8 | 2 |  | N/A | N/A | N/A | Bag | 0.796 |  | 1.592 |  | ID | Manufactured | Kitchen Faucet | 831 | 626.07 | Manufactured | FALSE | FALSE |  |  |  | 1126.926 | 996.7034 | Manufactured_FALSE | Manufactured_FALSE | Manufactured_ | Manufactured_ | Manufactured_ | unknown | unknownManufactured_ | unknownManufactured_FALSE
Water_00009058 | SITE_00306 | Room_00008831 | Kitchen_1 | Kitchen | Kitchen Faucet | 2.2111 | 2.2111 |  | 2.5 |  | N/A | N/A | N/A | Bag | 0.796 |  | 1.99 |  | ID | Manufactured | Kitchen Faucet | 826 | 626.07 | Manufactured | FALSE | FALSE |  |  |  | 1384.3103 | 1245.8793 | Manufactured_FALSE | Manufactured_FALSE | Manufactured_ | Manufactured_ | Manufactured_ | unknown | unknownManufactured_ | unknownManufactured_FALSE
Water_00009059 | SITE_00306 | Room_00008832 | Bathroom_1 | Bathroom | Bathroom Faucet | 2.2 | 1.9456 | 2.2 | 2.2 |  | N/A | N/A | N/A | Bag | 0.796 |  | 1.751 |  | ID | Manufactured | Bathroom Faucet | 826 | 626.07 | Manufactured | FALSE | FALSE |  |  |  | 1377.354 | 1096.2486 | Manufactured_FALSE | Manufactured_FALSE | Manufactured_ | Manufactured_ | Manufactured_ | unknown | unknownManufactured_ | unknownManufactured_FALSE
Water_00009060 | SITE_00306 | Room_00008832 | Bathroom_1 | Bathroom | Shower / Bathtub combo with diverter valve | 2.5 | 1.8867 | 2.5 | 2 |  | Primary | Daily / Almost Daily | N/A | Bag | 0.8492 |  | 1.698 |  | ID | Manufactured | Shower | 826 | 626.07 | Manufactured | TRUE | TRUE | TRUE | TRUE | TRUE | 1565.175 | 1063.0669 | Manufactured_TRUE | Manufactured_TRUE | Manufactured_TRUE | Manufactured_TRUE | Manufactured_TRUE | 2.5gpm | 2.5gpmManufactured_TRUE | 2.5gpmManufactured_TRUE
Water_00009061 | SITE_00412 | Room_00009399 | Bathroom_1 | Bathroom | Bathroom Faucet | 1.5 | 1.7689 | 1.5 | 2 |  | N/A | N/A | N/A | Bag | 0.796 |  | 1.592 |  | ID | Single Family | Bathroom Faucet | 932 | 4610.02 | Single Family | FALSE | FALSE |  |  |  | 6915.03 | 7339.1518 | Single Family_FALSE | Single Family_FALSE | Single Family_ | Single Family_ | Single Family_ | unknown | unknownSingle Family_ | unknownSingle Family_FALSE
Water_00009062 | SITE_00412 | Room_00009399 | Bathroom_1 | Bathroom | Bathroom Faucet | 1.5 | 1.7689 | 1.5 | 2 |  | N/A | N/A | N/A | Bag | 0.796 |  | 1.592 |  | ID | Single Family | Bathroom Faucet | 932 | 4610.02 | Single Family | FALSE | FALSE |  |  |  | 6915.03 | 7339.1518 | Single Family_FALSE | Single Family_FALSE | Single Family_ | Single Family_ | Single Family_ | unknown | unknownSingle Family_ | unknownSingle Family_FALSE
Water_00009063 | SITE_00412 | Room_00009399 | Bathroom_1 | Bathroom | Shower | 1.6989 | 1.6989 |  | 1.8 |  | Primary | Daily / Almost Daily | N/A | Bag | 0.8492 |  | 1.529 |  | ID | Single Family | Shower | 932 | 4610.02 | Single Family | TRUE | FALSE | TRUE | TRUE | TRUE | 7831.9118 | 7048.7206 | Single Family_TRUE | Single Family_FALSE | Single Family_TRUE | Single Family_TRUE | Single Family_TRUE | 1.8gpm | 1.8gpmSingle Family_TRUE | 1.8gpmSingle Family_TRUE
Water_00009064 | SITE_00412 | Room_00009403 | Bathroom_2 | Bathroom | Bathroom Faucet | 1.5 | 1.7689 | 1.5 | 2 |  | N/A | N/A | N/A | Bag | 0.796 |  | 1.592 |  | ID | Single Family | Bathroom Faucet | 932 | 4610.02 | Single Family | FALSE | FALSE |  |  |  | 6915.03 | 7339.1518 | Single Family_FALSE | Single Family_FALSE | Single Family_ | Single Family_ | Single Family_ | unknown | unknownSingle Family_ | unknownSingle Family_FALSE
Water_00009065 | SITE_00412 | Room_00009403 | Bathroom_2 | Bathroom | Bathroom Faucet | 1.5 | 1.7689 | 1.5 | 2 |  | N/A | N/A | N/A | Bag | 0.796 |  | 1.592 |  | ID | Single Family | Bathroom Faucet | 932 | 4610.02 | Single Family | FALSE | FALSE |  |  |  | 6915.03 | 7339.1518 | Single Family_FALSE | Single Family_FALSE | Single Family_ | Single Family_ | Single Family_ | unknown | unknownSingle Family_ | unknownSingle Family_FALSE
Water_00009066 | SITE_00412 | Room_00009403 | Bathroom_2 | Bathroom | Shower / Bathtub combo with diverter valve | 1.4156 | 1.4156 |  | 1.5 |  | Secondary | A few times per year | Used as tub only for small children | Bag | 0.8492 |  | 1.274 |  | ID | Single Family | Shower | 932 | 4610.02 | Single Family | TRUE | TRUE | TRUE | TRUE | TRUE | 6525.7394 | 5873.1655 | Single Family_TRUE | Single Family_TRUE | Single Family_TRUE | Single Family_TRUE | Single Family_TRUE | <1.5gpm | <1.5gpmSingle Family_TRUE | <1.5gpmSingle Family_TRUE
Water_00009067 | SITE_00412 | Room_00009404 | Kitchen_1 | Kitchen | Kitchen Faucet | 1.8 | 1.5922 | 1.8 | 1.8 |  | N/A | N/A | N/A | Bag | 0.796 |  | 1.433 |  | ID | Single Family | Kitchen Faucet | 932 | 4610.02 | Single Family | FALSE | FALSE |  |  |  | 8298.036 | 6606.1587 | Single Family_FALSE | Single Family_FALSE | Single Family_ | Single Family_ | Single Family_ | unknown | unknownSingle Family_ | unknownSingle Family_FALSE
Water_00009068 | SITE_00317 | Room_00008931 | Kitchen_2 | Kitchen | Kitchen Faucet | 1.8 | 1.7689 | 1.8 | 2 |  | N/A | N/A | N/A | Bag | 0.796 |  | 1.592 |  | ID | Manufactured | Kitchen Faucet | 837 | 626.07 | Manufactured | FALSE | FALSE |  |  |  | 1126.926 | 996.7034 | Manufactured_FALSE | Manufactured_FALSE | Manufactured_ | Manufactured_ | Manufactured_ | unknown | unknownManufactured_ | unknownManufactured_FALSE
Water_00009069 | SITE_00314 | Room_00008902 | Bathroom_1 | Bathroom | Bathroom Faucet | 2.2 | 2.6533 | 2.2 | 3 |  | N/A | N/A | N/A | Bag | 0.796 |  | 2.388 |  | ID | Manufactured | Bathroom Faucet | 834 | 626.07 | Manufactured | FALSE | FALSE |  |  |  | 1377.354 | 1495.0552 | Manufactured_FALSE | Manufactured_FALSE | Manufactured_ | Manufactured_ | Manufactured_ | unknown | unknownManufactured_ | unknownManufactured_FALSE
Water_00009070 | SITE_00314 | Room_00008902 | Bathroom_1 | Bathroom | Shower | 1.6989 | 1.6989 |  | 1.8 |  | Secondary | A few times per week | N/A | Bag | 0.8492 |  | 1.529 |  | ID | Manufactured | Shower | 834 | 626.07 | Manufactured | TRUE | FALSE | TRUE | TRUE | TRUE | 1063.6234 | 957.261 | Manufactured_TRUE | Manufactured_FALSE | Manufactured_TRUE | Manufactured_TRUE | Manufactured_TRUE | 1.8gpm | 1.8gpmManufactured_TRUE | 1.8gpmManufactured_TRUE
Water_00009071 | SITE_00314 | Room_00008906 | Bathroom_2 | Bathroom | Shower / Bathtub combo with diverter valve | 2 | 1.4156 | 2 | 1.5 |  | Primary | Daily / Almost Daily | N/A | Bag | 0.8492 |  | 1.274 |  | ID | Manufactured | Shower | 834 | 626.07 | Manufactured | TRUE | TRUE | TRUE | TRUE | TRUE | 1252.14 | 797.6132 | Manufactured_TRUE | Manufactured_TRUE | Manufactured_TRUE | Manufactured_TRUE | Manufactured_TRUE | 2.0gpm | 2.0gpmManufactured_TRUE | 2.0gpmManufactured_TRUE
Water_00009072 | SITE_00314 | Room_00008906 | Bathroom_2 | Bathroom | Bathroom Faucet | 2.2 | 2.2111 | 2.2 | 2.5 |  | N/A | N/A | N/A | Bag | 0.796 |  | 1.99 |  | ID | Manufactured | Bathroom Faucet | 834 | 626.07 | Manufactured | FALSE | FALSE |  |  |  | 1377.354 | 1245.8793 | Manufactured_FALSE | Manufactured_FALSE | Manufactured_ | Manufactured_ | Manufactured_ | unknown | unknownManufactured_ | unknownManufactured_FALSE
Water_00009073 | SITE_00319 | Room_00008947 | Kitchen_1 | Kitchen | Kitchen Faucet | 1.0611 | 1.0611 |  | 1.2 |  | N/A | N/A | N/A | Bag | 0.796 |  | 0.955 |  | ID | Manufactured | Kitchen Faucet | 839 | 626.07 | Manufactured | FALSE | FALSE |  |  |  | 664.3298 | 597.8968 | Manufactured_FALSE | Manufactured_FALSE | Manufactured_ | Manufactured_ | Manufactured_ | unknown | unknownManufactured_ | unknownManufactured_FALSE
Water_00009074 | SITE_00319 | Room_00008952 | Bathroom_1 | Bathroom | Bathroom Faucet | 1.0611 | 1.0611 |  | 1.2 |  | N/A | N/A | N/A | Bag | 0.796 |  | 0.955 |  | ID | Manufactured | Bathroom Faucet | 839 | 626.07 | Manufactured | FALSE | FALSE |  |  |  | 664.3298 | 597.8968 | Manufactured_FALSE | Manufactured_FALSE | Manufactured_ | Manufactured_ | Manufactured_ | unknown | unknownManufactured_ | unknownManufactured_FALSE
Water_00009075 | SITE_00319 | Room_00008952 | Bathroom_1 | Bathroom | Shower / Bathtub combo with diverter valve | 1.6989 | 1.6989 |  | 1.8 |  | Primary | Daily / Almost Daily | N/A | Bag | 0.8492 |  | 1.529 |  | ID | Manufactured | Shower | 839 | 626.07 | Manufactured | TRUE | TRUE | TRUE | TRUE | TRUE | 1063.6234 | 957.261 | Manufactured_TRUE | Manufactured_TRUE | Manufactured_TRUE | Manufactured_TRUE | Manufactured_TRUE | 1.8gpm | 1.8gpmManufactured_TRUE | 1.8gpmManufactured_TRUE
Water_00009076 | SITE_00320 | Room_00008956 | Bathroom_1 | Bathroom | Bathroom Faucet | 2.2 | 1.7689 | 2.2 | 2 |  | N/A | N/A | N/A | Bag | 0.796 |  | 1.592 |  | ID | Manufactured | Bathroom Faucet | 840 | 626.07 | Manufactured | FALSE | FALSE |  |  |  | 1377.354 | 996.7034 | Manufactured_FALSE | Manufactured_FALSE | Manufactured_ | Manufactured_ | Manufactured_ | unknown | unknownManufactured_ | unknownManufactured_FALSE
Water_00009077 | SITE_00320 | Room_00008956 | Bathroom_1 | Bathroom | Shower | 1.51 | 1.51 |  | 1.6 |  | Secondary | A few times per year | N/A | Bag | 0.8492 |  | 1.359 |  | ID | Manufactured | Shower | 840 | 626.07 | Manufactured | TRUE | FALSE | TRUE | TRUE | TRUE | 945.3657 | 850.8291 | Manufactured_TRUE | Manufactured_FALSE | Manufactured_TRUE | Manufactured_TRUE | Manufactured_TRUE | 1.8gpm | 1.8gpmManufactured_TRUE | 1.8gpmManufactured_TRUE
Water_00009078 | SITE_00320 | Room_00008959 | Kitchen_1 | Kitchen | Kitchen Faucet | 1.5 | 0.88444 | 1.5 | 1 |  | N/A | N/A | N/A | Bag | 0.796 |  | 0.796 |  | ID | Manufactured | Kitchen Faucet | 840 | 626.07 | Manufactured | FALSE | FALSE |  |  |  | 939.105 | 498.3517 | Manufactured_FALSE | Manufactured_FALSE | Manufactured_ | Manufactured_ | Manufactured_ | unknown | unknownManufactured_ | unknownManufactured_FALSE
Water_00009079 | SITE_00320 | Room_00008961 | Bathroom_2 | Bathroom | Bathroom Faucet | 1.5 | 1.9456 | 1.5 | 2.2 |  | N/A | N/A | N/A | Bag | 0.796 |  | 1.751 |  | ID | Manufactured | Bathroom Faucet | 840 | 626.07 | Manufactured | FALSE | FALSE |  |  |  | 939.105 | 1096.2486 | Manufactured_FALSE | Manufactured_FALSE | Manufactured_ | Manufactured_ | Manufactured_ | unknown | unknownManufactured_ | unknownManufactured_FALSE
Water_00009080 | SITE_00320 | Room_00008961 | Bathroom_2 | Bathroom | Shower / Bathtub combo with diverter valve | 2.5 | 0.47222 | 2.5 | 0.5 |  | Primary | Daily / Almost Daily | N/A | Bag | 0.8492 |  | 0.425 |  | ID | Manufactured | Shower | 840 | 626.07 | Manufactured | TRUE | TRUE | TRUE | TRUE | TRUE | 1565.175 | 266.0797 | Manufactured_TRUE | Manufactured_TRUE | Manufactured_TRUE | Manufactured_TRUE | Manufactured_TRUE | 2.5gpm | 2.5gpmManufactured_TRUE | 2.5gpmManufactured_TRUE
Water_00009081 | SITE_00316 | Room_00008921 | Bathroom_1 | Bathroom | Bathroom Faucet | 1.3267 | 1.3267 |  | 1.5 |  | N/A | N/A | N/A | Bag | 0.796 |  | 1.194 |  | ID | Manufactured | Bathroom Faucet | 836 | 626.07 | Manufactured | FALSE | FALSE |  |  |  | 830.5862 | 747.5276 | Manufactured_FALSE | Manufactured_FALSE | Manufactured_ | Manufactured_ | Manufactured_ | unknown | unknownManufactured_ | unknownManufactured_FALSE
Water_00009082 | SITE_00316 | Room_00008921 | Bathroom_1 | Bathroom | Bathroom Faucet | unknown |  |  |  | Unknown | N/A | N/A | Cant access, does not appear to drain | Bag | 0.796 |  |  | Unknown | ID | Manufactured | Bathroom Faucet | 836 | 626.07 | Manufactured | FALSE | FALSE |  |  |  | 0 | 0 | Manufactured_FALSE | Manufactured_FALSE | Manufactured_ | Manufactured_ | Manufactured_ | unknown | unknownManufactured_ | unknownManufactured_FALSE
Water_00009083 | SITE_00316 | Room_00008921 | Bathroom_1 | Bathroom | Shower | 1.51 | 1.51 |  | 1.6 |  | Primary | Daily / Almost Daily | N/A | Bag | 0.8492 |  | 1.359 |  | ID | Manufactured | Shower | 836 | 626.07 | Manufactured | TRUE | FALSE | TRUE | TRUE | TRUE | 945.3657 | 850.8291 | Manufactured_TRUE | Manufactured_FALSE | Manufactured_TRUE | Manufactured_TRUE | Manufactured_TRUE | 1.8gpm | 1.8gpmManufactured_TRUE | 1.8gpmManufactured_TRUE
Water_00009084 | SITE_00316 | Room_00008923 | Kitchen_1 | Kitchen | Kitchen Faucet | 1.8 | 1.15 | 1.8 | 1.3 |  | N/A | N/A | N/A | Bag | 0.796 |  | 1.035 |  | ID | Manufactured | Kitchen Faucet | 836 | 626.07 | Manufactured | FALSE | FALSE |  |  |  | 1126.926 | 647.9824 | Manufactured_FALSE | Manufactured_FALSE | Manufactured_ | Manufactured_ | Manufactured_ | unknown | unknownManufactured_ | unknownManufactured_FALSE
Water_00009085 | SITE_00321 | Room_00008968 | Bathroom_1 | Bathroom | Bathroom Faucet | 1.7689 | 1.7689 |  | 2 |  | N/A | N/A | N/A | Bag | 0.796 |  | 1.592 |  | ID | Manufactured | Bathroom Faucet | 841 | 626.07 | Manufactured | FALSE | FALSE |  |  |  | 1107.4483 | 996.7034 | Manufactured_FALSE | Manufactured_FALSE | Manufactured_ | Manufactured_ | Manufactured_ | unknown | unknownManufactured_ | unknownManufactured_FALSE
Water_00009086 | SITE_00321 | Room_00008968 | Bathroom_1 | Bathroom | Shower / Bathtub combo with diverter valve | 2.5 | 1.8867 | 2.5 | 2 |  | Primary | A few times per week | N/A | Bag | 0.8492 |  | 1.698 |  | ID | Manufactured | Shower | 841 | 626.07 | Manufactured | TRUE | TRUE | TRUE | TRUE | TRUE | 1565.175 | 1063.0669 | Manufactured_TRUE | Manufactured_TRUE | Manufactured_TRUE | Manufactured_TRUE | Manufactured_TRUE | 2.5gpm | 2.5gpmManufactured_TRUE | 2.5gpmManufactured_TRUE
Water_00009087 | SITE_00321 | Room_00008970 | Kitchen_1 | Kitchen | Kitchen Faucet | 1.8 | 1.5922 | 1.8 | 1.8 |  | N/A | N/A | N/A | Bag | 0.796 |  | 1.433 |  | ID | Manufactured | Kitchen Faucet | 841 | 626.07 | Manufactured | FALSE | FALSE |  |  |  | 1126.926 | 897.1583 | Manufactured_FALSE | Manufactured_FALSE | Manufactured_ | Manufactured_ | Manufactured_ | unknown | unknownManufactured_ | unknownManufactured_FALSE
Water_00009088 | SITE_00330 | Room_00009042 | Bathroom_6 | Bathroom | Bathroom Faucet | 2 | 1.7689 | 2 | 2 |  | N/A | N/A | N/A | Bag | 0.796 |  | 1.592 |  | ID | Manufactured | Bathroom Faucet | 850 | 626.07 | Manufactured | FALSE | FALSE |  |  |  | 1252.14 | 996.7034 | Manufactured_FALSE | Manufactured_FALSE | Manufactured_ | Manufactured_ | Manufactured_ | unknown | unknownManufactured_ | unknownManufactured_FALSE
Water_00009089 | SITE_00330 | Room_00009042 | Bathroom_6 | Bathroom | Shower | 2.3589 | 2.3589 |  | 2.5 |  | Primary | Daily / Almost Daily | N/A | Bag | 0.8492 |  | 2.123 |  | ID | Manufactured | Shower | 850 | 626.07 | Manufactured | TRUE | FALSE | TRUE | TRUE | TRUE | 1476.8296 | 1329.1466 | Manufactured_TRUE | Manufactured_FALSE | Manufactured_TRUE | Manufactured_TRUE | Manufactured_TRUE | 2.5gpm | 2.5gpmManufactured_TRUE | 2.5gpmManufactured_TRUE
Water_00009090 | SITE_00307 | Room_00008842 | Living Room_1 | Living Room | Kitchen Faucet | unknown |  |  | 1.3 |  | N/A | N/A | N/A | Unknown |  | N/A |  | N/A | ID | Manufactured | Kitchen Faucet | 827 | 626.07 | Manufactured | FALSE | FALSE |  |  |  | 0 | 0 | Manufactured_FALSE | Manufactured_FALSE | Manufactured_ | Manufactured_ | Manufactured_ | unknown | unknownManufactured_ | unknownManufactured_FALSE
Water_00009091 | SITE_00309 | Room_00008857 | Bathroom_1 | Bathroom | Bathroom Faucet | 2 |  | 2 | 1 |  | N/A | N/A | N/A | Unknown |  | N/A |  | N/A | ID | Manufactured | Bathroom Faucet | 829 | 626.07 | Manufactured | FALSE | FALSE |  |  |  | 1252.14 | 0 | Manufactured_FALSE | Manufactured_FALSE | Manufactured_ | Manufactured_ | Manufactured_ | unknown | unknownManufactured_ | unknownManufactured_FALSE
Water_00009092 | SITE_00309 | Room_00008857 | Bathroom_1 | Bathroom | Shower / Bathtub combo with diverter valve | unknown |  |  | 3 |  | Secondary | Daily / Almost Daily | N/A | Unknown |  | N/A |  | N/A | ID | Manufactured | Shower | 829 | 626.07 | Manufactured | TRUE | TRUE | FALSE | FALSE | FALSE | 0 | 0 | Manufactured_TRUE | Manufactured_TRUE | Manufactured_FALSE | Manufactured_FALSE | Manufactured_FALSE | unknown | unknownManufactured_FALSE | unknownManufactured_TRUE
Water_00009093 | SITE_00309 | Room_00008861 | Bathroom_2 | Bathroom | Bathroom Faucet | 1.5 |  | 1.5 |  | Unknown | N/A | N/A | currently disconnected | Unknown |  | N/A |  | N/A | ID | Manufactured | Bathroom Faucet | 829 | 626.07 | Manufactured | FALSE | FALSE |  |  |  | 939.105 | 0 | Manufactured_FALSE | Manufactured_FALSE | Manufactured_ | Manufactured_ | Manufactured_ | unknown | unknownManufactured_ | unknownManufactured_FALSE
Water_00009094 | SITE_00309 | Room_00008861 | Bathroom_2 | Bathroom | Bathroom Faucet | unknown |  |  | 1.5 |  | N/A | N/A | N/A | Unknown |  | N/A |  | N/A | ID | Manufactured | Bathroom Faucet | 829 | 626.07 | Manufactured | FALSE | FALSE |  |  |  | 0 | 0 | Manufactured_FALSE | Manufactured_FALSE | Manufactured_ | Manufactured_ | Manufactured_ | unknown | unknownManufactured_ | unknownManufactured_FALSE
Water_00009095 | SITE_00309 | Room_00008861 | Bathroom_2 | Bathroom | Shower | 2.5 |  | 2.5 | 2.5 |  | Primary | Daily / Almost Daily | N/A | Unknown |  | N/A |  | N/A | ID | Manufactured | Shower | 829 | 626.07 | Manufactured | TRUE | FALSE | TRUE | FALSE | FALSE | 1565.175 | 0 | Manufactured_TRUE | Manufactured_FALSE | Manufactured_TRUE | Manufactured_FALSE | Manufactured_FALSE | unknown | unknownManufactured_FALSE | unknownManufactured_TRUE
Water_00009096 | SITE_00309 | Room_00008862 | Kitchen_1 | Kitchen | Kitchen Faucet | unknown |  |  | 2 |  | N/A | N/A | N/A | Unknown |  | N/A |  | N/A | ID | Manufactured | Kitchen Faucet | 829 | 626.07 | Manufactured | FALSE | FALSE |  |  |  | 0 | 0 | Manufactured_FALSE | Manufactured_FALSE | Manufactured_ | Manufactured_ | Manufactured_ | unknown | unknownManufactured_ | unknownManufactured_FALSE
Water_00009097 | SITE_00326 | Room_00009008 | Bathroom_1 | Bathroom | Bathroom Faucet | 2 |  | 2 | 3.8 |  | N/A | N/A | N/A | Unknown |  | N/A |  | N/A | ID | Manufactured | Bathroom Faucet | 846 | 626.07 | Manufactured | FALSE | FALSE |  |  |  | 1252.14 | 0 | Manufactured_FALSE | Manufactured_FALSE | Manufactured_ | Manufactured_ | Manufactured_ | unknown | unknownManufactured_ | unknownManufactured_FALSE
Water_00009098 | SITE_00326 | Room_00009010 | Bathroom_2 | Bathroom | Bathroom Faucet | 1.5 |  | 1.5 | 1.5 |  | N/A | N/A | N/A | Unknown |  | N/A |  | N/A | ID | Manufactured | Bathroom Faucet | 846 | 626.07 | Manufactured | FALSE | FALSE |  |  |  | 939.105 | 0 | Manufactured_FALSE | Manufactured_FALSE | Manufactured_ | Manufactured_ | Manufactured_ | unknown | unknownManufactured_ | unknownManufactured_FALSE
Water_00009099 | SITE_00326 | Room_00009010 | Bathroom_2 | Bathroom | Shower / Bathtub combo with diverter valve | unknown |  |  | 3 |  | Primary | Daily / Almost Daily | N/A | Unknown |  | N/A |  | N/A | ID | Manufactured | Shower | 846 | 626.07 | Manufactured | TRUE | TRUE | FALSE | FALSE | FALSE | 0 | 0 | Manufactured_TRUE | Manufactured_TRUE | Manufactured_FALSE | Manufactured_FALSE | Manufactured_FALSE | unknown | unknownManufactured_FALSE | unknownManufactured_TRUE
Water_00009100 | SITE_00306 | Room_00008838 | Bathroom_1 | Bathroom | Bathroom Faucet | 2.2 |  | 2.2 | 2.5 |  | N/A | N/A | N/A | Unknown |  | N/A |  | N/A | ID | Manufactured | Bathroom Faucet | 826 | 626.07 | Manufactured | FALSE | FALSE |  |  |  | 1377.354 | 0 | Manufactured_FALSE | Manufactured_FALSE | Manufactured_ | Manufactured_ | Manufactured_ | unknown | unknownManufactured_ | unknownManufactured_FALSE
Water_00009101 | SITE_00306 | Room_00008838 | Bathroom_1 | Bathroom | Shower / Bathtub combo with diverter valve | unknown |  |  | 3 |  | Primary | Daily / Almost Daily | N/A | Unknown |  | N/A |  | N/A | ID | Manufactured | Shower | 826 | 626.07 | Manufactured | TRUE | TRUE | FALSE | FALSE | FALSE | 0 | 0 | Manufactured_TRUE | Manufactured_TRUE | Manufactured_FALSE | Manufactured_FALSE | Manufactured_FALSE | unknown | unknownManufactured_FALSE | unknownManufactured_TRUE
Water_00009102 | SITE_00303 | Room_00008806 | Bathroom_1 | Bathroom | Bathroom Faucet | unknown |  |  | 2 |  | N/A | N/A | N/A | Unknown |  | N/A |  | N/A | ID | Manufactured | Bathroom Faucet | 823 | 626.07 | Manufactured | FALSE | FALSE |  |  |  | 0 | 0 | Manufactured_FALSE | Manufactured_FALSE | Manufactured_ | Manufactured_ | Manufactured_ | unknown | unknownManufactured_ | unknownManufactured_FALSE
Water_00009103 | SITE_00303 | Room_00008806 | Bathroom_1 | Bathroom | Shower / Bathtub combo with diverter valve | unknown |  |  | 3 |  | Primary | Daily / Almost Daily | N/A | Unknown |  | N/A |  | N/A | ID | Manufactured | Shower | 823 | 626.07 | Manufactured | TRUE | TRUE | FALSE | FALSE | FALSE | 0 | 0 | Manufactured_TRUE | Manufactured_TRUE | Manufactured_FALSE | Manufactured_FALSE | Manufactured_FALSE | unknown | unknownManufactured_FALSE | unknownManufactured_TRUE
Water_00009104 | SITE_00303 | Room_00008809 | Living Room_1 | Living Room | Kitchen Faucet | 1.8 |  | 1.8 | 1.5 |  | N/A | N/A | N/A | Unknown |  | N/A |  | N/A | ID | Manufactured | Kitchen Faucet | 823 | 626.07 | Manufactured | FALSE | FALSE |  |  |  | 1126.926 | 0 | Manufactured_FALSE | Manufactured_FALSE | Manufactured_ | Manufactured_ | Manufactured_ | unknown | unknownManufactured_ | unknownManufactured_FALSE
Water_00009105 | SITE_00317 | Room_00008936 | Bathroom_1 | Bathroom | Bathroom Faucet | unknown |  |  | 2.5 |  | N/A | N/A | N/A | Unknown |  | N/A |  | N/A | ID | Manufactured | Bathroom Faucet | 837 | 626.07 | Manufactured | FALSE | FALSE |  |  |  | 0 | 0 | Manufactured_FALSE | Manufactured_FALSE | Manufactured_ | Manufactured_ | Manufactured_ | unknown | unknownManufactured_ | unknownManufactured_FALSE
Water_00009106 | SITE_00317 | Room_00008936 | Bathroom_1 | Bathroom | Bathroom Faucet | 2.2 |  | 2.2 | 2 |  | N/A | N/A | N/A | Unknown |  | N/A |  | N/A | ID | Manufactured | Bathroom Faucet | 837 | 626.07 | Manufactured | FALSE | FALSE |  |  |  | 1377.354 | 0 | Manufactured_FALSE | Manufactured_FALSE | Manufactured_ | Manufactured_ | Manufactured_ | unknown | unknownManufactured_ | unknownManufactured_FALSE
Water_00009107 | SITE_00317 | Room_00008936 | Bathroom_1 | Bathroom | Shower / Bathtub combo with diverter valve | unknown |  |  | 2.5 |  | Primary | Daily / Almost Daily | N/A | Unknown |  | N/A |  | N/A | ID | Manufactured | Shower | 837 | 626.07 | Manufactured | TRUE | TRUE | FALSE | FALSE | FALSE | 0 | 0 | Manufactured_TRUE | Manufactured_TRUE | Manufactured_FALSE | Manufactured_FALSE | Manufactured_FALSE | unknown | unknownManufactured_FALSE | unknownManufactured_TRUE
Water_00009108 | SITE_00314 | Room_00008912 | Kitchen_1 | Kitchen | Kitchen Faucet | unknown |  |  | 1.5 |  | N/A | N/A | N/A | Unknown |  | N/A |  | N/A | ID | Manufactured | Kitchen Faucet | 834 | 626.07 | Manufactured | FALSE | FALSE |  |  |  | 0 | 0 | Manufactured_FALSE | Manufactured_FALSE | Manufactured_ | Manufactured_ | Manufactured_ | unknown | unknownManufactured_ | unknownManufactured_FALSE
Water_00009109 | SITE_00316 | Room_00008927 | Bathroom_1 | Bathroom | Bathroom Faucet | 2.2 |  | 2.2 | 2.2 |  | N/A | N/A | N/A | Unknown |  | N/A |  | N/A | ID | Manufactured | Bathroom Faucet | 836 | 626.07 | Manufactured | FALSE | FALSE |  |  |  | 1377.354 | 0 | Manufactured_FALSE | Manufactured_FALSE | Manufactured_ | Manufactured_ | Manufactured_ | unknown | unknownManufactured_ | unknownManufactured_FALSE
Water_00009110 | SITE_00330 | Room_00009046 | Bathroom_1 | Bathroom | Bathroom Faucet | 2 |  | 2 | 1.5 |  | N/A | N/A | N/A | Unknown |  | N/A |  | N/A | ID | Manufactured | Bathroom Faucet | 850 | 626.07 | Manufactured | FALSE | FALSE |  |  |  | 1252.14 | 0 | Manufactured_FALSE | Manufactured_FALSE | Manufactured_ | Manufactured_ | Manufactured_ | unknown | unknownManufactured_ | unknownManufactured_FALSE
Water_00009111 | SITE_00330 | Room_00009046 | Bathroom_1 | Bathroom | Shower / Bathtub combo with diverter valve | unknown |  |  | 2.5 |  | Secondary | A few times per year | N/A | Unknown |  | N/A |  | N/A | ID | Manufactured | Shower | 850 | 626.07 | Manufactured | TRUE | TRUE | FALSE | FALSE | FALSE | 0 | 0 | Manufactured_TRUE | Manufactured_TRUE | Manufactured_FALSE | Manufactured_FALSE | Manufactured_FALSE | unknown | unknownManufactured_FALSE | unknownManufactured_TRUE
Water_00009112 | SITE_00330 | Room_00009048 | Kitchen_1 | Kitchen | Kitchen Faucet | unknown |  |  | 1.5 |  | N/A | N/A | N/A | Unknown |  | N/A |  | N/A | ID | Manufactured | Kitchen Faucet | 850 | 626.07 | Manufactured | FALSE | FALSE |  |  |  | 0 | 0 | Manufactured_FALSE | Manufactured_FALSE | Manufactured_ | Manufactured_ | Manufactured_ | unknown | unknownManufactured_ | unknownManufactured_FALSE
Water_00009113 | SITE_00230 | Room_00008671 | Bathroom_1 | Bathroom | Bathroom Faucet | 1.7689 | 1.7689 |  | 2 |  | N/A | N/A | N/A | Bag | 0.796 |  | 1.592 |  | ID | Single Family | Bathroom Faucet | 750 | 4702.18 | Single Family | FALSE | FALSE |  |  |  | 8317.634 | 7485.8706 | Single Family_FALSE | Single Family_FALSE | Single Family_ | Single Family_ | Single Family_ | unknown | unknownSingle Family_ | unknownSingle Family_FALSE
Water_00009114 | SITE_00230 | Room_00008673 | Kitchen_1 | Kitchen | Kitchen Faucet | 2.6533 | 2.6533 |  | 3 |  | N/A | N/A | N/A | Bag | 0.796 |  | 2.388 |  | ID | Single Family | Kitchen Faucet | 750 | 4702.18 | Single Family | FALSE | FALSE |  |  |  | 12476.4509 | 11228.8058 | Single Family_FALSE | Single Family_FALSE | Single Family_ | Single Family_ | Single Family_ | unknown | unknownSingle Family_ | unknownSingle Family_FALSE
Water_00009115 | SITE_00230 | Room_00008679 | Bathroom_2 | Bathroom | Bathroom Faucet | 2.2111 | 2.2111 |  | 2.5 |  | N/A | N/A | N/A | Bag | 0.796 |  | 1.99 |  | ID | Single Family | Bathroom Faucet | 750 | 4702.18 | Single Family | FALSE | FALSE |  |  |  | 10397.0424 | 9357.3382 | Single Family_FALSE | Single Family_FALSE | Single Family_ | Single Family_ | Single Family_ | unknown | unknownSingle Family_ | unknownSingle Family_FALSE
Water_00009116 | SITE_00230 | Room_00008679 | Bathroom_2 | Bathroom | Shower / Bathtub combo with diverter valve | 2.8311 | 2.8311 |  | 3 |  | Secondary | A few times per month | S is the kids bath so it is used refularly for the tub but the shower is only used when company is over | Bag | 0.8492 |  | 2.548 |  | ID | Single Family | Shower | 750 | 4702.18 | Single Family | TRUE | TRUE | TRUE | TRUE | TRUE | 13312.394 | 11981.1546 | Single Family_TRUE | Single Family_TRUE | Single Family_TRUE | Single Family_TRUE | Single Family_TRUE | gt2.5gpm | gt2.5gpmSingle Family_TRUE | gt2.5gpmSingle Family_TRUE
Water_00009117 | SITE_00230 | Room_00008681 | Bathroom_3 | Bathroom | Bathroom Faucet | 1.7689 | 1.7689 |  | 2 |  | N/A | N/A | N/A | Bag | 0.796 |  | 1.592 |  | ID | Single Family | Bathroom Faucet | 750 | 4702.18 | Single Family | FALSE | FALSE |  |  |  | 8317.634 | 7485.8706 | Single Family_FALSE | Single Family_FALSE | Single Family_ | Single Family_ | Single Family_ | unknown | unknownSingle Family_ | unknownSingle Family_FALSE
Water_00009118 | SITE_00230 | Room_00008681 | Bathroom_3 | Bathroom | Bathroom Faucet | 1.7689 | 1.7689 |  | 2 |  | N/A | N/A | N/A | Bag | 0.796 |  | 1.592 |  | ID | Single Family | Bathroom Faucet | 750 | 4702.18 | Single Family | FALSE | FALSE |  |  |  | 8317.634 | 7485.8706 | Single Family_FALSE | Single Family_FALSE | Single Family_ | Single Family_ | Single Family_ | unknown | unknownSingle Family_ | unknownSingle Family_FALSE
Water_00009119 | SITE_00230 | Room_00008681 | Bathroom_3 | Bathroom | Bathtub | unknown |  |  |  | N/A | N/A | N/A | N/A | Unknown |  | N/A |  | N/A | ID | Single Family | Bathtub | 750 | 4702.18 | Single Family | FALSE | FALSE |  |  |  | 0 | 0 | Single Family_FALSE | Single Family_FALSE | Single Family_ | Single Family_ | Single Family_ | unknown | unknownSingle Family_ | unknownSingle Family_FALSE
Water_00009120 | SITE_00230 | Room_00008681 | Bathroom_3 | Bathroom | Shower | 2.5 | 2.8311 | 2.5 | 3 |  | Primary | Daily / Almost Daily | N/A | Bag | 0.8492 |  | 2.548 |  | ID | Single Family | Shower | 750 | 4702.18 | Single Family | TRUE | FALSE | TRUE | TRUE | TRUE | 11755.45 | 11981.1546 | Single Family_TRUE | Single Family_FALSE | Single Family_TRUE | Single Family_TRUE | Single Family_TRUE | 2.5gpm | 2.5gpmSingle Family_TRUE | 2.5gpmSingle Family_TRUE
Water_00009121 | SITE_00215 | Room_00008438 | Kitchen_1 | Kitchen | Kitchen Faucet | 1.3267 | 1.3267 |  | 1.5 |  | N/A | N/A | N/A | Bag | 0.796 |  | 1.194 |  | ID | Multifamily Residence | Kitchen Faucet | 735 | 773.6 | Multifamily Residence | FALSE | FALSE |  |  |  | 1026.3093 | 923.6784 | Multifamily Residence_FALSE | Multifamily Residence_FALSE | Multifamily Residence_ | Multifamily Residence_ | Multifamily Residence_ | unknown | unknownMultifamily Residence_ | unknownMultifamily Residence_FALSE
Water_00009122 | SITE_00215 | Room_00008443 | Bathroom_1 | Bathroom | Bathroom Faucet | 1.3267 | 1.3267 |  | 1.5 |  | N/A | N/A | N/A | Bag | 0.796 |  | 1.194 |  | ID | Multifamily Residence | Bathroom Faucet | 735 | 773.6 | Multifamily Residence | FALSE | FALSE |  |  |  | 1026.3093 | 923.6784 | Multifamily Residence_FALSE | Multifamily Residence_FALSE | Multifamily Residence_ | Multifamily Residence_ | Multifamily Residence_ | unknown | unknownMultifamily Residence_ | unknownMultifamily Residence_FALSE
Water_00009123 | SITE_00215 | Room_00008443 | Bathroom_1 | Bathroom | Shower | 2 | 3.3022 | 2 | 3.5 |  | Primary | Daily / Almost Daily | N/A | Bag | 0.8492 |  | 2.972 |  | ID | Multifamily Residence | Shower | 735 | 773.6 | Multifamily Residence | TRUE | FALSE | TRUE | TRUE | TRUE | 1547.2 | 2299.1392 | Multifamily Residence_TRUE | Multifamily Residence_FALSE | Multifamily Residence_TRUE | Multifamily Residence_TRUE | Multifamily Residence_TRUE | 2.0gpm | 2.0gpmMultifamily Residence_TRUE | 2.0gpmMultifamily Residence_TRUE
Water_00009124 | SITE_00229 | Room_00008651 | Kitchen_1 | Kitchen | Kitchen Faucet | 2.2111 | 2.2111 |  | 2.5 |  | N/A | N/A | N/A | Bag | 0.796 |  | 1.99 |  | ID | Single Family | Kitchen Faucet | 749 | 4610.02 | Single Family | FALSE | FALSE |  |  |  | 10193.2664 | 9173.9398 | Single Family_FALSE | Single Family_FALSE | Single Family_ | Single Family_ | Single Family_ | unknown | unknownSingle Family_ | unknownSingle Family_FALSE
Water_00009125 | SITE_00229 | Room_00008655 | Bathroom_1 | Bathroom | Bathroom Faucet | 2.2111 | 2.2111 |  | 2.5 |  | N/A | N/A | N/A | Bag | 0.796 |  | 1.99 |  | ID | Single Family | Bathroom Faucet | 749 | 4610.02 | Single Family | FALSE | FALSE |  |  |  | 10193.2664 | 9173.9398 | Single Family_FALSE | Single Family_FALSE | Single Family_ | Single Family_ | Single Family_ | unknown | unknownSingle Family_ | unknownSingle Family_FALSE
Water_00009126 | SITE_00229 | Room_00008655 | Bathroom_1 | Bathroom | Bathtub | unknown |  |  |  | N/A | N/A | N/A | N/A | Unknown |  | N/A |  | N/A | ID | Single Family | Bathtub | 749 | 4610.02 | Single Family | FALSE | FALSE |  |  |  | 0 | 0 | Single Family_FALSE | Single Family_FALSE | Single Family_ | Single Family_ | Single Family_ | unknown | unknownSingle Family_ | unknownSingle Family_FALSE
Water_00009127 | SITE_00229 | Room_00008655 | Bathroom_1 | Bathroom | Shower | 2.5 | 3.3022 | 2.5 | 3.5 |  | All used about the same | Daily / Almost Daily | N/A | Bag | 0.8492 |  | 2.972 |  | ID | Single Family | Shower | 749 | 4610.02 | Single Family | TRUE | FALSE | TRUE | TRUE | TRUE | 11525.05 | 13700.9794 | Single Family_TRUE | Single Family_FALSE | Single Family_TRUE | Single Family_TRUE | Single Family_TRUE | 2.5gpm | 2.5gpmSingle Family_TRUE | 2.5gpmSingle Family_TRUE
Water_00009128 | SITE_00229 | Room_00008660 | Bathroom_2 | Bathroom | Bathroom Faucet | 1.7689 | 1.7689 |  | 2 |  | N/A | N/A | N/A | Bag | 0.796 |  | 1.592 |  | ID | Single Family | Bathroom Faucet | 749 | 4610.02 | Single Family | FALSE | FALSE |  |  |  | 8154.6132 | 7339.1518 | Single Family_FALSE | Single Family_FALSE | Single Family_ | Single Family_ | Single Family_ | unknown | unknownSingle Family_ | unknownSingle Family_FALSE
Water_00009129 | SITE_00229 | Room_00008660 | Bathroom_2 | Bathroom | Shower / Bathtub combo with diverter valve | 2.5 | 2.8311 | 2.5 | 3 |  | All used about the same | Daily / Almost Daily | N/A | Bag | 0.8492 |  | 2.548 |  | ID | Single Family | Shower | 749 | 4610.02 | Single Family | TRUE | TRUE | TRUE | TRUE | TRUE | 11525.05 | 11746.331 | Single Family_TRUE | Single Family_TRUE | Single Family_TRUE | Single Family_TRUE | Single Family_TRUE | 2.5gpm | 2.5gpmSingle Family_TRUE | 2.5gpmSingle Family_TRUE
Water_00009130 | SITE_00229 | Room_00008665 | Bathroom_3 | Bathroom | Bathroom Faucet | 2 | 1.7689 | 2 | 2 |  | N/A | N/A | N/A | Bag | 0.796 |  | 1.592 |  | ID | Single Family | Bathroom Faucet | 749 | 4610.02 | Single Family | FALSE | FALSE |  |  |  | 9220.04 | 7339.1518 | Single Family_FALSE | Single Family_FALSE | Single Family_ | Single Family_ | Single Family_ | unknown | unknownSingle Family_ | unknownSingle Family_FALSE
Water_00009131 | SITE_00229 | Room_00008665 | Bathroom_3 | Bathroom | Shower | 2.8311 | 2.8311 |  | 3 |  | Secondary | A few times per year | N/A | Bag | 0.8492 |  | 2.548 |  | ID | Single Family | Shower | 749 | 4610.02 | Single Family | TRUE | FALSE | TRUE | TRUE | TRUE | 13051.4788 | 11746.331 | Single Family_TRUE | Single Family_FALSE | Single Family_TRUE | Single Family_TRUE | Single Family_TRUE | gt2.5gpm | gt2.5gpmSingle Family_TRUE | gt2.5gpmSingle Family_TRUE
Water_00009132 | SITE_00214 | Room_00008435 | Bathroom_6 | Bathroom | Shower / Bathtub combo with diverter valve | unknown |  |  |  | Unknown | Primary | Daily / Almost Daily | Did not test flow. Faucet appears to be having some sort of leaking issue. I didn't want to cause additional problems | Bag | 0.8492 |  |  | Unknown | ID | Multifamily Residence | Shower | 734 | 773.6 | Multifamily Residence | TRUE | TRUE | FALSE | FALSE | FALSE | 0 | 0 | Multifamily Residence_TRUE | Multifamily Residence_TRUE | Multifamily Residence_FALSE | Multifamily Residence_FALSE | Multifamily Residence_FALSE | unknown | unknownMultifamily Residence_FALSE | unknownMultifamily Residence_TRUE
Water_00009133 | SITE_00214 | Room_00008435 | Bathroom_6 | Bathroom | Bathroom Faucet | 1.7689 | 1.7689 |  | 2 |  | N/A | N/A | N/A | Bag | 0.796 |  | 1.592 |  | ID | Multifamily Residence | Bathroom Faucet | 734 | 773.6 | Multifamily Residence | FALSE | FALSE |  |  |  | 1368.4124 | 1231.5712 | Multifamily Residence_FALSE | Multifamily Residence_FALSE | Multifamily Residence_ | Multifamily Residence_ | Multifamily Residence_ | unknown | unknownMultifamily Residence_ | unknownMultifamily Residence_FALSE
Water_00009134 | SITE_00214 | Room_00008435 | Bathroom_6 | Bathroom | Bathroom Faucet | 1.7689 | 1.7689 |  | 2 |  | N/A | N/A | N/A | Bag | 0.796 |  | 1.592 |  | ID | Multifamily Residence | Bathroom Faucet | 734 | 773.6 | Multifamily Residence | FALSE | FALSE |  |  |  | 1368.4124 | 1231.5712 | Multifamily Residence_FALSE | Multifamily Residence_FALSE | Multifamily Residence_ | Multifamily Residence_ | Multifamily Residence_ | unknown | unknownMultifamily Residence_ | unknownMultifamily Residence_FALSE
Water_00009135 | SITE_00232 | Room_00008710 | Bathroom_6 | Bathroom | Bathroom Faucet | 1.5 | 1.3267 | 1.5 | 1.5 |  | N/A | N/A | N/A | Bag | 0.796 |  | 1.194 |  | ID | Single Family | Bathroom Faucet | 752 | 4702.18 | Single Family | FALSE | FALSE |  |  |  | 7053.27 | 5614.4029 | Single Family_FALSE | Single Family_FALSE | Single Family_ | Single Family_ | Single Family_ | unknown | unknownSingle Family_ | unknownSingle Family_FALSE
Water_00009136 | SITE_00232 | Room_00008710 | Bathroom_6 | Bathroom | Shower / Bathtub combo with diverter valve | 3.0667 | 3.0667 |  | 3.25 |  | Secondary | A few times per year | N/A | Bag | 0.8492 |  | 2.76 |  | ID | Single Family | Shower | 752 | 4702.18 | Single Family | TRUE | TRUE | TRUE | TRUE | TRUE | 14420.0187 | 12978.0168 | Single Family_TRUE | Single Family_TRUE | Single Family_TRUE | Single Family_TRUE | Single Family_TRUE | gt2.5gpm | gt2.5gpmSingle Family_TRUE | gt2.5gpmSingle Family_TRUE
Water_00009137 | SITE_00224 | Room_00008576 | Kitchen_1 | Kitchen | Kitchen Faucet | unknown |  |  |  | Unknown | N/A | N/A | No faucet installed yet | Bag | 0.796 |  |  | Unknown | ID | Single Family | Kitchen Faucet | 744 | 4702.18 | Single Family | FALSE | FALSE |  |  |  | 0 | 0 | Single Family_FALSE | Single Family_FALSE | Single Family_ | Single Family_ | Single Family_ | unknown | unknownSingle Family_ | unknownSingle Family_FALSE
Water_00009138 | SITE_00224 | Room_00008580 | Bathroom_1 | Bathroom | Bathroom Faucet | 1.7689 | 1.7689 |  | 2 |  | N/A | N/A | N/A | Bag | 0.796 |  | 1.592 |  | ID | Single Family | Bathroom Faucet | 744 | 4702.18 | Single Family | FALSE | FALSE |  |  |  | 8317.634 | 7485.8706 | Single Family_FALSE | Single Family_FALSE | Single Family_ | Single Family_ | Single Family_ | unknown | unknownSingle Family_ | unknownSingle Family_FALSE
Water_00009139 | SITE_00224 | Room_00008580 | Bathroom_1 | Bathroom | Shower / Bathtub combo with diverter valve | unknown |  |  |  | Unknown | Secondary | A few times per year | Some items in the tub. This shower is not used at all according to resident | Bag | 0.8492 |  |  | Unknown | ID | Single Family | Shower | 744 | 4702.18 | Single Family | TRUE | TRUE | FALSE | FALSE | FALSE | 0 | 0 | Single Family_TRUE | Single Family_TRUE | Single Family_FALSE | Single Family_FALSE | Single Family_FALSE | unknown | unknownSingle Family_FALSE | unknownSingle Family_TRUE
Water_00009140 | SITE_00224 | Room_00008584 | Bathroom_2 | Bathroom | Bathroom Faucet | 1.7689 | 1.7689 |  | 2 |  | N/A | N/A | N/A | Bag | 0.796 |  | 1.592 |  | ID | Single Family | Bathroom Faucet | 744 | 4702.18 | Single Family | FALSE | FALSE |  |  |  | 8317.634 | 7485.8706 | Single Family_FALSE | Single Family_FALSE | Single Family_ | Single Family_ | Single Family_ | unknown | unknownSingle Family_ | unknownSingle Family_FALSE
Water_00009141 | SITE_00224 | Room_00008584 | Bathroom_2 | Bathroom | Shower / Bathtub combo with diverter valve | 2.8311 | 2.8311 |  | 3 |  | Primary | Daily / Almost Daily | N/A | Bag | 0.8492 |  | 2.548 |  | ID | Single Family | Shower | 744 | 4702.18 | Single Family | TRUE | TRUE | TRUE | TRUE | TRUE | 13312.394 | 11981.1546 | Single Family_TRUE | Single Family_TRUE | Single Family_TRUE | Single Family_TRUE | Single Family_TRUE | gt2.5gpm | gt2.5gpmSingle Family_TRUE | gt2.5gpmSingle Family_TRUE
Water_00009142 | SITE_00223 | Room_00008562 | Kitchen_1 | Kitchen | Bathroom Faucet | 2.2111 | 2.2111 |  | 2.5 |  | N/A | N/A | N/A | Bag | 0.796 |  | 1.99 |  | ID | Manufactured | Bathroom Faucet | 743 | 1097.77 | Manufactured | FALSE | FALSE |  |  |  | 2427.2914 | 2184.5623 | Manufactured_FALSE | Manufactured_FALSE | Manufactured_ | Manufactured_ | Manufactured_ | unknown | unknownManufactured_ | unknownManufactured_FALSE
Water_00009143 | SITE_00223 | Room_00008563 | Bathroom_1 | Bathroom | Bathroom Faucet | 2.2111 | 2.2111 |  | 2.5 |  | N/A | N/A | N/A | Bag | 0.796 |  | 1.99 |  | ID | Manufactured | Bathroom Faucet | 743 | 1097.77 | Manufactured | FALSE | FALSE |  |  |  | 2427.2914 | 2184.5623 | Manufactured_FALSE | Manufactured_FALSE | Manufactured_ | Manufactured_ | Manufactured_ | unknown | unknownManufactured_ | unknownManufactured_FALSE
Water_00009144 | SITE_00223 | Room_00008563 | Bathroom_1 | Bathroom | Shower / Bathtub combo with diverter valve | unknown |  |  |  | Unknown | Primary | Daily / Almost Daily | Strange setup with two shower heads. Unsure how to test flow | Bag | 0.8492 |  |  | Unknown | ID | Manufactured | Shower | 743 | 1097.77 | Manufactured | TRUE | TRUE | FALSE | FALSE | FALSE | 0 | 0 | Manufactured_TRUE | Manufactured_TRUE | Manufactured_FALSE | Manufactured_FALSE | Manufactured_FALSE | unknown | unknownManufactured_FALSE | unknownManufactured_TRUE
Water_00009145 | SITE_00223 | Room_00008570 | Bathroom_2 | Bathroom | Bathroom Faucet | 2.2111 | 2.2111 |  | 2.5 |  | N/A | N/A | N/A | Bag | 0.796 |  | 1.99 |  | ID | Manufactured | Bathroom Faucet | 743 | 1097.77 | Manufactured | FALSE | FALSE |  |  |  | 2427.2914 | 2184.5623 | Manufactured_FALSE | Manufactured_FALSE | Manufactured_ | Manufactured_ | Manufactured_ | unknown | unknownManufactured_ | unknownManufactured_FALSE
Water_00009146 | SITE_00223 | Room_00008570 | Bathroom_2 | Bathroom | Shower / Bathtub combo with diverter valve | 2.5 | 1.8867 | 2.5 | 2 |  | Secondary | A few times per month | N/A | Bag | 0.8492 |  | 1.698 |  | ID | Manufactured | Shower | 743 | 1097.77 | Manufactured | TRUE | TRUE | TRUE | TRUE | TRUE | 2744.425 | 1864.0135 | Manufactured_TRUE | Manufactured_TRUE | Manufactured_TRUE | Manufactured_TRUE | Manufactured_TRUE | 2.5gpm | 2.5gpmManufactured_TRUE | 2.5gpmManufactured_TRUE
Water_00009147 | SITE_00217 | Room_00008459 | Kitchen_1 | Kitchen | Kitchen Faucet | 1.8 | 1.7689 | 1.8 | 2 |  | N/A | N/A | N/A | Bag | 0.796 |  | 1.592 |  | ID | Multifamily Residence | Kitchen Faucet | 737 | 773.6 | Multifamily Residence | FALSE | FALSE |  |  |  | 1392.48 | 1231.5712 | Multifamily Residence_FALSE | Multifamily Residence_FALSE | Multifamily Residence_ | Multifamily Residence_ | Multifamily Residence_ | unknown | unknownMultifamily Residence_ | unknownMultifamily Residence_FALSE
Water_00009148 | SITE_00217 | Room_00008464 | Bathroom_1 | Bathroom | Bathroom Faucet | 1.3267 | 1.3267 |  | 1.5 |  | N/A | N/A | N/A | Bag | 0.796 |  | 1.194 |  | ID | Multifamily Residence | Bathroom Faucet | 737 | 773.6 | Multifamily Residence | FALSE | FALSE |  |  |  | 1026.3093 | 923.6784 | Multifamily Residence_FALSE | Multifamily Residence_FALSE | Multifamily Residence_ | Multifamily Residence_ | Multifamily Residence_ | unknown | unknownMultifamily Residence_ | unknownMultifamily Residence_FALSE
Water_00009149 | SITE_00217 | Room_00008464 | Bathroom_1 | Bathroom | Shower / Bathtub combo with diverter valve | 2.5 | 2.3589 | 2.5 | 2.5 |  | Primary | Daily / Almost Daily | N/A | Bag | 0.8492 |  | 2.123 |  | ID | Multifamily Residence | Shower | 737 | 773.6 | Multifamily Residence | TRUE | TRUE | TRUE | TRUE | TRUE | 1934 | 1642.3528 | Multifamily Residence_TRUE | Multifamily Residence_TRUE | Multifamily Residence_TRUE | Multifamily Residence_TRUE | Multifamily Residence_TRUE | 2.5gpm | 2.5gpmMultifamily Residence_TRUE | 2.5gpmMultifamily Residence_TRUE
Water_00009150 | SITE_00325 | Room_00009003 | Bathroom_6 | Bathroom | Bathroom Faucet | 1.9456 | 1.9456 |  | 2.2 |  | N/A | N/A | N/A | Bag | 0.796 |  | 1.751 |  | ID | Manufactured | Bathroom Faucet | 845 | 626.07 | Manufactured | FALSE | FALSE |  |  |  | 1218.054 | 1096.2486 | Manufactured_FALSE | Manufactured_FALSE | Manufactured_ | Manufactured_ | Manufactured_ | unknown | unknownManufactured_ | unknownManufactured_FALSE
Water_00009151 | SITE_00325 | Room_00009003 | Bathroom_6 | Bathroom | Shower | 2.5 |  | 2.5 |  | Unknown | All used about the same | A few times per week | Shower head too large for flow bag | Bag | 0.8492 |  |  | Unknown | ID | Manufactured | Shower | 845 | 626.07 | Manufactured | TRUE | FALSE | TRUE | FALSE | FALSE | 1565.175 | 0 | Manufactured_TRUE | Manufactured_FALSE | Manufactured_TRUE | Manufactured_FALSE | Manufactured_FALSE | unknown | unknownManufactured_FALSE | unknownManufactured_TRUE
Water_00009152 | SITE_00327 | Room_00009022 | Bathroom_6 | Bathroom | Bathroom Faucet | 1.7689 | 1.7689 |  | 2 |  | N/A | N/A | N/A | Bag | 0.796 |  | 1.592 |  | ID | Manufactured | Bathroom Faucet | 847 | 626.07 | Manufactured | FALSE | FALSE |  |  |  | 1107.4483 | 996.7034 | Manufactured_FALSE | Manufactured_FALSE | Manufactured_ | Manufactured_ | Manufactured_ | unknown | unknownManufactured_ | unknownManufactured_FALSE
Water_00009153 | SITE_00327 | Room_00009022 | Bathroom_6 | Bathroom | Bathroom Faucet | 1.7689 | 1.7689 |  | 2 |  | N/A | N/A | N/A | Bag | 0.796 |  | 1.592 |  | ID | Manufactured | Bathroom Faucet | 847 | 626.07 | Manufactured | FALSE | FALSE |  |  |  | 1107.4483 | 996.7034 | Manufactured_FALSE | Manufactured_FALSE | Manufactured_ | Manufactured_ | Manufactured_ | unknown | unknownManufactured_ | unknownManufactured_FALSE
Water_00009154 | SITE_00327 | Room_00009022 | Bathroom_6 | Bathroom | Shower / Bathtub combo with diverter valve | 2.3589 | 2.3589 |  | 2.5 |  | Primary | Daily / Almost Daily | N/A | Bag | 0.8492 |  | 2.123 |  | ID | Manufactured | Shower | 847 | 626.07 | Manufactured | TRUE | TRUE | TRUE | TRUE | TRUE | 1476.8296 | 1329.1466 | Manufactured_TRUE | Manufactured_TRUE | Manufactured_TRUE | Manufactured_TRUE | Manufactured_TRUE | 2.5gpm | 2.5gpmManufactured_TRUE | 2.5gpmManufactured_TRUE
Water_00009155 | SITE_00228 | Room_00008639 | Kitchen_1 | Kitchen | Kitchen Faucet | 2.2 | 2.2111 | 2.2 | 2.5 |  | N/A | N/A | N/A | Bag | 0.796 |  | 1.99 |  | ID | Single Family | Kitchen Faucet | 748 | 4702.18 | Single Family | FALSE | FALSE |  |  |  | 10344.796 | 9357.3382 | Single Family_FALSE | Single Family_FALSE | Single Family_ | Single Family_ | Single Family_ | unknown | unknownSingle Family_ | unknownSingle Family_FALSE
Water_00009156 | SITE_00228 | Room_00008641 | Bathroom_1 | Bathroom | Bathroom Faucet | 2.2 | 2.2111 | 2.2 | 2.5 |  | N/A | N/A | N/A | Bag | 0.796 |  | 1.99 |  | ID | Single Family | Bathroom Faucet | 748 | 4702.18 | Single Family | FALSE | FALSE |  |  |  | 10344.796 | 9357.3382 | Single Family_FALSE | Single Family_FALSE | Single Family_ | Single Family_ | Single Family_ | unknown | unknownSingle Family_ | unknownSingle Family_FALSE
Water_00009157 | SITE_00228 | Room_00008641 | Bathroom_1 | Bathroom | Bathroom Faucet | 2.2 | 2.2111 | 2.2 | 2.5 |  | N/A | N/A | N/A | Bag | 0.796 |  | 1.99 |  | ID | Single Family | Bathroom Faucet | 748 | 4702.18 | Single Family | FALSE | FALSE |  |  |  | 10344.796 | 9357.3382 | Single Family_FALSE | Single Family_FALSE | Single Family_ | Single Family_ | Single Family_ | unknown | unknownSingle Family_ | unknownSingle Family_FALSE
Water_00009158 | SITE_00228 | Room_00008641 | Bathroom_1 | Bathroom | Shower / Bathtub combo with diverter valve | 2.5 | 2.8311 | 2.5 | 3 |  | Primary | Daily / Almost Daily | N/A | Bag | 0.8492 |  | 2.548 |  | ID | Single Family | Shower | 748 | 4702.18 | Single Family | TRUE | TRUE | TRUE | TRUE | TRUE | 11755.45 | 11981.1546 | Single Family_TRUE | Single Family_TRUE | Single Family_TRUE | Single Family_TRUE | Single Family_TRUE | 2.5gpm | 2.5gpmSingle Family_TRUE | 2.5gpmSingle Family_TRUE
Water_00009159 | SITE_00228 | Room_00008646 | Bathroom_2 | Bathroom | Bathroom Faucet | 2.2111 | 2.2111 |  | 2.5 |  | N/A | N/A | N/A | Bag | 0.796 |  | 1.99 |  | ID | Single Family | Bathroom Faucet | 748 | 4702.18 | Single Family | FALSE | FALSE |  |  |  | 10397.0424 | 9357.3382 | Single Family_FALSE | Single Family_FALSE | Single Family_ | Single Family_ | Single Family_ | unknown | unknownSingle Family_ | unknownSingle Family_FALSE
Water_00009160 | SITE_00228 | Room_00008646 | Bathroom_2 | Bathroom | Shower / Bathtub combo with diverter valve | 2.8311 | 2.8311 |  | 3 |  | Secondary | A few times per month | N/A | Bag | 0.8492 |  | 2.548 |  | ID | Single Family | Shower | 748 | 4702.18 | Single Family | TRUE | TRUE | TRUE | TRUE | TRUE | 13312.394 | 11981.1546 | Single Family_TRUE | Single Family_TRUE | Single Family_TRUE | Single Family_TRUE | Single Family_TRUE | gt2.5gpm | gt2.5gpmSingle Family_TRUE | gt2.5gpmSingle Family_TRUE
Water_00009161 | SITE_00225 | Room_00008591 | Kitchen_1 | Kitchen | Kitchen Faucet | 1.7689 | 1.7689 |  | 2 |  | N/A | N/A | N/A | Bag | 0.796 |  | 1.592 |  | ID | Single Family | Kitchen Faucet | 745 | 4702.18 | Single Family | FALSE | FALSE |  |  |  | 8317.634 | 7485.8706 | Single Family_FALSE | Single Family_FALSE | Single Family_ | Single Family_ | Single Family_ | unknown | unknownSingle Family_ | unknownSingle Family_FALSE
Water_00009162 | SITE_00225 | Room_00008596 | Bathroom_1 | Bathroom | Bathroom Faucet | 2.2 | 1.99 | 2.2 | 2.25 |  | N/A | N/A | N/A | Bag | 0.796 |  | 1.791 |  | ID | Single Family | Bathroom Faucet | 745 | 4702.18 | Single Family | FALSE | FALSE |  |  |  | 10344.796 | 8421.6044 | Single Family_FALSE | Single Family_FALSE | Single Family_ | Single Family_ | Single Family_ | unknown | unknownSingle Family_ | unknownSingle Family_FALSE
Water_00009163 | SITE_00225 | Room_00008596 | Bathroom_1 | Bathroom | Shower / Bathtub combo with diverter valve | unknown |  |  |  | Unknown | Primary | Daily / Almost Daily | Head too big and will not fit in flow bag | Bag | 0.8492 |  |  | Unknown | ID | Single Family | Shower | 745 | 4702.18 | Single Family | TRUE | TRUE | FALSE | FALSE | FALSE | 0 | 0 | Single Family_TRUE | Single Family_TRUE | Single Family_FALSE | Single Family_FALSE | Single Family_FALSE | unknown | unknownSingle Family_FALSE | unknownSingle Family_TRUE
Water_00009164 | SITE_00193 | Room_00008219 | Kitchen_1 | Kitchen | Bathroom Faucet | 2.2 | 2.2111 | 2.2 | 2.5 |  | N/A | N/A | N/A | Bag | 0.796 |  | 1.99 |  | ID | Single Family | Bathroom Faucet | 713 | 4702.18 | Single Family | FALSE | FALSE |  |  |  | 10344.796 | 9357.3382 | Single Family_FALSE | Single Family_FALSE | Single Family_ | Single Family_ | Single Family_ | unknown | unknownSingle Family_ | unknownSingle Family_FALSE
Water_00009165 | SITE_01956 | Room_00023974 | Kitchen_1 | Kitchen | Kitchen Faucet | 1.5 | 1.3267 | 1.5 | 1.5 |  | N/A | N/A | N/A | Bag | 0.796 |  | 1.194 |  | WA | Single Family | Kitchen Faucet | 2463 | 2986.36 | Single Family | FALSE | FALSE |  |  |  | 4479.54 | 3565.7138 | Single Family_FALSE | Single Family_FALSE | Single Family_ | Single Family_ | Single Family_ | unknown | unknownSingle Family_ | unknownSingle Family_FALSE
Water_00009166 | SITE_01956 | Room_00023979 | Bathroom_1 | Bathroom | Bathroom Faucet | 1.7689 | 1.7689 |  | 2 |  | N/A | N/A | N/A | Bag | 0.796 |  | 1.592 |  | WA | Single Family | Bathroom Faucet | 2463 | 2986.36 | Single Family | FALSE | FALSE |  |  |  | 5282.539 | 4754.2851 | Single Family_FALSE | Single Family_FALSE | Single Family_ | Single Family_ | Single Family_ | unknown | unknownSingle Family_ | unknownSingle Family_FALSE
Water_00009167 | SITE_01956 | Room_00023979 | Bathroom_1 | Bathroom | Shower / Bathtub combo with diverter valve | 1.51 | 1.51 |  | 1.6 |  | Primary | Daily / Almost Daily | N/A | Bag | 0.8492 |  | 1.359 |  | WA | Single Family | Shower | 2463 | 2986.36 | Single Family | TRUE | TRUE | TRUE | TRUE | TRUE | 4509.4036 | 4058.4632 | Single Family_TRUE | Single Family_TRUE | Single Family_TRUE | Single Family_TRUE | Single Family_TRUE | 1.8gpm | 1.8gpmSingle Family_TRUE | 1.8gpmSingle Family_TRUE
Water_00009168 | SITE_01905 | Room_00023124 | Bathroom_8 | Bathroom | Bathroom Faucet | 1.3267 | 1.3267 |  | 1.5 |  | N/A | N/A | N/A | Bag | 0.796 |  | 1.194 |  | WA | Single Family | Bathroom Faucet | 2412 | 12576.67 | Single Family | FALSE | FALSE |  |  |  | 16685.0489 | 15016.544 | Single Family_FALSE | Single Family_FALSE | Single Family_ | Single Family_ | Single Family_ | unknown | unknownSingle Family_ | unknownSingle Family_FALSE
Water_00009169 | SITE_01905 | Room_00023124 | Bathroom_8 | Bathroom | Shower | 2.3589 | 2.3589 |  | 2.5 |  | Primary | Daily / Almost Daily | N/A | Bag | 0.8492 |  | 2.123 |  | WA | Single Family | Shower | 2412 | 12576.67 | Single Family | TRUE | FALSE | TRUE | TRUE | TRUE | 29666.9671 | 26700.2704 | Single Family_TRUE | Single Family_FALSE | Single Family_TRUE | Single Family_TRUE | Single Family_TRUE | 2.5gpm | 2.5gpmSingle Family_TRUE | 2.5gpmSingle Family_TRUE
Water_00009170 | SITE_01905 | Room_00023124 | Bathroom_8 | Bathroom | Bathroom Faucet | 1.3267 | 1.3267 |  | 1.5 |  | N/A | N/A | N/A | Bag | 0.796 |  | 1.194 |  | WA | Single Family | Bathroom Faucet | 2412 | 12576.67 | Single Family | FALSE | FALSE |  |  |  | 16685.0489 | 15016.544 | Single Family_FALSE | Single Family_FALSE | Single Family_ | Single Family_ | Single Family_ | unknown | unknownSingle Family_ | unknownSingle Family_FALSE
Water_00009171 | SITE_01681 | Room_00020832 | Laundry_2 | Laundry | Kitchen Faucet | unknown |  |  |  | Unknown | N/A | N/A | N/A | Bag | 0.796 |  |  | Unknown | WA | Single Family | Kitchen Faucet | 2189 | 3801.52 | Single Family | FALSE | FALSE |  |  |  | 0 | 0 | Single Family_FALSE | Single Family_FALSE | Single Family_ | Single Family_ | Single Family_ | unknown | unknownSingle Family_ | unknownSingle Family_FALSE
Water_00009172 | SITE_01121 | Room_00016327 | Bathroom_6 | Bathroom | Shower / Bathtub combo with diverter valve | 1.5 | 1.8867 | 1.5 | 2 |  | Primary | Daily / Almost Daily | N/A | Bag | 0.8492 |  | 1.698 |  | WA | Multifamily Residence | Shower | 1636 | 2383.66 | Multifamily Residence | TRUE | TRUE | TRUE | TRUE | TRUE | 3575.49 | 4047.4547 | Multifamily Residence_TRUE | Multifamily Residence_TRUE | Multifamily Residence_TRUE | Multifamily Residence_TRUE | Multifamily Residence_TRUE | 1.5gpm | 1.5gpmMultifamily Residence_TRUE | 1.5gpmMultifamily Residence_TRUE
Water_00009173 | SITE_01121 | Room_00016327 | Bathroom_6 | Bathroom | Bathroom Faucet | 1.5 | 1.7689 | 1.5 | 2 |  | N/A | N/A | N/A | Bag | 0.796 |  | 1.592 |  | WA | Multifamily Residence | Bathroom Faucet | 1636 | 2383.66 | Multifamily Residence | FALSE | FALSE |  |  |  | 3575.49 | 3794.7867 | Multifamily Residence_FALSE | Multifamily Residence_FALSE | Multifamily Residence_ | Multifamily Residence_ | Multifamily Residence_ | unknown | unknownMultifamily Residence_ | unknownMultifamily Residence_FALSE
Water_00009174 | SITE_00005 | Room_00006435 | Bathroom_6 | Bathroom | Bathroom Faucet | 1 | 3.3611 | 1 | 3.8 |  | N/A | N/A | N/A | Bag | 0.796 |  | 3.025 |  | WA | Manufactured | Bathroom Faucet | 528 | 997.59 | Manufactured | FALSE | FALSE |  |  |  | 997.59 | 3017.7097 | Manufactured_FALSE | Manufactured_FALSE | Manufactured_ | Manufactured_ | Manufactured_ | unknown | unknownManufactured_ | unknownManufactured_FALSE
Water_00009175 | SITE_00005 | Room_00006435 | Bathroom_6 | Bathroom | Shower / Bathtub combo with diverter valve | 2.5 | 2.3589 | 2.5 | 2.5 |  | Primary | Daily / Almost Daily | N/A | Bag | 0.8492 |  | 2.123 |  | WA | Manufactured | Shower | 528 | 997.59 | Manufactured | TRUE | TRUE | TRUE | TRUE | TRUE | 2493.975 | 2117.8836 | Manufactured_TRUE | Manufactured_TRUE | Manufactured_TRUE | Manufactured_TRUE | Manufactured_TRUE | 2.5gpm | 2.5gpmManufactured_TRUE | 2.5gpmManufactured_TRUE
Water_00009176 | SITE_01700 | Room_00021026 | Kitchen_1 | Kitchen | Kitchen Faucet | 2.2 | 1.7689 | 2.2 | 2 |  | N/A | N/A | N/A | Bag | 0.796 |  | 1.592 |  | WA | Manufactured | Kitchen Faucet | 2208 | 2658 | Manufactured | FALSE | FALSE |  |  |  | 5847.6 | 4231.536 | Manufactured_FALSE | Manufactured_FALSE | Manufactured_ | Manufactured_ | Manufactured_ | unknown | unknownManufactured_ | unknownManufactured_FALSE
Water_00009177 | SITE_01700 | Room_00021027 | Hall_1 | Hall | Bathroom Faucet | 1.9456 | 1.9456 |  | 2.2 |  | N/A | N/A | N/A | Bag | 0.796 |  | 1.751 |  | WA | Manufactured | Bathroom Faucet | 2208 | 2658 | Manufactured | FALSE | FALSE |  |  |  | 5171.2867 | 4654.158 | Manufactured_FALSE | Manufactured_FALSE | Manufactured_ | Manufactured_ | Manufactured_ | unknown | unknownManufactured_ | unknownManufactured_FALSE
Water_00009178 | SITE_01700 | Room_00021027 | Hall_1 | Hall | Shower / Bathtub combo with diverter valve | 1.5 | 2.0756 | 1.5 | 2.2 |  | Primary | Daily / Almost Daily | N/A | Bag | 0.8492 |  | 1.868 |  | WA | Manufactured | Shower | 2208 | 2658 | Manufactured | TRUE | TRUE | TRUE | TRUE | TRUE | 3987 | 4965.144 | Manufactured_TRUE | Manufactured_TRUE | Manufactured_TRUE | Manufactured_TRUE | Manufactured_TRUE | 1.5gpm | 1.5gpmManufactured_TRUE | 1.5gpmManufactured_TRUE
Water_00009179 | SITE_01700 | Room_00021030 | Bathroom_2 | Bathroom | Shower / Bathtub combo with separate valve | unknown |  |  |  | Unknown | Secondary | A few times per year | Used as storage right now | Bag | 0.8492 |  |  | Unknown | WA | Manufactured | Shower | 2208 | 2658 | Manufactured | TRUE | TRUE | FALSE | FALSE | FALSE | 0 | 0 | Manufactured_TRUE | Manufactured_TRUE | Manufactured_FALSE | Manufactured_FALSE | Manufactured_FALSE | unknown | unknownManufactured_FALSE | unknownManufactured_TRUE
Water_00009180 | SITE_01700 | Room_00021030 | Bathroom_2 | Bathroom | Bathroom Faucet | 2 | 2.2111 | 2 | 2.5 |  | N/A | N/A | N/A | Bag | 0.796 |  | 1.99 |  | WA | Manufactured | Bathroom Faucet | 2208 | 2658 | Manufactured | FALSE | FALSE |  |  |  | 5316 | 5289.42 | Manufactured_FALSE | Manufactured_FALSE | Manufactured_ | Manufactured_ | Manufactured_ | unknown | unknownManufactured_ | unknownManufactured_FALSE
Water_00009181 | SITE_01208 | Room_00017201 | Kitchen_1 | Kitchen | Kitchen Faucet | 1.7689 | 1.7689 |  | 2 |  | N/A | N/A | N/A | Bag | 0.796 |  | 1.592 |  | WA | Single Family | Kitchen Faucet | 1723 | 3801.52 | Single Family | FALSE | FALSE |  |  |  | 6724.4665 | 6052.0198 | Single Family_FALSE | Single Family_FALSE | Single Family_ | Single Family_ | Single Family_ | unknown | unknownSingle Family_ | unknownSingle Family_FALSE
Water_00009182 | SITE_01208 | Room_00017205 | Bedroom_2 | Bedroom | Bathroom Faucet | unknown |  |  | 2.5 |  | N/A | N/A | N/A | Unknown |  | N/A |  | N/A | WA | Single Family | Bathroom Faucet | 1723 | 3801.52 | Single Family | FALSE | FALSE |  |  |  | 0 | 0 | Single Family_FALSE | Single Family_FALSE | Single Family_ | Single Family_ | Single Family_ | unknown | unknownSingle Family_ | unknownSingle Family_FALSE
Water_00009183 | SITE_01208 | Room_00017203 | Bathroom_1 | Bathroom | Shower | 2.5 |  | 2.5 | 2.5 |  | Secondary | A few times per week | N/A | Unknown |  | N/A |  | N/A | WA | Single Family | Shower | 1723 | 3801.52 | Single Family | TRUE | FALSE | TRUE | FALSE | FALSE | 9503.8 | 0 | Single Family_TRUE | Single Family_FALSE | Single Family_TRUE | Single Family_FALSE | Single Family_FALSE | unknown | unknownSingle Family_FALSE | unknownSingle Family_TRUE
Water_00009184 | SITE_01208 | Room_00017206 | Bathroom_2 | Bathroom | Bathroom Faucet | unknown |  |  | 3 |  | N/A | N/A | N/A | Unknown |  | N/A |  | N/A | WA | Single Family | Bathroom Faucet | 1723 | 3801.52 | Single Family | FALSE | FALSE |  |  |  | 0 | 0 | Single Family_FALSE | Single Family_FALSE | Single Family_ | Single Family_ | Single Family_ | unknown | unknownSingle Family_ | unknownSingle Family_FALSE
Water_00009185 | SITE_01208 | Room_00017206 | Bathroom_2 | Bathroom | Shower / Bathtub combo with diverter valve | 2.5 |  | 2.5 | 2.5 |  | Secondary | A few times per year | N/A | Unknown |  | N/A |  | N/A | WA | Single Family | Shower | 1723 | 3801.52 | Single Family | TRUE | TRUE | TRUE | FALSE | FALSE | 9503.8 | 0 | Single Family_TRUE | Single Family_TRUE | Single Family_TRUE | Single Family_FALSE | Single Family_FALSE | unknown | unknownSingle Family_FALSE | unknownSingle Family_TRUE
Water_00009186 | SITE_01208 | Room_00017211 | Bathroom_3 | Bathroom | Bathroom Faucet | unknown |  |  | 2 |  | N/A | N/A | N/A | Unknown |  | N/A |  | N/A | WA | Single Family | Bathroom Faucet | 1723 | 3801.52 | Single Family | FALSE | FALSE |  |  |  | 0 | 0 | Single Family_FALSE | Single Family_FALSE | Single Family_ | Single Family_ | Single Family_ | unknown | unknownSingle Family_ | unknownSingle Family_FALSE
Water_00009187 | SITE_01208 | Room_00017211 | Bathroom_3 | Bathroom | Shower | unknown |  |  |  | Unknown | Primary | Daily / Almost Daily | Head too big to measure. | Unknown |  | N/A |  | N/A | WA | Single Family | Shower | 1723 | 3801.52 | Single Family | TRUE | FALSE | FALSE | FALSE | FALSE | 0 | 0 | Single Family_TRUE | Single Family_FALSE | Single Family_FALSE | Single Family_FALSE | Single Family_FALSE | unknown | unknownSingle Family_FALSE | unknownSingle Family_TRUE
Water_00009188 | SITE_01275 | Room_00017875 | Bathroom_6 | Bathroom | Bathroom Faucet | 2.2 | 2.2111 | 2.2 | 2.5 |  | N/A | N/A | N/A | Bag | 0.796 |  | 1.99 |  | OR | Multifamily Residence | Bathroom Faucet | 1790 | 751.56 | Multifamily Residence | FALSE | FALSE |  |  |  | 1653.432 | 1495.6044 | Multifamily Residence_FALSE | Multifamily Residence_FALSE | Multifamily Residence_ | Multifamily Residence_ | Multifamily Residence_ | unknown | unknownMultifamily Residence_ | unknownMultifamily Residence_FALSE
Water_00009189 | SITE_01275 | Room_00017875 | Bathroom_6 | Bathroom | Shower / Bathtub combo with diverter valve | 1.4156 | 1.4156 |  | 1.5 |  | Primary | Daily / Almost Daily | N/A | Bag | 0.8492 |  | 1.274 |  | OR | Multifamily Residence | Shower | 1790 | 751.56 | Multifamily Residence | TRUE | TRUE | TRUE | TRUE | TRUE | 1063.8749 | 957.4874 | Multifamily Residence_TRUE | Multifamily Residence_TRUE | Multifamily Residence_TRUE | Multifamily Residence_TRUE | Multifamily Residence_TRUE | <1.5gpm | <1.5gpmMultifamily Residence_TRUE | <1.5gpmMultifamily Residence_TRUE
Water_00009190 | SITE_01355 | Room_00018836 | Kitchen_1 | Kitchen | Kitchen Faucet | 2.2111 | 2.2111 |  | 2.5 |  | N/A | N/A | N/A | Bag | 0.796 |  | 1.99 |  | OR | Multifamily Residence | Kitchen Faucet | 1870 | 751.56 | Multifamily Residence | FALSE | FALSE |  |  |  | 1661.7827 | 1495.6044 | Multifamily Residence_FALSE | Multifamily Residence_FALSE | Multifamily Residence_ | Multifamily Residence_ | Multifamily Residence_ | unknown | unknownMultifamily Residence_ | unknownMultifamily Residence_FALSE
Water_00009191 | SITE_01355 | Room_00018838 | Bathroom_1 | Bathroom | Bathroom Faucet | 1.7689 | 1.7689 |  | 2 |  | N/A | N/A | N/A | Bag | 0.796 |  | 1.592 |  | OR | Multifamily Residence | Bathroom Faucet | 1870 | 751.56 | Multifamily Residence | FALSE | FALSE |  |  |  | 1329.4261 | 1196.4835 | Multifamily Residence_FALSE | Multifamily Residence_FALSE | Multifamily Residence_ | Multifamily Residence_ | Multifamily Residence_ | unknown | unknownMultifamily Residence_ | unknownMultifamily Residence_FALSE
Water_00009192 | SITE_01358 | Room_00018880 | Bathroom_1 | Bathroom | Bathroom Faucet | 1.3267 | 1.3267 |  | 1.5 |  | N/A | N/A | N/A | Bag | 0.796 |  | 1.194 |  | OR | Single Family | Bathroom Faucet | 1873 | 3405.58 | Single Family | FALSE | FALSE |  |  |  | 4518.0695 | 4066.2625 | Single Family_FALSE | Single Family_FALSE | Single Family_ | Single Family_ | Single Family_ | unknown | unknownSingle Family_ | unknownSingle Family_FALSE
Water_00009193 | SITE_01358 | Room_00018880 | Bathroom_1 | Bathroom | Shower / Bathtub combo with separate valve | 1.51 | 1.51 |  | 1.6 |  | Primary | Daily / Almost Daily | N/A | Bag | 0.8492 |  | 1.359 |  | OR | Single Family | Shower | 1873 | 3405.58 | Single Family | TRUE | TRUE | TRUE | TRUE | TRUE | 5142.4258 | 4628.1832 | Single Family_TRUE | Single Family_TRUE | Single Family_TRUE | Single Family_TRUE | Single Family_TRUE | 1.8gpm | 1.8gpmSingle Family_TRUE | 1.8gpmSingle Family_TRUE
Water_00009194 | SITE_01288 | Room_00017988 | Kitchen_2 | Kitchen | Kitchen Faucet | 2 | 2.4767 | 2 | 2.8 |  | N/A | N/A | N/A | Bag | 0.796 |  | 2.229 |  | OR | Multifamily Residence | Kitchen Faucet | 1803 | 751.56 | Multifamily Residence | FALSE | FALSE |  |  |  | 1503.12 | 1675.2272 | Multifamily Residence_FALSE | Multifamily Residence_FALSE | Multifamily Residence_ | Multifamily Residence_ | Multifamily Residence_ | unknown | unknownMultifamily Residence_ | unknownMultifamily Residence_FALSE
Water_00009195 | SITE_01350 | Room_00018773 | Bathroom_1 | Bathroom | Bathroom Faucet | 2.2 | 1.8578 | 2.2 | 2.1 |  | N/A | N/A | N/A | Bag | 0.796 |  | 1.672 |  | OR | Single Family | Bathroom Faucet | 1865 | 3405.58 | Single Family | FALSE | FALSE |  |  |  | 7492.276 | 5694.1298 | Single Family_FALSE | Single Family_FALSE | Single Family_ | Single Family_ | Single Family_ | unknown | unknownSingle Family_ | unknownSingle Family_FALSE
Water_00009196 | SITE_01350 | Room_00018773 | Bathroom_1 | Bathroom | Bathroom Faucet | 2.2 | 1.9456 | 2.2 | 2.2 |  | N/A | N/A | N/A | Bag | 0.796 |  | 1.751 |  | OR | Single Family | Bathroom Faucet | 1865 | 3405.58 | Single Family | FALSE | FALSE |  |  |  | 7492.276 | 5963.1706 | Single Family_FALSE | Single Family_FALSE | Single Family_ | Single Family_ | Single Family_ | unknown | unknownSingle Family_ | unknownSingle Family_FALSE
Water_00009197 | SITE_01350 | Room_00018773 | Bathroom_1 | Bathroom | Shower | 2.4533 | 2.4533 |  | 2.6 |  | Primary | Daily / Almost Daily | N/A | Bag | 0.8492 |  | 2.208 |  | OR | Single Family | Shower | 1865 | 3405.58 | Single Family | TRUE | FALSE | TRUE | TRUE | TRUE | 8355.0229 | 7519.5206 | Single Family_TRUE | Single Family_FALSE | Single Family_TRUE | Single Family_TRUE | Single Family_TRUE | 2.5gpm | 2.5gpmSingle Family_TRUE | 2.5gpmSingle Family_TRUE
Water_00009198 | SITE_01350 | Room_00018776 | Bathroom_2 | Bathroom | Shower | 1.5 | 1.8867 | 1.5 | 2 |  | Secondary | A few times per month | N/A | Bag | 0.8492 |  | 1.698 |  | OR | Single Family | Shower | 1865 | 3405.58 | Single Family | TRUE | FALSE | TRUE | TRUE | TRUE | 5108.37 | 5782.6748 | Single Family_TRUE | Single Family_FALSE | Single Family_TRUE | Single Family_TRUE | Single Family_TRUE | 1.5gpm | 1.5gpmSingle Family_TRUE | 1.5gpmSingle Family_TRUE
Water_00009199 | SITE_01350 | Room_00018776 | Bathroom_2 | Bathroom | Bathroom Faucet | 2.2 | 2.0344 | 2.2 | 2.3 |  | N/A | N/A | N/A | Bag | 0.796 |  | 1.831 |  | OR | Single Family | Bathroom Faucet | 1865 | 3405.58 | Single Family | FALSE | FALSE |  |  |  | 7492.276 | 6235.617 | Single Family_FALSE | Single Family_FALSE | Single Family_ | Single Family_ | Single Family_ | unknown | unknownSingle Family_ | unknownSingle Family_FALSE
Water_00009200 | SITE_01350 | Room_00018779 | Bathroom_3 | Bathroom | Bathroom Faucet | 2.3878 | 2.3878 |  | 2.7 |  | N/A | N/A | N/A | Bag | 0.796 |  | 2.149 |  | OR | Single Family | Bathroom Faucet | 1865 | 3405.58 | Single Family | FALSE | FALSE |  |  |  | 8131.7682 | 7318.5914 | Single Family_FALSE | Single Family_FALSE | Single Family_ | Single Family_ | Single Family_ | unknown | unknownSingle Family_ | unknownSingle Family_FALSE
Water_00009201 | SITE_01350 | Room_00018779 | Bathroom_3 | Bathroom | Shower | 2.5 | 3.3022 | 2.5 | 3.5 |  | Secondary | A few times per year | N/A | Bag | 0.8492 |  | 2.972 |  | OR | Single Family | Shower | 1865 | 3405.58 | Single Family | TRUE | FALSE | TRUE | TRUE | TRUE | 8513.95 | 10121.3838 | Single Family_TRUE | Single Family_FALSE | Single Family_TRUE | Single Family_TRUE | Single Family_TRUE | 2.5gpm | 2.5gpmSingle Family_TRUE | 2.5gpmSingle Family_TRUE
Water_00009202 | SITE_01350 | Room_00018785 | Kitchen_1 | Kitchen | Kitchen Faucet | 2.2 | 2.2111 | 2.2 | 2.5 |  | N/A | N/A | N/A | Bag | 0.796 |  | 1.99 |  | OR | Single Family | Kitchen Faucet | 1865 | 3405.58 | Single Family | FALSE | FALSE |  |  |  | 7492.276 | 6777.1042 | Single Family_FALSE | Single Family_FALSE | Single Family_ | Single Family_ | Single Family_ | unknown | unknownSingle Family_ | unknownSingle Family_FALSE
Water_00009203 | SITE_01251 | Room_00017667 | Bathroom_1 | Bathroom | Bathroom Faucet | 1.3267 | 1.3267 |  | 1.5 |  | N/A | N/A | N/A | Bag | 0.796 |  | 1.194 |  | OR | Multifamily Residence | Bathroom Faucet | 1766 | 751.56 | Multifamily Residence | FALSE | FALSE |  |  |  | 997.0696 | 897.3626 | Multifamily Residence_FALSE | Multifamily Residence_FALSE | Multifamily Residence_ | Multifamily Residence_ | Multifamily Residence_ | unknown | unknownMultifamily Residence_ | unknownMultifamily Residence_FALSE
Water_00009204 | SITE_01251 | Room_00017667 | Bathroom_1 | Bathroom | Shower | 3.1133 | 3.1133 |  | 3.3 |  | Secondary | A few times per month | N/A | Bag | 0.8492 |  | 2.802 |  | OR | Multifamily Residence | Shower | 1766 | 751.56 | Multifamily Residence | TRUE | FALSE | TRUE | TRUE | TRUE | 2339.8568 | 2105.8711 | Multifamily Residence_TRUE | Multifamily Residence_FALSE | Multifamily Residence_TRUE | Multifamily Residence_TRUE | Multifamily Residence_TRUE | gt2.5gpm | gt2.5gpmMultifamily Residence_TRUE | gt2.5gpmMultifamily Residence_TRUE
Water_00009205 | SITE_01348 | Room_00018753 | Kitchen_1 | Kitchen | Kitchen Faucet | 1.5033 | 1.5033 |  | 1.7 |  | N/A | N/A | N/A | Bag | 0.796 |  | 1.353 |  | OR | Single Family | Kitchen Faucet | 1863 | 3405.58 | Single Family | FALSE | FALSE |  |  |  | 5119.7219 | 4607.7497 | Single Family_FALSE | Single Family_FALSE | Single Family_ | Single Family_ | Single Family_ | unknown | unknownSingle Family_ | unknownSingle Family_FALSE
Water_00009206 | SITE_01348 | Room_00018759 | Bathroom_1 | Bathroom | Bathroom Faucet | 1.3267 | 1.3267 |  | 1.5 |  | N/A | N/A | N/A | Bag | 0.796 |  | 1.194 |  | OR | Single Family | Bathroom Faucet | 1863 | 3405.58 | Single Family | FALSE | FALSE |  |  |  | 4518.0695 | 4066.2625 | Single Family_FALSE | Single Family_FALSE | Single Family_ | Single Family_ | Single Family_ | unknown | unknownSingle Family_ | unknownSingle Family_FALSE
Water_00009207 | SITE_00520 | Room_00010655 | Bathroom_6 | Bathroom | Bathroom Faucet | 1.0611 | 1.0611 |  | 1.2 |  | N/A | N/A | N/A | Bag | 0.796 |  | 0.955 |  | OR | Multifamily Residence | Bathroom Faucet | 1040 | 819.89 | Multifamily Residence | FALSE | FALSE |  |  |  | 869.9944 | 782.9949 | Multifamily Residence_FALSE | Multifamily Residence_FALSE | Multifamily Residence_ | Multifamily Residence_ | Multifamily Residence_ | unknown | unknownMultifamily Residence_ | unknownMultifamily Residence_FALSE
Water_00009208 | SITE_00520 | Room_00010655 | Bathroom_6 | Bathroom | Shower / Bathtub combo with diverter valve | 2.8311 | 2.8311 |  | 3 |  | Primary | Daily / Almost Daily | N/A | Bag | 0.8492 |  | 2.548 |  | OR | Multifamily Residence | Shower | 1040 | 819.89 | Multifamily Residence | TRUE | TRUE | TRUE | TRUE | TRUE | 2321.1997 | 2089.0797 | Multifamily Residence_TRUE | Multifamily Residence_TRUE | Multifamily Residence_TRUE | Multifamily Residence_TRUE | Multifamily Residence_TRUE | gt2.5gpm | gt2.5gpmMultifamily Residence_TRUE | gt2.5gpmMultifamily Residence_TRUE
Water_00009209 | SITE_00698 | Room_00012918 | Kitchen_1 | Kitchen | Kitchen Faucet | 1.5 |  | 1.5 | 2 |  | N/A | N/A | N/A | Unknown |  | N/A |  | N/A | WA | Single Family | Kitchen Faucet | 1217 | 3805.5 | Single Family | FALSE | FALSE |  |  |  | 5708.25 | 0 | Single Family_FALSE | Single Family_FALSE | Single Family_ | Single Family_ | Single Family_ | unknown | unknownSingle Family_ | unknownSingle Family_FALSE
Water_00009210 | SITE_00698 | Room_00012911 | Bathroom_1 | Bathroom | Bathroom Faucet | unknown |  |  | 2 |  | N/A | N/A | N/A | Unknown |  | N/A |  | N/A | WA | Single Family | Bathroom Faucet | 1217 | 3805.5 | Single Family | FALSE | FALSE |  |  |  | 0 | 0 | Single Family_FALSE | Single Family_FALSE | Single Family_ | Single Family_ | Single Family_ | unknown | unknownSingle Family_ | unknownSingle Family_FALSE
Water_00009211 | SITE_00698 | Room_00012911 | Bathroom_1 | Bathroom | Shower | unknown |  |  | 2.5 |  | Primary | Daily / Almost Daily | N/A | Unknown |  | N/A |  | N/A | WA | Single Family | Shower | 1217 | 3805.5 | Single Family | TRUE | FALSE | FALSE | FALSE | FALSE | 0 | 0 | Single Family_TRUE | Single Family_FALSE | Single Family_FALSE | Single Family_FALSE | Single Family_FALSE | unknown | unknownSingle Family_FALSE | unknownSingle Family_TRUE
Water_00009212 | SITE_00520 | Room_00010658 | Kitchen_1 | Kitchen | Kitchen Faucet | 2.2 | 2.2111 | 2.2 | 2.5 |  | N/A | N/A | N/A | Bag | 0.796 |  | 1.99 |  | OR | Multifamily Residence | Kitchen Faucet | 1040 | 819.89 | Multifamily Residence | FALSE | FALSE |  |  |  | 1803.758 | 1631.5811 | Multifamily Residence_FALSE | Multifamily Residence_FALSE | Multifamily Residence_ | Multifamily Residence_ | Multifamily Residence_ | unknown | unknownMultifamily Residence_ | unknownMultifamily Residence_FALSE
Water_00009213 | SITE_00520 | Room_00010659 | Bathroom_1 | Bathroom | Bathroom Faucet | 1 | 1.15 | 1 | 1.3 |  | N/A | N/A | N/A | Bag | 0.796 |  | 1.035 |  | OR | Multifamily Residence | Bathroom Faucet | 1040 | 819.89 | Multifamily Residence | FALSE | FALSE |  |  |  | 819.89 | 848.5861 | Multifamily Residence_FALSE | Multifamily Residence_FALSE | Multifamily Residence_ | Multifamily Residence_ | Multifamily Residence_ | unknown | unknownMultifamily Residence_ | unknownMultifamily Residence_FALSE
Water_00009214 | SITE_00753 | Room_00013729 | Bathroom_1 | Bathroom | Bathroom Faucet | 2.5 | 1.7689 | 2.5 | 2 |  | N/A | N/A | N/A | Bag | 0.796 |  | 1.592 |  | WA | Single Family | Bathroom Faucet | 1272 | 3805.5 | Single Family | FALSE | FALSE |  |  |  | 9513.75 | 6058.356 | Single Family_FALSE | Single Family_FALSE | Single Family_ | Single Family_ | Single Family_ | unknown | unknownSingle Family_ | unknownSingle Family_FALSE
Water_00009215 | SITE_00753 | Room_00013729 | Bathroom_1 | Bathroom | Shower | 1.1322 | 1.1322 |  | 1.2 |  | Secondary | A few times per year | N/A | Bag | 0.8492 |  | 1.019 |  | WA | Single Family | Shower | 1272 | 3805.5 | Single Family | TRUE | FALSE | TRUE | TRUE | TRUE | 4308.6717 | 3877.8045 | Single Family_TRUE | Single Family_FALSE | Single Family_TRUE | Single Family_TRUE | Single Family_TRUE | <1.5gpm | <1.5gpmSingle Family_TRUE | <1.5gpmSingle Family_TRUE
Water_00009216 | SITE_00753 | Room_00013735 | Kitchen_1 | Kitchen | Kitchen Faucet | 2.2 | 1.7689 | 2.2 | 2 |  | N/A | N/A | N/A | Bag | 0.796 |  | 1.592 |  | WA | Single Family | Kitchen Faucet | 1272 | 3805.5 | Single Family | FALSE | FALSE |  |  |  | 8372.1 | 6058.356 | Single Family_FALSE | Single Family_FALSE | Single Family_ | Single Family_ | Single Family_ | unknown | unknownSingle Family_ | unknownSingle Family_FALSE
Water_00009217 | SITE_00753 | Room_00013737 | Bathroom_2 | Bathroom | Bathroom Faucet | 1.7689 | 1.7689 |  | 2 |  | N/A | N/A | N/A | Bag | 0.796 |  | 1.592 |  | WA | Single Family | Bathroom Faucet | 1272 | 3805.5 | Single Family | FALSE | FALSE |  |  |  | 6731.5067 | 6058.356 | Single Family_FALSE | Single Family_FALSE | Single Family_ | Single Family_ | Single Family_ | unknown | unknownSingle Family_ | unknownSingle Family_FALSE
Water_00009218 | SITE_00753 | Room_00013737 | Bathroom_2 | Bathroom | Shower / Bathtub combo with diverter valve | 2.3589 | 2.3589 |  | 2.5 |  | Primary | Daily / Almost Daily | N/A | Bag | 0.8492 |  | 2.123 |  | WA | Single Family | Shower | 1272 | 3805.5 | Single Family | TRUE | TRUE | TRUE | TRUE | TRUE | 8976.7517 | 8079.0765 | Single Family_TRUE | Single Family_TRUE | Single Family_TRUE | Single Family_TRUE | Single Family_TRUE | 2.5gpm | 2.5gpmSingle Family_TRUE | 2.5gpmSingle Family_TRUE
Water_00009219 | SITE_01275 | Room_00017877 | Kitchen_1 | Kitchen | Kitchen Faucet | 2.2 | 1.7689 | 2.2 | 2 |  | N/A | N/A | N/A | Bag | 0.796 |  | 1.592 |  | OR | Multifamily Residence | Kitchen Faucet | 1790 | 751.56 | Multifamily Residence | FALSE | FALSE |  |  |  | 1653.432 | 1196.4835 | Multifamily Residence_FALSE | Multifamily Residence_FALSE | Multifamily Residence_ | Multifamily Residence_ | Multifamily Residence_ | unknown | unknownMultifamily Residence_ | unknownMultifamily Residence_FALSE
Water_00009220 | SITE_01353 | Room_00018814 | Bathroom_1 | Bathroom | Bathroom Faucet | 1.3267 | 1.3267 |  | 1.5 |  | N/A | N/A | N/A | Bag | 0.796 |  | 1.194 |  | OR | Single Family | Bathroom Faucet | 1868 | 3405.58 | Single Family | FALSE | FALSE |  |  |  | 4518.0695 | 4066.2625 | Single Family_FALSE | Single Family_FALSE | Single Family_ | Single Family_ | Single Family_ | unknown | unknownSingle Family_ | unknownSingle Family_FALSE
Water_00009221 | SITE_01353 | Room_00018814 | Bathroom_1 | Bathroom | Shower / Bathtub combo with diverter valve | 2.5 | 1.4156 | 2.5 | 1.5 |  | Primary | Daily / Almost Daily | N/A | Bag | 0.8492 |  | 1.274 |  | OR | Single Family | Shower | 1868 | 3405.58 | Single Family | TRUE | TRUE | TRUE | TRUE | TRUE | 8513.95 | 4338.7089 | Single Family_TRUE | Single Family_TRUE | Single Family_TRUE | Single Family_TRUE | Single Family_TRUE | 2.5gpm | 2.5gpmSingle Family_TRUE | 2.5gpmSingle Family_TRUE
Water_00009222 | SITE_01353 | Room_00018817 | Kitchen_1 | Kitchen | Kitchen Faucet | 2.2 | 0.88444 | 2.2 | 1 |  | N/A | N/A | N/A | Bag | 0.796 |  | 0.796 |  | OR | Single Family | Kitchen Faucet | 1868 | 3405.58 | Single Family | FALSE | FALSE |  |  |  | 7492.276 | 2710.8417 | Single Family_FALSE | Single Family_FALSE | Single Family_ | Single Family_ | Single Family_ | unknown | unknownSingle Family_ | unknownSingle Family_FALSE
Water_00009223 | SITE_01353 | Room_00018820 | Bathroom_2 | Bathroom | Bathroom Faucet | 1.5 | 1.7689 | 1.5 | 2 |  | N/A | N/A | N/A | Bag | 0.796 |  | 1.592 |  | OR | Single Family | Bathroom Faucet | 1868 | 3405.58 | Single Family | FALSE | FALSE |  |  |  | 5108.37 | 5421.6834 | Single Family_FALSE | Single Family_FALSE | Single Family_ | Single Family_ | Single Family_ | unknown | unknownSingle Family_ | unknownSingle Family_FALSE
Water_00009224 | SITE_01353 | Room_00018820 | Bathroom_2 | Bathroom | Shower | 1.8 | 1.6989 | 1.8 | 1.8 |  | Secondary | A few times per month | N/A | Bag | 0.8492 |  | 1.529 |  | OR | Single Family | Shower | 1868 | 3405.58 | Single Family | TRUE | FALSE | TRUE | TRUE | TRUE | 6130.044 | 5207.1318 | Single Family_TRUE | Single Family_FALSE | Single Family_TRUE | Single Family_TRUE | Single Family_TRUE | 1.8gpm | 1.8gpmSingle Family_TRUE | 1.8gpmSingle Family_TRUE
Water_00009225 | SITE_01325 | Room_00018438 | Bathroom_1 | Bathroom | Bathroom Faucet | 1.2 | 1.3267 | 1.2 | 1.5 |  | N/A | N/A | N/A | Bag | 0.796 |  | 1.194 |  | OR | Single Family | Bathroom Faucet | 1840 | 3405.58 | Single Family | FALSE | FALSE |  |  |  | 4086.696 | 4066.2625 | Single Family_FALSE | Single Family_FALSE | Single Family_ | Single Family_ | Single Family_ | unknown | unknownSingle Family_ | unknownSingle Family_FALSE
Water_00009226 | SITE_01325 | Room_00018438 | Bathroom_1 | Bathroom | Bathroom Faucet | 1.2 | 1.3267 | 1.2 | 1.5 |  | N/A | N/A | N/A | Bag | 0.796 |  | 1.194 |  | OR | Single Family | Bathroom Faucet | 1840 | 3405.58 | Single Family | FALSE | FALSE |  |  |  | 4086.696 | 4066.2625 | Single Family_FALSE | Single Family_FALSE | Single Family_ | Single Family_ | Single Family_ | unknown | unknownSingle Family_ | unknownSingle Family_FALSE
Water_00009227 | SITE_01325 | Room_00018438 | Bathroom_1 | Bathroom | Shower | unknown |  |  |  | Unknown | Primary | Daily / Almost Daily | Cant access without getting in the shower | Bag | 0.8492 |  |  | Unknown | OR | Single Family | Shower | 1840 | 3405.58 | Single Family | TRUE | FALSE | FALSE | FALSE | FALSE | 0 | 0 | Single Family_TRUE | Single Family_FALSE | Single Family_FALSE | Single Family_FALSE | Single Family_FALSE | unknown | unknownSingle Family_FALSE | unknownSingle Family_TRUE
Water_00009228 | SITE_01325 | Room_00018442 | Kitchen_1 | Kitchen | Kitchen Faucet | 1.5922 | 1.5922 |  | 1.8 |  | N/A | N/A | N/A | Bag | 0.796 |  | 1.433 |  | OR | Single Family | Kitchen Faucet | 1840 | 3405.58 | Single Family | FALSE | FALSE |  |  |  | 5422.4402 | 4880.1961 | Single Family_FALSE | Single Family_FALSE | Single Family_ | Single Family_ | Single Family_ | unknown | unknownSingle Family_ | unknownSingle Family_FALSE
Water_00009229 | SITE_01325 | Room_00018443 | Bathroom_2 | Bathroom | Bathroom Faucet | 1.2 | 1.0611 | 1.2 | 1.2 |  | N/A | N/A | N/A | Bag | 0.796 |  | 0.955 |  | OR | Single Family | Bathroom Faucet | 1840 | 3405.58 | Single Family | FALSE | FALSE |  |  |  | 4086.696 | 3252.3289 | Single Family_FALSE | Single Family_FALSE | Single Family_ | Single Family_ | Single Family_ | unknown | unknownSingle Family_ | unknownSingle Family_FALSE
Water_00009230 | SITE_01325 | Room_00018443 | Bathroom_2 | Bathroom | Bathroom Faucet | 1.2 | 1.2378 | 1.2 | 1.4 |  | N/A | N/A | N/A | Bag | 0.796 |  | 1.114 |  | OR | Single Family | Bathroom Faucet | 1840 | 3405.58 | Single Family | FALSE | FALSE |  |  |  | 4086.696 | 3793.8161 | Single Family_FALSE | Single Family_FALSE | Single Family_ | Single Family_ | Single Family_ | unknown | unknownSingle Family_ | unknownSingle Family_FALSE
Water_00009231 | SITE_01325 | Room_00018443 | Bathroom_2 | Bathroom | Shower | unknown |  |  |  | Unknown | Secondary | A few times per month | Cant measure without getting wet | Bag | 0.8492 |  |  | Unknown | OR | Single Family | Shower | 1840 | 3405.58 | Single Family | TRUE | FALSE | FALSE | FALSE | FALSE | 0 | 0 | Single Family_TRUE | Single Family_FALSE | Single Family_FALSE | Single Family_FALSE | Single Family_FALSE | unknown | unknownSingle Family_FALSE | unknownSingle Family_TRUE
Water_00009232 | SITE_01355 | Room_00018844 | Bathroom_6 | Bathroom | Shower / Bathtub combo with diverter valve | 2.5 | 2.8311 | 2.5 | 3 |  | Primary | Daily / Almost Daily | N/A | Bag | 0.8492 |  | 2.548 |  | OR | Multifamily Residence | Shower | 1870 | 751.56 | Multifamily Residence | TRUE | TRUE | TRUE | TRUE | TRUE | 1878.9 | 1914.9749 | Multifamily Residence_TRUE | Multifamily Residence_TRUE | Multifamily Residence_TRUE | Multifamily Residence_TRUE | Multifamily Residence_TRUE | 2.5gpm | 2.5gpmMultifamily Residence_TRUE | 2.5gpmMultifamily Residence_TRUE
Water_00009233 | SITE_01355 | Room_00018844 | Bathroom_6 | Bathroom | Bathroom Faucet | 2.2 | 1.9456 | 2.2 | 2.2 |  | N/A | N/A | N/A | Bag | 0.796 |  | 1.751 |  | OR | Multifamily Residence | Bathroom Faucet | 1870 | 751.56 | Multifamily Residence | FALSE | FALSE |  |  |  | 1653.432 | 1315.9816 | Multifamily Residence_FALSE | Multifamily Residence_FALSE | Multifamily Residence_ | Multifamily Residence_ | Multifamily Residence_ | unknown | unknownMultifamily Residence_ | unknownMultifamily Residence_FALSE
Water_00009234 | SITE_01358 | Room_00018883 | Kitchen_2 | Kitchen | Kitchen Faucet | 2.2 | 1.7689 | 2.2 | 2 |  | N/A | N/A | N/A | Bag | 0.796 |  | 1.592 |  | OR | Single Family | Kitchen Faucet | 1873 | 3405.58 | Single Family | FALSE | FALSE |  |  |  | 7492.276 | 5421.6834 | Single Family_FALSE | Single Family_FALSE | Single Family_ | Single Family_ | Single Family_ | unknown | unknownSingle Family_ | unknownSingle Family_FALSE
Water_00009235 | SITE_01299 | Room_00018100 | Bathroom_1 | Bathroom | Bathroom Faucet | 2.2 | 1.7689 | 2.2 | 2 |  | N/A | N/A | N/A | Bag | 0.796 |  | 1.592 |  | OR | Single Family | Bathroom Faucet | 1814 | 3405.58 | Single Family | FALSE | FALSE |  |  |  | 7492.276 | 5421.6834 | Single Family_FALSE | Single Family_FALSE | Single Family_ | Single Family_ | Single Family_ | unknown | unknownSingle Family_ | unknownSingle Family_FALSE
Water_00009236 | SITE_01299 | Room_00018100 | Bathroom_1 | Bathroom | Shower / Bathtub combo with diverter valve | 2.5478 | 2.5478 |  | 2.7 |  | Primary | Daily / Almost Daily | N/A | Bag | 0.8492 |  | 2.293 |  | OR | Single Family | Shower | 1814 | 3405.58 | Single Family | TRUE | TRUE | TRUE | TRUE | TRUE | 8676.661 | 7808.9949 | Single Family_TRUE | Single Family_TRUE | Single Family_TRUE | Single Family_TRUE | Single Family_TRUE | gt2.5gpm | gt2.5gpmSingle Family_TRUE | gt2.5gpmSingle Family_TRUE
Water_00009237 | SITE_01299 | Room_00018101 | Kitchen_1 | Kitchen | Kitchen Faucet | 3.5378 | 3.5378 |  | 4 |  | N/A | N/A | N/A | Bag | 0.796 |  | 3.184 |  | OR | Single Family | Kitchen Faucet | 1814 | 3405.58 | Single Family | FALSE | FALSE |  |  |  | 12048.1852 | 10843.3667 | Single Family_FALSE | Single Family_FALSE | Single Family_ | Single Family_ | Single Family_ | unknown | unknownSingle Family_ | unknownSingle Family_FALSE
Water_00009238 | SITE_01352 | Room_00018803 | Bathroom_1 | Bathroom | Bathtub | unknown |  |  |  | N/A | N/A | N/A | N/A | Unknown |  | N/A |  | N/A | OR | Single Family | Bathtub | 1867 | 3405.58 | Single Family | FALSE | FALSE |  |  |  | 0 | 0 | Single Family_FALSE | Single Family_FALSE | Single Family_ | Single Family_ | Single Family_ | unknown | unknownSingle Family_ | unknownSingle Family_FALSE
Water_00009239 | SITE_01352 | Room_00018803 | Bathroom_1 | Bathroom | Bathroom Faucet | 2 | 3.0956 | 2 | 3.5 |  | N/A | N/A | N/A | Bag | 0.796 |  | 2.786 |  | OR | Single Family | Bathroom Faucet | 1867 | 3405.58 | Single Family | FALSE | FALSE |  |  |  | 6811.16 | 9487.9459 | Single Family_FALSE | Single Family_FALSE | Single Family_ | Single Family_ | Single Family_ | unknown | unknownSingle Family_ | unknownSingle Family_FALSE
Water_00009240 | SITE_01352 | Room_00018808 | Kitchen_1 | Kitchen | Kitchen Faucet | 1.3267 | 1.3267 |  | 1.5 |  | N/A | N/A | N/A | Bag | 0.796 |  | 1.194 |  | OR | Single Family | Kitchen Faucet | 1867 | 3405.58 | Single Family | FALSE | FALSE |  |  |  | 4518.0695 | 4066.2625 | Single Family_FALSE | Single Family_FALSE | Single Family_ | Single Family_ | Single Family_ | unknown | unknownSingle Family_ | unknownSingle Family_FALSE
Water_00009241 | SITE_01352 | Room_00018811 | Bathroom_2 | Bathroom | Shower | unknown |  |  |  | Unknown | Primary | A few times per week | Cant access without getting wet | Bag | 0.8492 |  |  | Unknown | OR | Single Family | Shower | 1867 | 3405.58 | Single Family | TRUE | FALSE | FALSE | FALSE | FALSE | 0 | 0 | Single Family_TRUE | Single Family_FALSE | Single Family_FALSE | Single Family_FALSE | Single Family_FALSE | unknown | unknownSingle Family_FALSE | unknownSingle Family_TRUE
Water_00009242 | SITE_01352 | Room_00018811 | Bathroom_2 | Bathroom | Bathroom Faucet | 1.3267 | 1.3267 |  | 1.5 |  | N/A | N/A | N/A | Bag | 0.796 |  | 1.194 |  | OR | Single Family | Bathroom Faucet | 1867 | 3405.58 | Single Family | FALSE | FALSE |  |  |  | 4518.0695 | 4066.2625 | Single Family_FALSE | Single Family_FALSE | Single Family_ | Single Family_ | Single Family_ | unknown | unknownSingle Family_ | unknownSingle Family_FALSE
Water_00009243 | SITE_01288 | Room_00017990 | Bathroom_1 | Bathroom | Bathroom Faucet | 2.2 | 2.2111 | 2.2 | 2.5 |  | N/A | N/A | N/A | Bag | 0.796 |  | 1.99 |  | OR | Multifamily Residence | Bathroom Faucet | 1803 | 751.56 | Multifamily Residence | FALSE | FALSE |  |  |  | 1653.432 | 1495.6044 | Multifamily Residence_FALSE | Multifamily Residence_FALSE | Multifamily Residence_ | Multifamily Residence_ | Multifamily Residence_ | unknown | unknownMultifamily Residence_ | unknownMultifamily Residence_FALSE
Water_00009244 | SITE_01288 | Room_00017990 | Bathroom_1 | Bathroom | Shower / Bathtub combo with diverter valve | 2 | 2.8311 | 2 | 3 |  | Primary | A few times per month | N/A | Bag | 0.8492 |  | 2.548 |  | OR | Multifamily Residence | Shower | 1803 | 751.56 | Multifamily Residence | TRUE | TRUE | TRUE | TRUE | TRUE | 1503.12 | 1914.9749 | Multifamily Residence_TRUE | Multifamily Residence_TRUE | Multifamily Residence_TRUE | Multifamily Residence_TRUE | Multifamily Residence_TRUE | 2.0gpm | 2.0gpmMultifamily Residence_TRUE | 2.0gpmMultifamily Residence_TRUE
Water_00009245 | SITE_01350 | Room_00018791 | Bathroom_6 | Bathroom | Bathroom Faucet | 2.2 | 2.4767 | 2.2 | 2.8 |  | N/A | N/A | N/A | Bag | 0.796 |  | 2.229 |  | OR | Single Family | Bathroom Faucet | 1865 | 3405.58 | Single Family | FALSE | FALSE |  |  |  | 7492.276 | 7591.0378 | Single Family_FALSE | Single Family_FALSE | Single Family_ | Single Family_ | Single Family_ | unknown | unknownSingle Family_ | unknownSingle Family_FALSE
Water_00009246 | SITE_01251 | Room_00017670 | Bathroom_6 | Bathroom | Bathroom Faucet | 1.7689 | 1.7689 |  | 2 |  | N/A | N/A | N/A | Bag | 0.796 |  | 1.592 |  | OR | Multifamily Residence | Bathroom Faucet | 1766 | 751.56 | Multifamily Residence | FALSE | FALSE |  |  |  | 1329.4261 | 1196.4835 | Multifamily Residence_FALSE | Multifamily Residence_FALSE | Multifamily Residence_ | Multifamily Residence_ | Multifamily Residence_ | unknown | unknownMultifamily Residence_ | unknownMultifamily Residence_FALSE
Water_00009247 | SITE_01251 | Room_00017670 | Bathroom_6 | Bathroom | Shower / Bathtub combo with diverter valve | 2.3589 | 2.3589 |  | 2.5 |  | Primary | Daily / Almost Daily | N/A | Bag | 0.8492 |  | 2.123 |  | OR | Multifamily Residence | Shower | 1766 | 751.56 | Multifamily Residence | TRUE | TRUE | TRUE | TRUE | TRUE | 1772.8465 | 1595.5619 | Multifamily Residence_TRUE | Multifamily Residence_TRUE | Multifamily Residence_TRUE | Multifamily Residence_TRUE | Multifamily Residence_TRUE | 2.5gpm | 2.5gpmMultifamily Residence_TRUE | 2.5gpmMultifamily Residence_TRUE
Water_00009248 | SITE_01292 | Room_00018017 | Kitchen_2 | Kitchen | Kitchen Faucet | 1.3267 | 1.3267 |  | 1.5 |  | N/A | N/A | N/A | Bag | 0.796 |  | 1.194 |  | OR | Multifamily Residence | Kitchen Faucet | 1807 | 751.56 | Multifamily Residence | FALSE | FALSE |  |  |  | 997.0696 | 897.3626 | Multifamily Residence_FALSE | Multifamily Residence_FALSE | Multifamily Residence_ | Multifamily Residence_ | Multifamily Residence_ | unknown | unknownMultifamily Residence_ | unknownMultifamily Residence_FALSE
Water_00009249 | SITE_01315 | Room_00018306 | Kitchen_1 | Kitchen | Kitchen Faucet | 1.5922 | 1.5922 |  | 1.8 |  | N/A | N/A | N/A | Bag | 0.796 |  | 1.433 |  | OR | Single Family | Kitchen Faucet | 1830 | 3405.58 | Single Family | FALSE | FALSE |  |  |  | 5422.4402 | 4880.1961 | Single Family_FALSE | Single Family_FALSE | Single Family_ | Single Family_ | Single Family_ | unknown | unknownSingle Family_ | unknownSingle Family_FALSE
Water_00009250 | SITE_01315 | Room_00018309 | Bathroom_1 | Bathroom | Bathroom Faucet | 0.88444 | 0.88444 |  | 1 |  | N/A | N/A | N/A | Bag | 0.796 |  | 0.796 |  | OR | Single Family | Bathroom Faucet | 1830 | 3405.58 | Single Family | FALSE | FALSE |  |  |  | 3012.0463 | 2710.8417 | Single Family_FALSE | Single Family_FALSE | Single Family_ | Single Family_ | Single Family_ | unknown | unknownSingle Family_ | unknownSingle Family_FALSE
Water_00009251 | SITE_01315 | Room_00018309 | Bathroom_1 | Bathroom | Shower | 1.6989 | 1.6989 |  | 1.8 |  | Primary | Daily / Almost Daily | N/A | Bag | 0.8492 |  | 1.529 |  | OR | Single Family | Shower | 1830 | 3405.58 | Single Family | TRUE | FALSE | TRUE | TRUE | TRUE | 5785.702 | 5207.1318 | Single Family_TRUE | Single Family_FALSE | Single Family_TRUE | Single Family_TRUE | Single Family_TRUE | 1.8gpm | 1.8gpmSingle Family_TRUE | 1.8gpmSingle Family_TRUE
Water_00009252 | SITE_01359 | Room_00018888 | Bathroom_1 | Bathroom | Bathroom Faucet | 1.5 | 1.3267 | 1.5 | 1.5 |  | N/A | N/A | N/A | Bag | 0.796 |  | 1.194 |  | OR | Single Family | Bathroom Faucet | 1874 | 3405.58 | Single Family | FALSE | FALSE |  |  |  | 5108.37 | 4066.2625 | Single Family_FALSE | Single Family_FALSE | Single Family_ | Single Family_ | Single Family_ | unknown | unknownSingle Family_ | unknownSingle Family_FALSE
Water_00009253 | SITE_01359 | Room_00018888 | Bathroom_1 | Bathroom | Shower / Bathtub combo with diverter valve | 2 | 2.0756 | 2 | 2.2 |  | Primary | Daily / Almost Daily | N/A | Bag | 0.8492 |  | 1.868 |  | OR | Single Family | Shower | 1874 | 3405.58 | Single Family | TRUE | TRUE | TRUE | TRUE | TRUE | 6811.16 | 6361.6234 | Single Family_TRUE | Single Family_TRUE | Single Family_TRUE | Single Family_TRUE | Single Family_TRUE | 2.0gpm | 2.0gpmSingle Family_TRUE | 2.0gpmSingle Family_TRUE
Water_00009254 | SITE_01359 | Room_00018892 | Kitchen_1 | Kitchen | Kitchen Faucet | 1.5 | 1.7689 | 1.5 | 2 |  | N/A | N/A | N/A | Bag | 0.796 |  | 1.592 |  | OR | Single Family | Kitchen Faucet | 1874 | 3405.58 | Single Family | FALSE | FALSE |  |  |  | 5108.37 | 5421.6834 | Single Family_FALSE | Single Family_FALSE | Single Family_ | Single Family_ | Single Family_ | unknown | unknownSingle Family_ | unknownSingle Family_FALSE
Water_00009255 | SITE_01359 | Room_00018894 | Bathroom_2 | Bathroom | Bathroom Faucet | 1.3267 | 1.3267 |  | 1.5 |  | N/A | N/A | N/A | Bag | 0.796 |  | 1.194 |  | OR | Single Family | Bathroom Faucet | 1874 | 3405.58 | Single Family | FALSE | FALSE |  |  |  | 4518.0695 | 4066.2625 | Single Family_FALSE | Single Family_FALSE | Single Family_ | Single Family_ | Single Family_ | unknown | unknownSingle Family_ | unknownSingle Family_FALSE
Water_00009256 | SITE_01303 | Room_00018144 | Bathroom_1 | Bathroom | Shower / Bathtub combo with diverter valve | 2.8311 | 2.8311 |  | 3 |  | All used about the same | Daily / Almost Daily | N/A | Bag | 0.8492 |  | 2.548 |  | OR | Manufactured | Shower | 1818 | 894.83 | Manufactured | TRUE | TRUE | TRUE | TRUE | TRUE | 2533.3632 | 2280.0268 | Manufactured_TRUE | Manufactured_TRUE | Manufactured_TRUE | Manufactured_TRUE | Manufactured_TRUE | gt2.5gpm | gt2.5gpmManufactured_TRUE | gt2.5gpmManufactured_TRUE
Water_00009257 | SITE_01303 | Room_00018144 | Bathroom_1 | Bathroom | Bathroom Faucet | 2 | 1.3267 | 2 | 1.5 |  | N/A | N/A | N/A | Bag | 0.796 |  | 1.194 |  | OR | Manufactured | Bathroom Faucet | 1818 | 894.83 | Manufactured | FALSE | FALSE |  |  |  | 1789.66 | 1068.427 | Manufactured_FALSE | Manufactured_FALSE | Manufactured_ | Manufactured_ | Manufactured_ | unknown | unknownManufactured_ | unknownManufactured_FALSE
Water_00009258 | SITE_01303 | Room_00018147 | Kitchen_1 | Kitchen | Kitchen Faucet | 2 | 1.9456 | 2 | 2.2 |  | N/A | N/A | N/A | Bag | 0.796 |  | 1.751 |  | OR | Manufactured | Kitchen Faucet | 1818 | 894.83 | Manufactured | FALSE | FALSE |  |  |  | 1789.66 | 1566.8473 | Manufactured_FALSE | Manufactured_FALSE | Manufactured_ | Manufactured_ | Manufactured_ | unknown | unknownManufactured_ | unknownManufactured_FALSE
Water_00009259 | SITE_01303 | Room_00018152 | Bathroom_2 | Bathroom | Bathroom Faucet | 2 | 1.5922 | 2 | 1.8 |  | N/A | N/A | N/A | Bag | 0.796 |  | 1.433 |  | OR | Manufactured | Bathroom Faucet | 1818 | 894.83 | Manufactured | FALSE | FALSE |  |  |  | 1789.66 | 1282.2914 | Manufactured_FALSE | Manufactured_FALSE | Manufactured_ | Manufactured_ | Manufactured_ | unknown | unknownManufactured_ | unknownManufactured_FALSE
Water_00009260 | SITE_01303 | Room_00018152 | Bathroom_2 | Bathroom | Bathroom Faucet | 2 | 1.3267 | 2 | 1.5 |  | N/A | N/A | N/A | Bag | 0.796 |  | 1.194 |  | OR | Manufactured | Bathroom Faucet | 1818 | 894.83 | Manufactured | FALSE | FALSE |  |  |  | 1789.66 | 1068.427 | Manufactured_FALSE | Manufactured_FALSE | Manufactured_ | Manufactured_ | Manufactured_ | unknown | unknownManufactured_ | unknownManufactured_FALSE
Water_00009261 | SITE_01303 | Room_00018152 | Bathroom_2 | Bathroom | Shower | 1.6989 | 1.6989 |  | 1.8 |  | All used about the same | Daily / Almost Daily | N/A | Bag | 0.8492 |  | 1.529 |  | OR | Manufactured | Shower | 1818 | 894.83 | Manufactured | TRUE | FALSE | TRUE | TRUE | TRUE | 1520.2167 | 1368.1951 | Manufactured_TRUE | Manufactured_FALSE | Manufactured_TRUE | Manufactured_TRUE | Manufactured_TRUE | 1.8gpm | 1.8gpmManufactured_TRUE | 1.8gpmManufactured_TRUE
Water_00009262 | SITE_01303 | Room_00018152 | Bathroom_2 | Bathroom | Bathtub | unknown |  |  |  | N/A | N/A | N/A | N/A | Unknown |  | N/A |  | N/A | OR | Manufactured | Bathtub | 1818 | 894.83 | Manufactured | FALSE | FALSE |  |  |  | 0 | 0 | Manufactured_FALSE | Manufactured_FALSE | Manufactured_ | Manufactured_ | Manufactured_ | unknown | unknownManufactured_ | unknownManufactured_FALSE
Water_00009263 | SITE_01285 | Room_00017964 | Bathroom_6 | Bathroom | Bathroom Faucet | 2.2 | 1.7689 | 2.2 | 2 |  | N/A | N/A | N/A | Bag | 0.796 |  | 1.592 |  | OR | Multifamily Residence | Bathroom Faucet | 1800 | 751.56 | Multifamily Residence | FALSE | FALSE |  |  |  | 1653.432 | 1196.4835 | Multifamily Residence_FALSE | Multifamily Residence_FALSE | Multifamily Residence_ | Multifamily Residence_ | Multifamily Residence_ | unknown | unknownMultifamily Residence_ | unknownMultifamily Residence_FALSE
Water_00009264 | SITE_01285 | Room_00017964 | Bathroom_6 | Bathroom | Shower / Bathtub combo with diverter valve | 2.0756 | 2.0756 |  | 2.2 |  | Primary | Daily / Almost Daily | N/A | Bag | 0.8492 |  | 1.868 |  | OR | Multifamily Residence | Shower | 1800 | 751.56 | Multifamily Residence | TRUE | TRUE | TRUE | TRUE | TRUE | 1559.9045 | 1403.9141 | Multifamily Residence_TRUE | Multifamily Residence_TRUE | Multifamily Residence_TRUE | Multifamily Residence_TRUE | Multifamily Residence_TRUE | 2.5gpm | 2.5gpmMultifamily Residence_TRUE | 2.5gpmMultifamily Residence_TRUE
Water_00009265 | SITE_01285 | Room_00017968 | Kitchen_2 | Kitchen | Kitchen Faucet | 1.7689 | 1.7689 |  | 2 |  | N/A | N/A | N/A | Bag | 0.796 |  | 1.592 |  | OR | Multifamily Residence | Kitchen Faucet | 1800 | 751.56 | Multifamily Residence | FALSE | FALSE |  |  |  | 1329.4261 | 1196.4835 | Multifamily Residence_FALSE | Multifamily Residence_FALSE | Multifamily Residence_ | Multifamily Residence_ | Multifamily Residence_ | unknown | unknownMultifamily Residence_ | unknownMultifamily Residence_FALSE
Water_00009266 | SITE_01286 | Room_00017975 | Bathroom_6 | Bathroom | Bathroom Faucet | 1.0611 | 1.0611 |  | 1.2 |  | N/A | N/A | N/A | Bag | 0.796 |  | 0.955 |  | OR | Multifamily Residence | Bathroom Faucet | 1801 | 751.56 | Multifamily Residence | FALSE | FALSE |  |  |  | 797.4887 | 717.7398 | Multifamily Residence_FALSE | Multifamily Residence_FALSE | Multifamily Residence_ | Multifamily Residence_ | Multifamily Residence_ | unknown | unknownMultifamily Residence_ | unknownMultifamily Residence_FALSE
Water_00009267 | SITE_01286 | Room_00017975 | Bathroom_6 | Bathroom | Shower / Bathtub combo with diverter valve | 2.5 | 1.6989 | 2.5 | 1.8 |  | Primary | Daily / Almost Daily | N/A | Bag | 0.8492 |  | 1.529 |  | OR | Multifamily Residence | Shower | 1801 | 751.56 | Multifamily Residence | TRUE | TRUE | TRUE | TRUE | TRUE | 1878.9 | 1149.1352 | Multifamily Residence_TRUE | Multifamily Residence_TRUE | Multifamily Residence_TRUE | Multifamily Residence_TRUE | Multifamily Residence_TRUE | 2.5gpm | 2.5gpmMultifamily Residence_TRUE | 2.5gpmMultifamily Residence_TRUE
Water_00009268 | SITE_01286 | Room_00017976 | Bathroom_7 | Bathroom | Bathroom Faucet | 1.5 | 0.44222 | 1.5 | 0.5 |  | N/A | N/A | N/A | Bag | 0.796 |  | 0.398 |  | OR | Multifamily Residence | Bathroom Faucet | 1801 | 751.56 | Multifamily Residence | FALSE | FALSE |  |  |  | 1127.34 | 299.1209 | Multifamily Residence_FALSE | Multifamily Residence_FALSE | Multifamily Residence_ | Multifamily Residence_ | Multifamily Residence_ | unknown | unknownMultifamily Residence_ | unknownMultifamily Residence_FALSE
Water_00009269 | SITE_01301 | Room_00018123 | Bedroom_6 | Bedroom | Bathroom Faucet | 2.2 | 1.7689 | 2.2 | 2 |  | N/A | N/A | N/A | Bag | 0.796 |  | 1.592 |  | OR | Single Family | Bathroom Faucet | 1816 | 3405.58 | Single Family | FALSE | FALSE |  |  |  | 7492.276 | 5421.6834 | Single Family_FALSE | Single Family_FALSE | Single Family_ | Single Family_ | Single Family_ | unknown | unknownSingle Family_ | unknownSingle Family_FALSE
Water_00009270 | SITE_01301 | Room_00018123 | Bedroom_6 | Bedroom | Shower | 1.8867 | 1.8867 |  | 2 |  | Primary | Daily / Almost Daily | N/A | Bag | 0.8492 |  | 1.698 |  | OR | Single Family | Shower | 1816 | 3405.58 | Single Family | TRUE | FALSE | TRUE | TRUE | TRUE | 6425.1943 | 5782.6748 | Single Family_TRUE | Single Family_FALSE | Single Family_TRUE | Single Family_TRUE | Single Family_TRUE | 2.0gpm | 2.0gpmSingle Family_TRUE | 2.0gpmSingle Family_TRUE
Water_00009271 | SITE_01291 | Room_00018011 | Kitchen_1 | Kitchen | Kitchen Faucet | 2.2 | 1.8578 | 2.2 | 2.1 |  | N/A | N/A | N/A | Bag | 0.796 |  | 1.672 |  | OR | Multifamily Residence | Kitchen Faucet | 1806 | 751.56 | Multifamily Residence | FALSE | FALSE |  |  |  | 1653.432 | 1256.6083 | Multifamily Residence_FALSE | Multifamily Residence_FALSE | Multifamily Residence_ | Multifamily Residence_ | Multifamily Residence_ | unknown | unknownMultifamily Residence_ | unknownMultifamily Residence_FALSE
Water_00009272 | SITE_01291 | Room_00018013 | Bathroom_1 | Bathroom | Bathroom Faucet | 2 | 2.6533 | 2 | 3 |  | N/A | N/A | N/A | Bag | 0.796 |  | 2.388 |  | OR | Multifamily Residence | Bathroom Faucet | 1806 | 751.56 | Multifamily Residence | FALSE | FALSE |  |  |  | 1503.12 | 1794.7253 | Multifamily Residence_FALSE | Multifamily Residence_FALSE | Multifamily Residence_ | Multifamily Residence_ | Multifamily Residence_ | unknown | unknownMultifamily Residence_ | unknownMultifamily Residence_FALSE
Water_00009273 | SITE_01291 | Room_00018013 | Bathroom_1 | Bathroom | Shower | 2.5 | 1.2267 | 2.5 | 1.3 |  | Primary | A few times per week | N/A | Bag | 0.8492 |  | 1.104 |  | OR | Multifamily Residence | Shower | 1806 | 751.56 | Multifamily Residence | TRUE | FALSE | TRUE | TRUE | TRUE | 1878.9 | 829.7222 | Multifamily Residence_TRUE | Multifamily Residence_FALSE | Multifamily Residence_TRUE | Multifamily Residence_TRUE | Multifamily Residence_TRUE | 2.5gpm | 2.5gpmMultifamily Residence_TRUE | 2.5gpmMultifamily Residence_TRUE
Water_00009274 | SITE_01290 | Room_00018005 | Kitchen_1 | Kitchen | Kitchen Faucet | 1.8 | 1.15 | 1.8 | 1.3 |  | N/A | N/A | N/A | Bag | 0.796 |  | 1.035 |  | OR | Multifamily Residence | Kitchen Faucet | 1805 | 751.56 | Multifamily Residence | FALSE | FALSE |  |  |  | 1352.808 | 777.8646 | Multifamily Residence_FALSE | Multifamily Residence_FALSE | Multifamily Residence_ | Multifamily Residence_ | Multifamily Residence_ | unknown | unknownMultifamily Residence_ | unknownMultifamily Residence_FALSE
Water_00009275 | SITE_01290 | Room_00018007 | Bathroom_1 | Bathroom | Shower / Bathtub combo with diverter valve | 2.4 | 0.94333 | 2.4 | 1 |  | Primary | Daily / Almost Daily | N/A | Bag | 0.8492 |  | 0.849 |  | OR | Multifamily Residence | Shower | 1805 | 751.56 | Multifamily Residence | TRUE | TRUE | TRUE | TRUE | TRUE | 1803.744 | 638.0744 | Multifamily Residence_TRUE | Multifamily Residence_TRUE | Multifamily Residence_TRUE | Multifamily Residence_TRUE | Multifamily Residence_TRUE | 2.5gpm | 2.5gpmMultifamily Residence_TRUE | 2.5gpmMultifamily Residence_TRUE
Water_00009276 | SITE_01290 | Room_00018007 | Bathroom_1 | Bathroom | Bathroom Faucet | 1.5 | 1.3267 | 1.5 | 1.5 |  | N/A | N/A | N/A | Bag | 0.796 |  | 1.194 |  | OR | Multifamily Residence | Bathroom Faucet | 1805 | 751.56 | Multifamily Residence | FALSE | FALSE |  |  |  | 1127.34 | 897.3626 | Multifamily Residence_FALSE | Multifamily Residence_FALSE | Multifamily Residence_ | Multifamily Residence_ | Multifamily Residence_ | unknown | unknownMultifamily Residence_ | unknownMultifamily Residence_FALSE
Water_00009277 | SITE_01324 | Room_00018429 | Kitchen_1 | Kitchen | Kitchen Faucet | 1.5 | 1.2378 | 1.5 | 1.4 |  | N/A | N/A | N/A | Bag | 0.796 |  | 1.114 |  | OR | Single Family | Kitchen Faucet | 1839 | 3405.58 | Single Family | FALSE | FALSE |  |  |  | 5108.37 | 3793.8161 | Single Family_FALSE | Single Family_FALSE | Single Family_ | Single Family_ | Single Family_ | unknown | unknownSingle Family_ | unknownSingle Family_FALSE
Water_00009278 | SITE_01324 | Room_00018432 | Bathroom_2 | Bathroom | Shower / Bathtub combo with diverter valve | 1.6 | 1.8867 | 1.6 | 2 |  | Secondary | A few times per year | Bathroom sink has been removed | Bag | 0.8492 |  | 1.698 |  | OR | Single Family | Shower | 1839 | 3405.58 | Single Family | TRUE | TRUE | TRUE | TRUE | TRUE | 5448.928 | 5782.6748 | Single Family_TRUE | Single Family_TRUE | Single Family_TRUE | Single Family_TRUE | Single Family_TRUE | 1.8gpm | 1.8gpmSingle Family_TRUE | 1.8gpmSingle Family_TRUE
Water_00009279 | SITE_01324 | Room_00018433 | Bathroom_1 | Bathroom | Bathroom Faucet | 2.2 | 1.4156 | 2.2 | 1.6 |  | N/A | N/A | N/A | Bag | 0.796 |  | 1.274 |  | OR | Single Family | Bathroom Faucet | 1839 | 3405.58 | Single Family | FALSE | FALSE |  |  |  | 7492.276 | 4338.7089 | Single Family_FALSE | Single Family_FALSE | Single Family_ | Single Family_ | Single Family_ | unknown | unknownSingle Family_ | unknownSingle Family_FALSE
Water_00009280 | SITE_01324 | Room_00018433 | Bathroom_1 | Bathroom | Shower / Bathtub combo with diverter valve | 1.8867 | 1.8867 |  | 2 |  | Primary | A few times per week | Gpm not listed | Bag | 0.8492 |  | 1.698 |  | OR | Single Family | Shower | 1839 | 3405.58 | Single Family | TRUE | TRUE | TRUE | TRUE | TRUE | 6425.1943 | 5782.6748 | Single Family_TRUE | Single Family_TRUE | Single Family_TRUE | Single Family_TRUE | Single Family_TRUE | 2.0gpm | 2.0gpmSingle Family_TRUE | 2.0gpmSingle Family_TRUE
Water_00009281 | SITE_01292 | Room_00018020 | Bathroom_1 | Bathroom | Shower | 1.6989 | 1.6989 |  | 1.8 |  | Primary | A few times per week | Gpm not listed | Bag | 0.8492 |  | 1.529 |  | OR | Multifamily Residence | Shower | 1807 | 751.56 | Multifamily Residence | TRUE | FALSE | TRUE | TRUE | TRUE | 1276.8169 | 1149.1352 | Multifamily Residence_TRUE | Multifamily Residence_FALSE | Multifamily Residence_TRUE | Multifamily Residence_TRUE | Multifamily Residence_TRUE | 1.8gpm | 1.8gpmMultifamily Residence_TRUE | 1.8gpmMultifamily Residence_TRUE
Water_00009282 | SITE_01292 | Room_00018020 | Bathroom_1 | Bathroom | Bathroom Faucet | 2.2 | 1.3267 | 2.2 | 1.5 |  | N/A | N/A | N/A | Bag | 0.796 |  | 1.194 |  | OR | Multifamily Residence | Bathroom Faucet | 1807 | 751.56 | Multifamily Residence | FALSE | FALSE |  |  |  | 1653.432 | 897.3626 | Multifamily Residence_FALSE | Multifamily Residence_FALSE | Multifamily Residence_ | Multifamily Residence_ | Multifamily Residence_ | unknown | unknownMultifamily Residence_ | unknownMultifamily Residence_FALSE
Water_00009283 | SITE_01289 | Room_00017998 | Kitchen_1 | Kitchen | Kitchen Faucet | 4.4222 | 4.4222 |  | 5 |  | N/A | N/A | Flow not liste | Bag | 0.796 |  | 3.98 |  | OR | Single Family | Kitchen Faucet | 1804 | 3405.58 | Single Family | FALSE | FALSE |  |  |  | 15060.2316 | 13554.2084 | Single Family_FALSE | Single Family_FALSE | Single Family_ | Single Family_ | Single Family_ | unknown | unknownSingle Family_ | unknownSingle Family_FALSE
Water_00009284 | SITE_01289 | Room_00017999 | Bathroom_1 | Bathroom | Shower | 1.4156 | 1.4156 |  | 1.5 |  | Primary | Daily / Almost Daily | Gpm not listed | Bag | 0.8492 |  | 1.274 |  | OR | Single Family | Shower | 1804 | 3405.58 | Single Family | TRUE | FALSE | TRUE | TRUE | TRUE | 4820.7877 | 4338.7089 | Single Family_TRUE | Single Family_FALSE | Single Family_TRUE | Single Family_TRUE | Single Family_TRUE | <1.5gpm | <1.5gpmSingle Family_TRUE | <1.5gpmSingle Family_TRUE
Water_00009285 | SITE_01289 | Room_00017999 | Bathroom_1 | Bathroom | Bathroom Faucet | 1.15 | 1.15 |  | 1.3 |  | N/A | N/A | Gpm not listed | Bag | 0.796 |  | 1.035 |  | OR | Single Family | Bathroom Faucet | 1804 | 3405.58 | Single Family | FALSE | FALSE |  |  |  | 3916.417 | 3524.7753 | Single Family_FALSE | Single Family_FALSE | Single Family_ | Single Family_ | Single Family_ | unknown | unknownSingle Family_ | unknownSingle Family_FALSE
Water_00009286 | SITE_01285 | Room_00017971 | Bathroom_1 | Bathroom | Bathroom Faucet | 2.2 | 1.3267 | 2.2 | 1.5 |  | N/A | N/A | N/A | Bag | 0.796 |  | 1.194 |  | OR | Multifamily Residence | Bathroom Faucet | 1800 | 751.56 | Multifamily Residence | FALSE | FALSE |  |  |  | 1653.432 | 897.3626 | Multifamily Residence_FALSE | Multifamily Residence_FALSE | Multifamily Residence_ | Multifamily Residence_ | Multifamily Residence_ | unknown | unknownMultifamily Residence_ | unknownMultifamily Residence_FALSE
Water_00009287 | SITE_01286 | Room_00017979 | Kitchen_1 | Kitchen | Kitchen Faucet | 1.5 | 1.2378 | 1.5 | 1.4 |  | N/A | N/A | N/A | Bag | 0.796 |  | 1.114 |  | OR | Multifamily Residence | Kitchen Faucet | 1801 | 751.56 | Multifamily Residence | FALSE | FALSE |  |  |  | 1127.34 | 837.2378 | Multifamily Residence_FALSE | Multifamily Residence_FALSE | Multifamily Residence_ | Multifamily Residence_ | Multifamily Residence_ | unknown | unknownMultifamily Residence_ | unknownMultifamily Residence_FALSE
Water_00009288 | SITE_01301 | Room_00018126 | Kitchen_1 | Kitchen | Bathroom Faucet | 1.5 | 1.2378 | 1.5 | 1.4 |  | N/A | N/A | N/A | Bag | 0.796 |  | 1.114 |  | OR | Single Family | Bathroom Faucet | 1816 | 3405.58 | Single Family | FALSE | FALSE |  |  |  | 5108.37 | 3793.8161 | Single Family_FALSE | Single Family_FALSE | Single Family_ | Single Family_ | Single Family_ | unknown | unknownSingle Family_ | unknownSingle Family_FALSE
Water_00009289 | SITE_01301 | Room_00018126 | Kitchen_1 | Kitchen | Shower | unknown |  |  |  | Unknown | Secondary | Never | Shower is not used. Changing table and a cubby closet are placed in shower.Therefore no flow test possible. No GPM listed on faucet | Bag | 0.8492 |  |  | Unknown | OR | Single Family | Shower | 1816 | 3405.58 | Single Family | TRUE | FALSE | FALSE | FALSE | FALSE | 0 | 0 | Single Family_TRUE | Single Family_FALSE | Single Family_FALSE | Single Family_FALSE | Single Family_FALSE | unknown | unknownSingle Family_FALSE | unknownSingle Family_TRUE
Water_00009290 | SITE_01301 | Room_00018128 | Kitchen_3 | Kitchen | Kitchen Faucet | 1.5 | 1.3267 | 1.5 | 1.5 |  | N/A | N/A | N/A | Bag | 0.796 |  | 1.194 |  | OR | Single Family | Kitchen Faucet | 1816 | 3405.58 | Single Family | FALSE | FALSE |  |  |  | 5108.37 | 4066.2625 | Single Family_FALSE | Single Family_FALSE | Single Family_ | Single Family_ | Single Family_ | unknown | unknownSingle Family_ | unknownSingle Family_FALSE
Water_00009291 | SITE_00226 | Room_00008600 | Kitchen_1 | Kitchen | Kitchen Faucet | 2 |  | 2 |  | Unknown | N/A | N/A | Couldn't measure | Bag | 0.796 |  |  | Unknown | ID | Single Family | Kitchen Faucet | 746 | 4702.18 | Single Family | FALSE | FALSE |  |  |  | 9404.36 | 0 | Single Family_FALSE | Single Family_FALSE | Single Family_ | Single Family_ | Single Family_ | unknown | unknownSingle Family_ | unknownSingle Family_FALSE
Water_00009292 | SITE_00226 | Room_00008602 | Bathroom_1 | Bathroom | Bathroom Faucet | 2.2 |  | 2.2 |  | Unknown | N/A | N/A | Couldn't measure | Bag | 0.796 |  |  | Unknown | ID | Single Family | Bathroom Faucet | 746 | 4702.18 | Single Family | FALSE | FALSE |  |  |  | 10344.796 | 0 | Single Family_FALSE | Single Family_FALSE | Single Family_ | Single Family_ | Single Family_ | unknown | unknownSingle Family_ | unknownSingle Family_FALSE
Water_00009293 | SITE_00226 | Room_00008602 | Bathroom_1 | Bathroom | Shower / Bathtub combo with diverter valve | unknown |  |  |  | Unknown | All used about the same | A few times per week | Couldn't measure | Bag | 0.8492 |  |  | Unknown | ID | Single Family | Shower | 746 | 4702.18 | Single Family | TRUE | TRUE | FALSE | FALSE | FALSE | 0 | 0 | Single Family_TRUE | Single Family_TRUE | Single Family_FALSE | Single Family_FALSE | Single Family_FALSE | unknown | unknownSingle Family_FALSE | unknownSingle Family_TRUE
Water_00009294 | SITE_00226 | Room_00008604 | Bathroom_2 | Bathroom | Bathroom Faucet | unknown |  |  |  | Unknown | N/A | N/A | Couldn't measure | Bag | 0.796 |  |  | Unknown | ID | Single Family | Bathroom Faucet | 746 | 4702.18 | Single Family | FALSE | FALSE |  |  |  | 0 | 0 | Single Family_FALSE | Single Family_FALSE | Single Family_ | Single Family_ | Single Family_ | unknown | unknownSingle Family_ | unknownSingle Family_FALSE
Water_00009295 | SITE_00226 | Room_00008604 | Bathroom_2 | Bathroom | Shower | unknown |  |  |  | Unknown | Primary | Daily / Almost Daily | Two heads. Can't see gpm on either | Bag | 0.8492 |  |  | Unknown | ID | Single Family | Shower | 746 | 4702.18 | Single Family | TRUE | FALSE | FALSE | FALSE | FALSE | 0 | 0 | Single Family_TRUE | Single Family_FALSE | Single Family_FALSE | Single Family_FALSE | Single Family_FALSE | unknown | unknownSingle Family_FALSE | unknownSingle Family_TRUE
Water_00009296 | SITE_00226 | Room_00008610 | Bathroom_4 | Bathroom | Bathroom Faucet | 2.2 |  | 2.2 |  | Unknown | N/A | N/A | Couldn't measure | Bag | 0.796 |  |  | Unknown | ID | Single Family | Bathroom Faucet | 746 | 4702.18 | Single Family | FALSE | FALSE |  |  |  | 10344.796 | 0 | Single Family_FALSE | Single Family_FALSE | Single Family_ | Single Family_ | Single Family_ | unknown | unknownSingle Family_ | unknownSingle Family_FALSE
Water_00009297 | SITE_00226 | Room_00008610 | Bathroom_4 | Bathroom | Shower / Bathtub combo with diverter valve | unknown |  |  |  | Unknown | Secondary | A few times per month | Couldn't measure | Bag | 0.8492 |  |  | Unknown | ID | Single Family | Shower | 746 | 4702.18 | Single Family | TRUE | TRUE | FALSE | FALSE | FALSE | 0 | 0 | Single Family_TRUE | Single Family_TRUE | Single Family_FALSE | Single Family_FALSE | Single Family_FALSE | unknown | unknownSingle Family_FALSE | unknownSingle Family_TRUE
Water_00009298 | SITE_00211 | Room_00008405 | Bathroom_1 | Bathroom | Bathroom Faucet | 1 |  | 1 |  | Unknown | N/A | N/A | Couldn't measure | Bag | 0.796 |  |  | Unknown | ID | Single Family | Bathroom Faucet | 731 | 4702.18 | Single Family | FALSE | FALSE |  |  |  | 4702.18 | 0 | Single Family_FALSE | Single Family_FALSE | Single Family_ | Single Family_ | Single Family_ | unknown | unknownSingle Family_ | unknownSingle Family_FALSE
Water_00009299 | SITE_00210 | Room_00008398 | Kitchen_1 | Kitchen | Kitchen Faucet | unknown |  |  |  | Unknown | N/A | N/A | Couldn't measure | Bag | 0.796 |  |  | Unknown | ID | Multifamily Residence | Kitchen Faucet | 730 | 773.6 | Multifamily Residence | FALSE | FALSE |  |  |  | 0 | 0 | Multifamily Residence_FALSE | Multifamily Residence_FALSE | Multifamily Residence_ | Multifamily Residence_ | Multifamily Residence_ | unknown | unknownMultifamily Residence_ | unknownMultifamily Residence_FALSE
Water_00009300 | SITE_00210 | Room_00008401 | Bathroom_1 | Bathroom | Bathroom Faucet | unknown |  |  |  | Unknown | N/A | N/A | Couldn't measure | Bag | 0.796 |  |  | Unknown | ID | Multifamily Residence | Bathroom Faucet | 730 | 773.6 | Multifamily Residence | FALSE | FALSE |  |  |  | 0 | 0 | Multifamily Residence_FALSE | Multifamily Residence_FALSE | Multifamily Residence_ | Multifamily Residence_ | Multifamily Residence_ | unknown | unknownMultifamily Residence_ | unknownMultifamily Residence_FALSE
Water_00009301 | SITE_00210 | Room_00008401 | Bathroom_1 | Bathroom | Shower / Bathtub combo with diverter valve | 2 |  | 2 |  | Unknown | Primary | A few times per week | Couldn't measure | Bag | 0.8492 |  |  | Unknown | ID | Multifamily Residence | Shower | 730 | 773.6 | Multifamily Residence | TRUE | TRUE | TRUE | FALSE | FALSE | 1547.2 | 0 | Multifamily Residence_TRUE | Multifamily Residence_TRUE | Multifamily Residence_TRUE | Multifamily Residence_FALSE | Multifamily Residence_FALSE | unknown | unknownMultifamily Residence_FALSE | unknownMultifamily Residence_TRUE
Water_00009302 | SITE_00207 | Room_00008377 | Kitchen_1 | Kitchen | Kitchen Faucet | 1.7689 | 1.7689 |  | 2 |  | N/A | N/A | N/A | Bag | 0.796 |  | 1.592 |  | ID | Multifamily Residence | Kitchen Faucet | 727 | 773.6 | Multifamily Residence | FALSE | FALSE |  |  |  | 1368.4124 | 1231.5712 | Multifamily Residence_FALSE | Multifamily Residence_FALSE | Multifamily Residence_ | Multifamily Residence_ | Multifamily Residence_ | unknown | unknownMultifamily Residence_ | unknownMultifamily Residence_FALSE
Water_00009303 | SITE_00208 | Room_00008384 | Kitchen_1 | Kitchen | Kitchen Faucet | 3.0956 | 3.0956 |  | 3.5 |  | N/A | N/A | Aerator removed | Bag | 0.796 |  | 2.786 |  | ID | Multifamily Residence | Kitchen Faucet | 728 | 773.6 | Multifamily Residence | FALSE | FALSE |  |  |  | 2394.7218 | 2155.2496 | Multifamily Residence_FALSE | Multifamily Residence_FALSE | Multifamily Residence_ | Multifamily Residence_ | Multifamily Residence_ | unknown | unknownMultifamily Residence_ | unknownMultifamily Residence_FALSE
Water_00009304 | SITE_00208 | Room_00008385 | Bathroom_1 | Bathroom | Bathroom Faucet | 2.2111 | 2.2111 |  | 2.5 |  | N/A | N/A | N/A | Bag | 0.796 |  | 1.99 |  | ID | Multifamily Residence | Bathroom Faucet | 728 | 773.6 | Multifamily Residence | FALSE | FALSE |  |  |  | 1710.5156 | 1539.464 | Multifamily Residence_FALSE | Multifamily Residence_FALSE | Multifamily Residence_ | Multifamily Residence_ | Multifamily Residence_ | unknown | unknownMultifamily Residence_ | unknownMultifamily Residence_FALSE
Water_00009305 | SITE_00208 | Room_00008385 | Bathroom_1 | Bathroom | Shower / Bathtub combo with diverter valve | 2.5 | 2.3589 | 2.5 | 2.5 |  | Primary | Daily / Almost Daily | N/A | Bag | 0.8492 |  | 2.123 |  | ID | Multifamily Residence | Shower | 728 | 773.6 | Multifamily Residence | TRUE | TRUE | TRUE | TRUE | TRUE | 1934 | 1642.3528 | Multifamily Residence_TRUE | Multifamily Residence_TRUE | Multifamily Residence_TRUE | Multifamily Residence_TRUE | Multifamily Residence_TRUE | 2.5gpm | 2.5gpmMultifamily Residence_TRUE | 2.5gpmMultifamily Residence_TRUE
Water_00009306 | SITE_01361 | Room_00018914 | Bathroom_6 | Bathroom | Bathroom Faucet | 1.1056 | 1.1056 |  | 1.25 |  | N/A | N/A | N/A | Bag | 0.796 |  | 0.995 |  | ID | Manufactured | Bathroom Faucet | 1876 | 626.07 | Manufactured | FALSE | FALSE |  |  |  | 692.1552 | 622.9397 | Manufactured_FALSE | Manufactured_FALSE | Manufactured_ | Manufactured_ | Manufactured_ | unknown | unknownManufactured_ | unknownManufactured_FALSE
Water_00009307 | SITE_01361 | Room_00018914 | Bathroom_6 | Bathroom | Shower / Bathtub combo with diverter valve | 2.3589 | 2.3589 |  | 2.5 |  | Primary | Daily / Almost Daily | Waterpick | Bag | 0.8492 |  | 2.123 |  | ID | Manufactured | Shower | 1876 | 626.07 | Manufactured | TRUE | TRUE | TRUE | TRUE | TRUE | 1476.8296 | 1329.1466 | Manufactured_TRUE | Manufactured_TRUE | Manufactured_TRUE | Manufactured_TRUE | Manufactured_TRUE | 2.5gpm | 2.5gpmManufactured_TRUE | 2.5gpmManufactured_TRUE
Water_00009308 | SITE_00315 | Room_00008914 | Kitchen_1 | Kitchen | Kitchen Faucet | 1.9456 | 1.9456 |  | 2.2 |  | N/A | N/A | N/A | Bag | 0.796 |  | 1.751 |  | ID | Manufactured | Kitchen Faucet | 835 | 626.07 | Manufactured | FALSE | FALSE |  |  |  | 1218.054 | 1096.2486 | Manufactured_FALSE | Manufactured_FALSE | Manufactured_ | Manufactured_ | Manufactured_ | unknown | unknownManufactured_ | unknownManufactured_FALSE
Water_00009309 | SITE_00315 | Room_00008917 | Bathroom_1 | Bathroom | Bathroom Faucet | 2 | 2.2111 | 2 | 2.5 |  | N/A | N/A | N/A | Bag | 0.796 |  | 1.99 |  | ID | Manufactured | Bathroom Faucet | 835 | 626.07 | Manufactured | FALSE | FALSE |  |  |  | 1252.14 | 1245.8793 | Manufactured_FALSE | Manufactured_FALSE | Manufactured_ | Manufactured_ | Manufactured_ | unknown | unknownManufactured_ | unknownManufactured_FALSE
Water_00009310 | SITE_00315 | Room_00008917 | Bathroom_1 | Bathroom | Shower | 2.0756 | 2.0756 |  | 2.2 |  | Primary | Daily / Almost Daily | N/A | Bag | 0.8492 |  | 1.868 |  | ID | Manufactured | Shower | 835 | 626.07 | Manufactured | TRUE | FALSE | TRUE | TRUE | TRUE | 1299.4431 | 1169.4988 | Manufactured_TRUE | Manufactured_FALSE | Manufactured_TRUE | Manufactured_TRUE | Manufactured_TRUE | 2.5gpm | 2.5gpmManufactured_TRUE | 2.5gpmManufactured_TRUE
Water_00009311 | SITE_00206 | Room_00008369 | Kitchen_1 | Kitchen | Kitchen Faucet | 2 | 2.2111 | 2 | 2.5 |  | N/A | N/A | N/A | Bag | 0.796 |  | 1.99 |  | ID | Multifamily Residence | Kitchen Faucet | 726 | 773.6 | Multifamily Residence | FALSE | FALSE |  |  |  | 1547.2 | 1539.464 | Multifamily Residence_FALSE | Multifamily Residence_FALSE | Multifamily Residence_ | Multifamily Residence_ | Multifamily Residence_ | unknown | unknownMultifamily Residence_ | unknownMultifamily Residence_FALSE
Water_00009312 | SITE_00206 | Room_00008370 | Bathroom_1 | Bathroom | Bathroom Faucet | 2 | 1.99 | 2 | 2.25 |  | N/A | N/A | N/A | Bag | 0.796 |  | 1.791 |  | ID | Multifamily Residence | Bathroom Faucet | 726 | 773.6 | Multifamily Residence | FALSE | FALSE |  |  |  | 1547.2 | 1385.5176 | Multifamily Residence_FALSE | Multifamily Residence_FALSE | Multifamily Residence_ | Multifamily Residence_ | Multifamily Residence_ | unknown | unknownMultifamily Residence_ | unknownMultifamily Residence_FALSE
Water_00009313 | SITE_00206 | Room_00008370 | Bathroom_1 | Bathroom | Shower / Bathtub combo with diverter valve | 2.3589 | 2.3589 |  | 2.5 |  | Primary | Daily / Almost Daily | N/A | Bag | 0.8492 |  | 2.123 |  | ID | Multifamily Residence | Shower | 726 | 773.6 | Multifamily Residence | TRUE | TRUE | TRUE | TRUE | TRUE | 1824.8364 | 1642.3528 | Multifamily Residence_TRUE | Multifamily Residence_TRUE | Multifamily Residence_TRUE | Multifamily Residence_TRUE | Multifamily Residence_TRUE | 2.5gpm | 2.5gpmMultifamily Residence_TRUE | 2.5gpmMultifamily Residence_TRUE
Water_00009314 | SITE_00211 | Room_00008407 | Kitchen_1 | Kitchen | Kitchen Faucet | unknown |  |  |  | Unknown | N/A | N/A | Couldn't measure | Bag | 0.796 |  |  | Unknown | ID | Single Family | Kitchen Faucet | 731 | 4702.18 | Single Family | FALSE | FALSE |  |  |  | 0 | 0 | Single Family_FALSE | Single Family_FALSE | Single Family_ | Single Family_ | Single Family_ | unknown | unknownSingle Family_ | unknownSingle Family_FALSE
Water_00009315 | SITE_00227 | Room_00008622 | Kitchen_1 | Kitchen | Kitchen Faucet | 1.5033 | 1.5033 |  | 1.7 |  | N/A | N/A | N/A | Bag | 0.796 |  | 1.353 |  | ID | Single Family | Kitchen Faucet | 747 | 4702.18 | Single Family | FALSE | FALSE |  |  |  | 7068.9439 | 6362.0495 | Single Family_FALSE | Single Family_FALSE | Single Family_ | Single Family_ | Single Family_ | unknown | unknownSingle Family_ | unknownSingle Family_FALSE
Water_00009316 | SITE_00227 | Room_00008629 | Bathroom_1 | Bathroom | Bathroom Faucet | 3.0956 | 3.0956 |  | 3.5 |  | N/A | N/A | N/A | Bag | 0.796 |  | 2.786 |  | ID | Single Family | Bathroom Faucet | 747 | 4702.18 | Single Family | FALSE | FALSE |  |  |  | 14555.8594 | 13100.2735 | Single Family_FALSE | Single Family_FALSE | Single Family_ | Single Family_ | Single Family_ | unknown | unknownSingle Family_ | unknownSingle Family_FALSE
Water_00009317 | SITE_00227 | Room_00008629 | Bathroom_1 | Bathroom | Shower / Bathtub combo with diverter valve | unknown |  |  |  | Unknown | Secondary | A few times per year | Leak at connection, water everywhere | Unknown |  | N/A |  | N/A | ID | Single Family | Shower | 747 | 4702.18 | Single Family | TRUE | TRUE | FALSE | FALSE | FALSE | 0 | 0 | Single Family_TRUE | Single Family_TRUE | Single Family_FALSE | Single Family_FALSE | Single Family_FALSE | unknown | unknownSingle Family_FALSE | unknownSingle Family_TRUE
Water_00009318 | SITE_00227 | Room_00008633 | Bathroom_2 | Bathroom | Bathroom Faucet | 1.5033 | 1.5033 |  | 1.7 |  | N/A | N/A | N/A | Bag | 0.796 |  | 1.353 |  | ID | Single Family | Bathroom Faucet | 747 | 4702.18 | Single Family | FALSE | FALSE |  |  |  | 7068.9439 | 6362.0495 | Single Family_FALSE | Single Family_FALSE | Single Family_ | Single Family_ | Single Family_ | unknown | unknownSingle Family_ | unknownSingle Family_FALSE
Water_00009319 | SITE_00227 | Room_00008633 | Bathroom_2 | Bathroom | Bathroom Faucet | 1.4156 | 1.4156 |  | 1.6 |  | N/A | N/A | N/A | Bag | 0.796 |  | 1.274 |  | ID | Single Family | Bathroom Faucet | 747 | 4702.18 | Single Family | FALSE | FALSE |  |  |  | 6656.197 | 5990.5773 | Single Family_FALSE | Single Family_FALSE | Single Family_ | Single Family_ | Single Family_ | unknown | unknownSingle Family_ | unknownSingle Family_FALSE
Water_00009320 | SITE_00227 | Room_00008633 | Bathroom_2 | Bathroom | Shower | unknown |  |  |  | Unknown | Primary | Daily / Almost Daily | Dual showerheads | Unknown |  | N/A |  | N/A | ID | Single Family | Shower | 747 | 4702.18 | Single Family | TRUE | FALSE | FALSE | FALSE | FALSE | 0 | 0 | Single Family_TRUE | Single Family_FALSE | Single Family_FALSE | Single Family_FALSE | Single Family_FALSE | unknown | unknownSingle Family_FALSE | unknownSingle Family_TRUE
Water_00009321 | SITE_00227 | Room_00008633 | Bathroom_2 | Bathroom | Bathtub | unknown |  |  |  | N/A | N/A | N/A | N/A | Unknown |  | N/A |  | N/A | ID | Single Family | Bathtub | 747 | 4702.18 | Single Family | FALSE | FALSE |  |  |  | 0 | 0 | Single Family_FALSE | Single Family_FALSE | Single Family_ | Single Family_ | Single Family_ | unknown | unknownSingle Family_ | unknownSingle Family_FALSE
Water_00009322 | SITE_00207 | Room_00008381 | Bathroom_6 | Bathroom | Bathroom Faucet | 2.2 | 1.7689 | 2.2 | 2 |  | N/A | N/A | N/A | Bag | 0.796 |  | 1.592 |  | ID | Multifamily Residence | Bathroom Faucet | 727 | 773.6 | Multifamily Residence | FALSE | FALSE |  |  |  | 1701.92 | 1231.5712 | Multifamily Residence_FALSE | Multifamily Residence_FALSE | Multifamily Residence_ | Multifamily Residence_ | Multifamily Residence_ | unknown | unknownMultifamily Residence_ | unknownMultifamily Residence_FALSE
Water_00009323 | SITE_00207 | Room_00008381 | Bathroom_6 | Bathroom | Shower / Bathtub combo with diverter valve | unknown |  |  |  | Unknown | Primary | A few times per week | Dual shower head | Unknown |  | N/A |  | N/A | ID | Multifamily Residence | Shower | 727 | 773.6 | Multifamily Residence | TRUE | TRUE | FALSE | FALSE | FALSE | 0 | 0 | Multifamily Residence_TRUE | Multifamily Residence_TRUE | Multifamily Residence_FALSE | Multifamily Residence_FALSE | Multifamily Residence_FALSE | unknown | unknownMultifamily Residence_FALSE | unknownMultifamily Residence_TRUE
Water_00009324 | SITE_01361 | Room_00018916 | Bathroom_1 | Bathroom | Bathroom Faucet | 1.5 | 1.7689 | 1.5 | 2 |  | N/A | N/A | N/A | Bag | 0.796 |  | 1.592 |  | ID | Manufactured | Bathroom Faucet | 1876 | 626.07 | Manufactured | FALSE | FALSE |  |  |  | 939.105 | 996.7034 | Manufactured_FALSE | Manufactured_FALSE | Manufactured_ | Manufactured_ | Manufactured_ | unknown | unknownManufactured_ | unknownManufactured_FALSE
Water_00009325 | SITE_01361 | Room_00018916 | Bathroom_1 | Bathroom | Shower / Bathtub combo with diverter valve | unknown |  |  | 1.6 |  | Primary | A few times per week | N/A | Unknown |  | N/A |  | N/A | ID | Manufactured | Shower | 1876 | 626.07 | Manufactured | TRUE | TRUE | FALSE | FALSE | FALSE | 0 | 0 | Manufactured_TRUE | Manufactured_TRUE | Manufactured_FALSE | Manufactured_FALSE | Manufactured_FALSE | unknown | unknownManufactured_FALSE | unknownManufactured_TRUE
Water_00009326 | SITE_01361 | Room_00018918 | Kitchen_1 | Kitchen | Kitchen Faucet | 2.2 | 1.9456 | 2.2 | 2.2 |  | N/A | N/A | N/A | Bag | 0.796 |  | 1.751 |  | ID | Manufactured | Kitchen Faucet | 1876 | 626.07 | Manufactured | FALSE | FALSE |  |  |  | 1377.354 | 1096.2486 | Manufactured_FALSE | Manufactured_FALSE | Manufactured_ | Manufactured_ | Manufactured_ | unknown | unknownManufactured_ | unknownManufactured_FALSE
Water_00009327 | SITE_00318 | Room_00008940 | Kitchen_1 | Kitchen | Kitchen Faucet | unknown |  |  |  | Unknown | N/A | N/A | Doesnt work, dishwasher aerator | Bag | 0.796 |  |  | Unknown | ID | Manufactured | Kitchen Faucet | 838 | 626.07 | Manufactured | FALSE | FALSE |  |  |  | 0 | 0 | Manufactured_FALSE | Manufactured_FALSE | Manufactured_ | Manufactured_ | Manufactured_ | unknown | unknownManufactured_ | unknownManufactured_FALSE
Water_00009328 | SITE_00318 | Room_00008943 | Bathroom_1 | Bathroom | Bathroom Faucet | 3.7144 | 3.7144 |  | 4.2 |  | N/A | N/A | No aerator | Bag | 0.796 |  | 3.343 |  | ID | Manufactured | Bathroom Faucet | 838 | 626.07 | Manufactured | FALSE | FALSE |  |  |  | 2325.5022 | 2092.952 | Manufactured_FALSE | Manufactured_FALSE | Manufactured_ | Manufactured_ | Manufactured_ | unknown | unknownManufactured_ | unknownManufactured_FALSE
Water_00009329 | SITE_00318 | Room_00008943 | Bathroom_1 | Bathroom | Shower / Bathtub combo with diverter valve | unknown |  |  | 3.1 |  | Primary | A few times per week | N/A | Unknown |  | N/A |  | N/A | ID | Manufactured | Shower | 838 | 626.07 | Manufactured | TRUE | TRUE | FALSE | FALSE | FALSE | 0 | 0 | Manufactured_TRUE | Manufactured_TRUE | Manufactured_FALSE | Manufactured_FALSE | Manufactured_FALSE | unknown | unknownManufactured_FALSE | unknownManufactured_TRUE
Water_00009330 | SITE_01242 | Room_00017609 | Kitchen_2 | Kitchen | Kitchen Faucet | 1.5 | 1.15 | 1.5 | 1.3 |  | N/A | N/A | N/A | Bag | 0.796 |  | 1.035 |  | OR | Multifamily Residence | Kitchen Faucet | 1757 | 751.56 | Multifamily Residence | FALSE | FALSE |  |  |  | 1127.34 | 777.8646 | Multifamily Residence_FALSE | Multifamily Residence_FALSE | Multifamily Residence_ | Multifamily Residence_ | Multifamily Residence_ | unknown | unknownMultifamily Residence_ | unknownMultifamily Residence_FALSE
Water_00009331 | SITE_01320 | Room_00018372 | Kitchen_1 | Kitchen | Kitchen Faucet | 1.7689 | 1.7689 |  | 2 |  | N/A | N/A | N/A | Bag | 0.796 |  | 1.592 |  | OR | Single Family | Kitchen Faucet | 1835 | 3405.58 | Single Family | FALSE | FALSE |  |  |  | 6024.0926 | 5421.6834 | Single Family_FALSE | Single Family_FALSE | Single Family_ | Single Family_ | Single Family_ | unknown | unknownSingle Family_ | unknownSingle Family_FALSE
Water_00009332 | SITE_01320 | Room_00018375 | Bedroom_2 | Bedroom | Bathroom Faucet | 0.97333 | 0.97333 |  | 1.1 |  | N/A | N/A | N/A | Bag | 0.796 |  | 0.876 |  | OR | Single Family | Bathroom Faucet | 1835 | 3405.58 | Single Family | FALSE | FALSE |  |  |  | 3314.7645 | 2983.2881 | Single Family_FALSE | Single Family_FALSE | Single Family_ | Single Family_ | Single Family_ | unknown | unknownSingle Family_ | unknownSingle Family_FALSE
Water_00009333 | SITE_01320 | Room_00018375 | Bedroom_2 | Bedroom | Shower / Bathtub combo with diverter valve | unknown |  |  |  | Unknown | Unknown | Daily / Almost Daily | N/A | Bag | 0.8492 |  |  | Unknown | OR | Single Family | Shower | 1835 | 3405.58 | Single Family | TRUE | TRUE | FALSE | FALSE | FALSE | 0 | 0 | Single Family_TRUE | Single Family_TRUE | Single Family_FALSE | Single Family_FALSE | Single Family_FALSE | unknown | unknownSingle Family_FALSE | unknownSingle Family_TRUE
Water_00009334 | SITE_01320 | Room_00018378 | Bathroom_1 | Bathroom | Bathroom Faucet | unknown |  |  |  | Unknown | N/A | N/A | N/A | Bag | 0.796 |  |  | Unknown | OR | Single Family | Bathroom Faucet | 1835 | 3405.58 | Single Family | FALSE | FALSE |  |  |  | 0 | 0 | Single Family_FALSE | Single Family_FALSE | Single Family_ | Single Family_ | Single Family_ | unknown | unknownSingle Family_ | unknownSingle Family_FALSE
Water_00009335 | SITE_01320 | Room_00018381 | Bathroom_2 | Bathroom | Bathroom Faucet | 1.15 | 1.15 |  | 1.3 |  | N/A | N/A | N/A | Bag | 0.796 |  | 1.035 |  | OR | Single Family | Bathroom Faucet | 1835 | 3405.58 | Single Family | FALSE | FALSE |  |  |  | 3916.417 | 3524.7753 | Single Family_FALSE | Single Family_FALSE | Single Family_ | Single Family_ | Single Family_ | unknown | unknownSingle Family_ | unknownSingle Family_FALSE
Water_00009336 | SITE_01320 | Room_00018381 | Bathroom_2 | Bathroom | Shower | 1.6989 | 1.6989 |  | 1.8 |  | Primary | A few times per year | N/A | Bag | 0.8492 |  | 1.529 |  | OR | Single Family | Shower | 1835 | 3405.58 | Single Family | TRUE | FALSE | TRUE | TRUE | TRUE | 5785.702 | 5207.1318 | Single Family_TRUE | Single Family_FALSE | Single Family_TRUE | Single Family_TRUE | Single Family_TRUE | 1.8gpm | 1.8gpmSingle Family_TRUE | 1.8gpmSingle Family_TRUE
Water_00009337 | SITE_01357 | Room_00018861 | Bathroom_6 | Bathroom | Shower / Bathtub combo with diverter valve | 2.8311 | 2.8311 |  | 3 |  | Secondary | A few times per week | N/A | Bag | 0.8492 |  | 2.548 |  | OR | Single Family | Shower | 1872 | 3405.58 | Single Family | TRUE | TRUE | TRUE | TRUE | TRUE | 9641.5754 | 8677.4178 | Single Family_TRUE | Single Family_TRUE | Single Family_TRUE | Single Family_TRUE | Single Family_TRUE | gt2.5gpm | gt2.5gpmSingle Family_TRUE | gt2.5gpmSingle Family_TRUE
Water_00009338 | SITE_01357 | Room_00018861 | Bathroom_6 | Bathroom | Bathroom Faucet | 1.5 | 1.3267 | 1.5 | 1.5 |  | N/A | N/A | N/A | Bag | 0.796 |  | 1.194 |  | OR | Single Family | Bathroom Faucet | 1872 | 3405.58 | Single Family | FALSE | FALSE |  |  |  | 5108.37 | 4066.2625 | Single Family_FALSE | Single Family_FALSE | Single Family_ | Single Family_ | Single Family_ | unknown | unknownSingle Family_ | unknownSingle Family_FALSE
Water_00009339 | SITE_01224 | Room_00017451 | Kitchen_1 | Kitchen | Kitchen Faucet | 2.2111 | 2.2111 |  | 2.5 |  | N/A | N/A | N/A | Bag | 0.796 |  | 1.99 |  | OR | Manufactured | Kitchen Faucet | 1739 | 894.83 | Manufactured | FALSE | FALSE |  |  |  | 1978.5686 | 1780.7117 | Manufactured_FALSE | Manufactured_FALSE | Manufactured_ | Manufactured_ | Manufactured_ | unknown | unknownManufactured_ | unknownManufactured_FALSE
Water_00009340 | SITE_01224 | Room_00017455 | Bathroom_1 | Bathroom | Bathroom Faucet | 1.2 | 1.7689 | 1.2 | 2 |  | N/A | N/A | N/A | Bag | 0.796 |  | 1.592 |  | OR | Manufactured | Bathroom Faucet | 1739 | 894.83 | Manufactured | FALSE | FALSE |  |  |  | 1073.796 | 1424.5694 | Manufactured_FALSE | Manufactured_FALSE | Manufactured_ | Manufactured_ | Manufactured_ | unknown | unknownManufactured_ | unknownManufactured_FALSE
Water_00009341 | SITE_01224 | Room_00017455 | Bathroom_1 | Bathroom | Shower / Bathtub combo with diverter valve | 2.8311 | 2.8311 |  | 3 |  | Secondary | A few times per month | N/A | Bag | 0.8492 |  | 2.548 |  | OR | Manufactured | Shower | 1739 | 894.83 | Manufactured | TRUE | TRUE | TRUE | TRUE | TRUE | 2533.3632 | 2280.0268 | Manufactured_TRUE | Manufactured_TRUE | Manufactured_TRUE | Manufactured_TRUE | Manufactured_TRUE | gt2.5gpm | gt2.5gpmManufactured_TRUE | gt2.5gpmManufactured_TRUE
Water_00009342 | SITE_01224 | Room_00017460 | Bathroom_2 | Bathroom | Bathroom Faucet | 2.2 | 2.2111 | 2.2 | 2.5 |  | N/A | N/A | N/A | Bag | 0.796 |  | 1.99 |  | OR | Manufactured | Bathroom Faucet | 1739 | 894.83 | Manufactured | FALSE | FALSE |  |  |  | 1968.626 | 1780.7117 | Manufactured_FALSE | Manufactured_FALSE | Manufactured_ | Manufactured_ | Manufactured_ | unknown | unknownManufactured_ | unknownManufactured_FALSE
Water_00009343 | SITE_01224 | Room_00017460 | Bathroom_2 | Bathroom | Shower | 2.5 | 3.0189 | 2.5 | 3.2 |  | Primary | Daily / Almost Daily | N/A | Bag | 0.8492 |  | 2.717 |  | OR | Manufactured | Shower | 1739 | 894.83 | Manufactured | TRUE | FALSE | TRUE | TRUE | TRUE | 2237.075 | 2431.2531 | Manufactured_TRUE | Manufactured_FALSE | Manufactured_TRUE | Manufactured_TRUE | Manufactured_TRUE | 2.5gpm | 2.5gpmManufactured_TRUE | 2.5gpmManufactured_TRUE
Water_00009344 | SITE_01224 | Room_00017460 | Bathroom_2 | Bathroom | Bathtub | unknown |  |  |  | N/A | N/A | N/A | N/A | Unknown |  | N/A |  | N/A | OR | Manufactured | Bathtub | 1739 | 894.83 | Manufactured | FALSE | FALSE |  |  |  | 0 | 0 | Manufactured_FALSE | Manufactured_FALSE | Manufactured_ | Manufactured_ | Manufactured_ | unknown | unknownManufactured_ | unknownManufactured_FALSE
Water_00009345 | SITE_01356 | Room_00018849 | Bathroom_3 | Bathroom | Bathroom Faucet | 2.2 | 2.2111 | 2.2 | 2.5 |  | N/A | N/A | N/A | Bag | 0.796 |  | 1.99 |  | OR | Single Family | Bathroom Faucet | 1871 | 3405.58 | Single Family | FALSE | FALSE |  |  |  | 7492.276 | 6777.1042 | Single Family_FALSE | Single Family_FALSE | Single Family_ | Single Family_ | Single Family_ | unknown | unknownSingle Family_ | unknownSingle Family_FALSE
Water_00009346 | SITE_01356 | Room_00018852 | Kitchen_1 | Kitchen | Kitchen Faucet | 2.2 | 1.7689 | 2.2 | 2 |  | N/A | N/A | N/A | Bag | 0.796 |  | 1.592 |  | OR | Single Family | Kitchen Faucet | 1871 | 3405.58 | Single Family | FALSE | FALSE |  |  |  | 7492.276 | 5421.6834 | Single Family_FALSE | Single Family_FALSE | Single Family_ | Single Family_ | Single Family_ | unknown | unknownSingle Family_ | unknownSingle Family_FALSE
Water_00009347 | SITE_01356 | Room_00018848 | Bathroom_2 | Bathroom | Bathroom Faucet | 2.2 | 1.9456 | 2.2 | 2.2 |  | N/A | N/A | N/A | Bag | 0.796 |  | 1.751 |  | OR | Single Family | Bathroom Faucet | 1871 | 3405.58 | Single Family | FALSE | FALSE |  |  |  | 7492.276 | 5963.1706 | Single Family_FALSE | Single Family_FALSE | Single Family_ | Single Family_ | Single Family_ | unknown | unknownSingle Family_ | unknownSingle Family_FALSE
Water_00009348 | SITE_01356 | Room_00018848 | Bathroom_2 | Bathroom | Shower / Bathtub combo with diverter valve | 2.5 | 2.3589 | 2.5 | 2.5 |  | Secondary | Daily / Almost Daily | N/A | Bag | 0.8492 |  | 2.123 |  | OR | Single Family | Shower | 1871 | 3405.58 | Single Family | TRUE | TRUE | TRUE | TRUE | TRUE | 8513.95 | 7230.0463 | Single Family_TRUE | Single Family_TRUE | Single Family_TRUE | Single Family_TRUE | Single Family_TRUE | 2.5gpm | 2.5gpmSingle Family_TRUE | 2.5gpmSingle Family_TRUE
Water_00009349 | SITE_01356 | Room_00018856 | Bathroom_1 | Bathroom | Bathroom Faucet | 2.2 |  | 2.2 |  | Unknown | N/A | N/A | N/A | Bag | 0.796 |  |  | Unknown | OR | Single Family | Bathroom Faucet | 1871 | 3405.58 | Single Family | FALSE | FALSE |  |  |  | 7492.276 | 0 | Single Family_FALSE | Single Family_FALSE | Single Family_ | Single Family_ | Single Family_ | unknown | unknownSingle Family_ | unknownSingle Family_FALSE
Water_00009350 | SITE_01356 | Room_00018856 | Bathroom_1 | Bathroom | Shower | 2.5 |  | 2.5 |  | Unknown | Primary | Daily / Almost Daily | N/A | Bag | 0.8492 |  |  | Unknown | OR | Single Family | Shower | 1871 | 3405.58 | Single Family | TRUE | FALSE | TRUE | FALSE | FALSE | 8513.95 | 0 | Single Family_TRUE | Single Family_FALSE | Single Family_TRUE | Single Family_FALSE | Single Family_FALSE | unknown | unknownSingle Family_FALSE | unknownSingle Family_TRUE
Water_00009351 | SITE_01336 | Room_00018593 | Kitchen_1 | Kitchen | Kitchen Faucet | 1.8 | 1.7689 | 1.8 | 2 |  | N/A | N/A | N/A | Bag | 0.796 |  | 1.592 |  | OR | Single Family | Kitchen Faucet | 1851 | 3405.58 | Single Family | FALSE | FALSE |  |  |  | 6130.044 | 5421.6834 | Single Family_FALSE | Single Family_FALSE | Single Family_ | Single Family_ | Single Family_ | unknown | unknownSingle Family_ | unknownSingle Family_FALSE
Water_00009352 | SITE_01336 | Room_00018596 | Bathroom_1 | Bathroom | Bathroom Faucet | 2.2111 | 2.2111 |  | 2.5 |  | N/A | N/A | N/A | Bag | 0.796 |  | 1.99 |  | OR | Single Family | Bathroom Faucet | 1851 | 3405.58 | Single Family | FALSE | FALSE |  |  |  | 7530.1158 | 6777.1042 | Single Family_FALSE | Single Family_FALSE | Single Family_ | Single Family_ | Single Family_ | unknown | unknownSingle Family_ | unknownSingle Family_FALSE
Water_00009353 | SITE_01336 | Room_00018596 | Bathroom_1 | Bathroom | Shower / Bathtub combo with diverter valve | 1.8867 | 1.8867 |  | 2 |  | Primary | Daily / Almost Daily | N/A | Bag | 0.8492 |  | 1.698 |  | OR | Single Family | Shower | 1851 | 3405.58 | Single Family | TRUE | TRUE | TRUE | TRUE | TRUE | 6425.1943 | 5782.6748 | Single Family_TRUE | Single Family_TRUE | Single Family_TRUE | Single Family_TRUE | Single Family_TRUE | 2.0gpm | 2.0gpmSingle Family_TRUE | 2.0gpmSingle Family_TRUE
Water_00009354 | SITE_01242 | Room_00017611 | Bathroom_1 | Bathroom | Bathroom Faucet | 2 | 2.2111 | 2 | 2.5 |  | N/A | N/A | N/A | Bag | 0.796 |  | 1.99 |  | OR | Multifamily Residence | Bathroom Faucet | 1757 | 751.56 | Multifamily Residence | FALSE | FALSE |  |  |  | 1503.12 | 1495.6044 | Multifamily Residence_FALSE | Multifamily Residence_FALSE | Multifamily Residence_ | Multifamily Residence_ | Multifamily Residence_ | unknown | unknownMultifamily Residence_ | unknownMultifamily Residence_FALSE
Water_00009355 | SITE_01242 | Room_00017611 | Bathroom_1 | Bathroom | Shower / Bathtub combo with diverter valve | unknown |  |  |  | Unknown | Primary | Daily / Almost Daily | Shower head too large tot test | Bag | 0.8492 |  |  | Unknown | OR | Multifamily Residence | Shower | 1757 | 751.56 | Multifamily Residence | TRUE | TRUE | FALSE | FALSE | FALSE | 0 | 0 | Multifamily Residence_TRUE | Multifamily Residence_TRUE | Multifamily Residence_FALSE | Multifamily Residence_FALSE | Multifamily Residence_FALSE | unknown | unknownMultifamily Residence_FALSE | unknownMultifamily Residence_TRUE
Water_00009356 | SITE_01357 | Room_00018865 | Kitchen_1 | Kitchen | Kitchen Faucet | 1.3267 | 1.3267 |  | 1.5 |  | N/A | N/A | Touch activated | Bag | 0.796 |  | 1.194 |  | OR | Single Family | Kitchen Faucet | 1872 | 3405.58 | Single Family | FALSE | FALSE |  |  |  | 4518.0695 | 4066.2625 | Single Family_FALSE | Single Family_FALSE | Single Family_ | Single Family_ | Single Family_ | unknown | unknownSingle Family_ | unknownSingle Family_FALSE
Water_00009357 | SITE_01357 | Room_00018870 | Bathroom_1 | Bathroom | Bathroom Faucet | 1.5 | 1.3267 | 1.5 | 1.5 |  | N/A | N/A | N/A | Bag | 0.796 |  | 1.194 |  | OR | Single Family | Bathroom Faucet | 1872 | 3405.58 | Single Family | FALSE | FALSE |  |  |  | 5108.37 | 4066.2625 | Single Family_FALSE | Single Family_FALSE | Single Family_ | Single Family_ | Single Family_ | unknown | unknownSingle Family_ | unknownSingle Family_FALSE
Water_00009358 | SITE_01357 | Room_00018870 | Bathroom_1 | Bathroom | Bathroom Faucet | 1.5 | 1.3267 | 1.5 | 1.5 |  | N/A | N/A | N/A | Bag | 0.796 |  | 1.194 |  | OR | Single Family | Bathroom Faucet | 1872 | 3405.58 | Single Family | FALSE | FALSE |  |  |  | 5108.37 | 4066.2625 | Single Family_FALSE | Single Family_FALSE | Single Family_ | Single Family_ | Single Family_ | unknown | unknownSingle Family_ | unknownSingle Family_FALSE
Water_00009359 | SITE_01357 | Room_00018870 | Bathroom_1 | Bathroom | Shower / Bathtub combo with diverter valve | 2.5 | 1.8867 | 2.5 | 2 |  | Secondary | Daily / Almost Daily | N/A | Bag | 0.8492 |  | 1.698 |  | OR | Single Family | Shower | 1872 | 3405.58 | Single Family | TRUE | TRUE | TRUE | TRUE | TRUE | 8513.95 | 5782.6748 | Single Family_TRUE | Single Family_TRUE | Single Family_TRUE | Single Family_TRUE | Single Family_TRUE | 2.5gpm | 2.5gpmSingle Family_TRUE | 2.5gpmSingle Family_TRUE
Water_00009360 | SITE_01357 | Room_00018876 | Bathroom_2 | Bathroom | Bathroom Faucet | 1.5 | 1.7689 | 1.5 | 2 |  | N/A | N/A | N/A | Bag | 0.796 |  | 1.592 |  | OR | Single Family | Bathroom Faucet | 1872 | 3405.58 | Single Family | FALSE | FALSE |  |  |  | 5108.37 | 5421.6834 | Single Family_FALSE | Single Family_FALSE | Single Family_ | Single Family_ | Single Family_ | unknown | unknownSingle Family_ | unknownSingle Family_FALSE
Water_00009361 | SITE_01357 | Room_00018876 | Bathroom_2 | Bathroom | Shower | 2 |  | 2 |  | Unknown | Secondary | A few times per year | Shower being used for storage. | Bag | 0.8492 |  |  | Unknown | OR | Single Family | Shower | 1872 | 3405.58 | Single Family | TRUE | FALSE | TRUE | FALSE | FALSE | 6811.16 | 0 | Single Family_TRUE | Single Family_FALSE | Single Family_TRUE | Single Family_FALSE | Single Family_FALSE | unknown | unknownSingle Family_FALSE | unknownSingle Family_TRUE
Water_00009362 | SITE_01357 | Room_00018877 | Bathroom_3 | Bathroom | Shower | unknown |  |  |  | Unknown | Primary | Daily / Almost Daily | Two large shower heads on separate controls | Bag | 0.8492 |  |  | Unknown | OR | Single Family | Shower | 1872 | 3405.58 | Single Family | TRUE | FALSE | FALSE | FALSE | FALSE | 0 | 0 | Single Family_TRUE | Single Family_FALSE | Single Family_FALSE | Single Family_FALSE | Single Family_FALSE | unknown | unknownSingle Family_FALSE | unknownSingle Family_TRUE
Water_00009363 | SITE_01357 | Room_00018877 | Bathroom_3 | Bathroom | Bathroom Faucet | 2.2111 | 2.2111 |  | 2.5 |  | N/A | N/A | N/A | Bag | 0.796 |  | 1.99 |  | OR | Single Family | Bathroom Faucet | 1872 | 3405.58 | Single Family | FALSE | FALSE |  |  |  | 7530.1158 | 6777.1042 | Single Family_FALSE | Single Family_FALSE | Single Family_ | Single Family_ | Single Family_ | unknown | unknownSingle Family_ | unknownSingle Family_FALSE
Water_00009364 | SITE_01357 | Room_00018877 | Bathroom_3 | Bathroom | Bathroom Faucet | 1.7689 | 1.7689 |  | 2 |  | N/A | N/A | N/A | Bag | 0.796 |  | 1.592 |  | OR | Single Family | Bathroom Faucet | 1872 | 3405.58 | Single Family | FALSE | FALSE |  |  |  | 6024.0926 | 5421.6834 | Single Family_FALSE | Single Family_FALSE | Single Family_ | Single Family_ | Single Family_ | unknown | unknownSingle Family_ | unknownSingle Family_FALSE
Water_00009365 | SITE_01357 | Room_00018877 | Bathroom_3 | Bathroom | Bathtub | unknown |  |  |  | N/A | N/A | N/A | N/A | Unknown |  | N/A |  | N/A | OR | Single Family | Bathtub | 1872 | 3405.58 | Single Family | FALSE | FALSE |  |  |  | 0 | 0 | Single Family_FALSE | Single Family_FALSE | Single Family_ | Single Family_ | Single Family_ | unknown | unknownSingle Family_ | unknownSingle Family_FALSE
Water_00009366 | SITE_01223 | Room_00017439 | Kitchen_1 | Kitchen | Kitchen Faucet | 2.2111 | 2.2111 |  | 2.5 |  | N/A | N/A | N/A | Bag | 0.796 |  | 1.99 |  | OR | Manufactured | Kitchen Faucet | 1738 | 894.83 | Manufactured | FALSE | FALSE |  |  |  | 1978.5686 | 1780.7117 | Manufactured_FALSE | Manufactured_FALSE | Manufactured_ | Manufactured_ | Manufactured_ | unknown | unknownManufactured_ | unknownManufactured_FALSE
Water_00009367 | SITE_01223 | Room_00017444 | Bathroom_1 | Bathroom | Bathroom Faucet | 2.2 | 2.6533 | 2.2 | 3 |  | N/A | N/A | N/A | Bag | 0.796 |  | 2.388 |  | OR | Manufactured | Bathroom Faucet | 1738 | 894.83 | Manufactured | FALSE | FALSE |  |  |  | 1968.626 | 2136.854 | Manufactured_FALSE | Manufactured_FALSE | Manufactured_ | Manufactured_ | Manufactured_ | unknown | unknownManufactured_ | unknownManufactured_FALSE
Water_00009368 | SITE_01223 | Room_00017444 | Bathroom_1 | Bathroom | Shower | 2.5 | 2.3589 | 2.5 | 2.5 |  | All used about the same | Daily / Almost Daily | N/A | Bag | 0.8492 |  | 2.123 |  | OR | Manufactured | Shower | 1738 | 894.83 | Manufactured | TRUE | FALSE | TRUE | TRUE | TRUE | 2237.075 | 1899.7241 | Manufactured_TRUE | Manufactured_FALSE | Manufactured_TRUE | Manufactured_TRUE | Manufactured_TRUE | 2.5gpm | 2.5gpmManufactured_TRUE | 2.5gpmManufactured_TRUE
Water_00009369 | SITE_01223 | Room_00017447 | Bathroom_2 | Bathroom | Bathroom Faucet | 2.2111 | 2.2111 |  | 2.5 |  | N/A | N/A | N/A | Bag | 0.796 |  | 1.99 |  | OR | Manufactured | Bathroom Faucet | 1738 | 894.83 | Manufactured | FALSE | FALSE |  |  |  | 1978.5686 | 1780.7117 | Manufactured_FALSE | Manufactured_FALSE | Manufactured_ | Manufactured_ | Manufactured_ | unknown | unknownManufactured_ | unknownManufactured_FALSE
Water_00009370 | SITE_01223 | Room_00017447 | Bathroom_2 | Bathroom | Shower | 2.5 | 1.8867 | 2.5 | 2 |  | All used about the same | Daily / Almost Daily | Two shower heads, could not test flow of both at the same time | Bag | 0.8492 |  | 1.698 |  | OR | Manufactured | Shower | 1738 | 894.83 | Manufactured | TRUE | FALSE | TRUE | TRUE | TRUE | 2237.075 | 1519.4213 | Manufactured_TRUE | Manufactured_FALSE | Manufactured_TRUE | Manufactured_TRUE | Manufactured_TRUE | 2.5gpm | 2.5gpmManufactured_TRUE | 2.5gpmManufactured_TRUE
Water_00009371 | SITE_01278 | Room_00017906 | Kitchen_1 | Kitchen | Kitchen Faucet | 1.3267 | 1.3267 |  | 1.5 |  | N/A | N/A | N/A | Bag | 0.796 |  | 1.194 |  | OR | Manufactured | Kitchen Faucet | 1793 | 894.83 | Manufactured | FALSE | FALSE |  |  |  | 1187.1411 | 1068.427 | Manufactured_FALSE | Manufactured_FALSE | Manufactured_ | Manufactured_ | Manufactured_ | unknown | unknownManufactured_ | unknownManufactured_FALSE
Water_00009372 | SITE_01278 | Room_00017911 | Bathroom_1 | Bathroom | Bathroom Faucet | 2.6533 | 2.6533 |  | 3 |  | N/A | N/A | N/A | Bag | 0.796 |  | 2.388 |  | OR | Manufactured | Bathroom Faucet | 1793 | 894.83 | Manufactured | FALSE | FALSE |  |  |  | 2374.2823 | 2136.854 | Manufactured_FALSE | Manufactured_FALSE | Manufactured_ | Manufactured_ | Manufactured_ | unknown | unknownManufactured_ | unknownManufactured_FALSE
Water_00009373 | SITE_01278 | Room_00017911 | Bathroom_1 | Bathroom | Shower / Bathtub combo with diverter valve | 1.4156 | 1.4156 |  | 1.5 |  | All used about the same | Daily / Almost Daily | N/A | Bag | 0.8492 |  | 1.274 |  | OR | Manufactured | Shower | 1793 | 894.83 | Manufactured | TRUE | TRUE | TRUE | TRUE | TRUE | 1266.6816 | 1140.0134 | Manufactured_TRUE | Manufactured_TRUE | Manufactured_TRUE | Manufactured_TRUE | Manufactured_TRUE | <1.5gpm | <1.5gpmManufactured_TRUE | <1.5gpmManufactured_TRUE
Water_00009374 | SITE_01278 | Room_00017913 | Bathroom_2 | Bathroom | Bathroom Faucet | 1.3267 | 1.3267 |  | 1.5 |  | N/A | N/A | N/A | Bag | 0.796 |  | 1.194 |  | OR | Manufactured | Bathroom Faucet | 1793 | 894.83 | Manufactured | FALSE | FALSE |  |  |  | 1187.1411 | 1068.427 | Manufactured_FALSE | Manufactured_FALSE | Manufactured_ | Manufactured_ | Manufactured_ | unknown | unknownManufactured_ | unknownManufactured_FALSE
Water_00009375 | SITE_01278 | Room_00017913 | Bathroom_2 | Bathroom | Shower | 2.5 | 2.8311 | 2.5 | 3 |  | All used about the same | Daily / Almost Daily | The shower is on a diverter valve, but it is just a shower... | Bag | 0.8492 |  | 2.548 |  | OR | Manufactured | Shower | 1793 | 894.83 | Manufactured | TRUE | FALSE | TRUE | TRUE | TRUE | 2237.075 | 2280.0268 | Manufactured_TRUE | Manufactured_FALSE | Manufactured_TRUE | Manufactured_TRUE | Manufactured_TRUE | 2.5gpm | 2.5gpmManufactured_TRUE | 2.5gpmManufactured_TRUE
Water_00009376 | SITE_01329 | Room_00018495 | Kitchen_1 | Kitchen | Kitchen Faucet | 2.2111 | 2.2111 |  | 2.5 |  | N/A | N/A | N/A | Bag | 0.796 |  | 1.99 |  | OR | Manufactured | Kitchen Faucet | 1844 | 894.83 | Manufactured | FALSE | FALSE |  |  |  | 1978.5686 | 1780.7117 | Manufactured_FALSE | Manufactured_FALSE | Manufactured_ | Manufactured_ | Manufactured_ | unknown | unknownManufactured_ | unknownManufactured_FALSE
Water_00009377 | SITE_01329 | Room_00018497 | Bedroom_1 | Bedroom | Bathroom Faucet | 1.5 | 1.7689 | 1.5 | 2 |  | N/A | N/A | N/A | Bag | 0.796 |  | 1.592 |  | OR | Manufactured | Bathroom Faucet | 1844 | 894.83 | Manufactured | FALSE | FALSE |  |  |  | 1342.245 | 1424.5694 | Manufactured_FALSE | Manufactured_FALSE | Manufactured_ | Manufactured_ | Manufactured_ | unknown | unknownManufactured_ | unknownManufactured_FALSE
Water_00009378 | SITE_01329 | Room_00018497 | Bedroom_1 | Bedroom | Shower / Bathtub combo with diverter valve | 2.5 | 2.5944 | 2.5 | 2.75 |  | Secondary | A few times per year | N/A | Bag | 0.8492 |  | 2.335 |  | OR | Manufactured | Shower | 1844 | 894.83 | Manufactured | TRUE | TRUE | TRUE | TRUE | TRUE | 2237.075 | 2089.428 | Manufactured_TRUE | Manufactured_TRUE | Manufactured_TRUE | Manufactured_TRUE | Manufactured_TRUE | 2.5gpm | 2.5gpmManufactured_TRUE | 2.5gpmManufactured_TRUE
Water_00009379 | SITE_01329 | Room_00018500 | Bathroom_1 | Bathroom | Bathroom Faucet | 1.5 | 1.3267 | 1.5 | 1.5 |  | N/A | N/A | N/A | Bag | 0.796 |  | 1.194 |  | OR | Manufactured | Bathroom Faucet | 1844 | 894.83 | Manufactured | FALSE | FALSE |  |  |  | 1342.245 | 1068.427 | Manufactured_FALSE | Manufactured_FALSE | Manufactured_ | Manufactured_ | Manufactured_ | unknown | unknownManufactured_ | unknownManufactured_FALSE
Water_00009380 | SITE_01329 | Room_00018500 | Bathroom_1 | Bathroom | Bathtub | unknown |  |  |  | N/A | N/A | N/A | N/A | Unknown |  | N/A |  | N/A | OR | Manufactured | Bathtub | 1844 | 894.83 | Manufactured | FALSE | FALSE |  |  |  | 0 | 0 | Manufactured_FALSE | Manufactured_FALSE | Manufactured_ | Manufactured_ | Manufactured_ | unknown | unknownManufactured_ | unknownManufactured_FALSE
Water_00009381 | SITE_01329 | Room_00018500 | Bathroom_1 | Bathroom | Shower | 2.5 | 2.8311 | 2.5 | 3 |  | Primary | Daily / Almost Daily | N/A | Bag | 0.8492 |  | 2.548 |  | OR | Manufactured | Shower | 1844 | 894.83 | Manufactured | TRUE | FALSE | TRUE | TRUE | TRUE | 2237.075 | 2280.0268 | Manufactured_TRUE | Manufactured_FALSE | Manufactured_TRUE | Manufactured_TRUE | Manufactured_TRUE | 2.5gpm | 2.5gpmManufactured_TRUE | 2.5gpmManufactured_TRUE
Water_00009382 | SITE_00001 | Room_00006381 | Living Room_1 | Living Room | Kitchen Faucet | 1.3267 | 1.3267 |  | 1.5 |  | N/A | N/A | N/A | Bag | 0.796 |  | 1.194 |  | OR | Multifamily Residence | Kitchen Faucet | 524 | 751.56 | Multifamily Residence | FALSE | FALSE |  |  |  | 997.0696 | 897.3626 | Multifamily Residence_FALSE | Multifamily Residence_FALSE | Multifamily Residence_ | Multifamily Residence_ | Multifamily Residence_ | unknown | unknownMultifamily Residence_ | unknownMultifamily Residence_FALSE
Water_00009383 | SITE_00001 | Room_00006383 | Bathroom_1 | Bathroom | Bathroom Faucet | 1.2 | 1.3267 | 1.2 | 1.5 |  | N/A | N/A | N/A | Bag | 0.796 |  | 1.194 |  | OR | Multifamily Residence | Bathroom Faucet | 524 | 751.56 | Multifamily Residence | FALSE | FALSE |  |  |  | 901.872 | 897.3626 | Multifamily Residence_FALSE | Multifamily Residence_FALSE | Multifamily Residence_ | Multifamily Residence_ | Multifamily Residence_ | unknown | unknownMultifamily Residence_ | unknownMultifamily Residence_FALSE
Water_00009384 | SITE_00001 | Room_00006383 | Bathroom_1 | Bathroom | Shower / Bathtub combo with diverter valve | 2 | 2.8311 | 2 | 3 |  | Primary | A few times per week | N/A | Bag | 0.8492 |  | 2.548 |  | OR | Multifamily Residence | Shower | 524 | 751.56 | Multifamily Residence | TRUE | TRUE | TRUE | TRUE | TRUE | 1503.12 | 1914.9749 | Multifamily Residence_TRUE | Multifamily Residence_TRUE | Multifamily Residence_TRUE | Multifamily Residence_TRUE | Multifamily Residence_TRUE | 2.0gpm | 2.0gpmMultifamily Residence_TRUE | 2.0gpmMultifamily Residence_TRUE
Water_00009385 | SITE_00080 | Room_00007167 | Kitchen_2 | Kitchen | Kitchen Faucet | unknown |  |  |  | Unknown | N/A | N/A | Did not test. Sink not draining | Bag | 0.796 |  |  | Unknown | WA | Multifamily Residence | Kitchen Faucet | 603 | 739.45 | Multifamily Residence | FALSE | FALSE |  |  |  | 0 | 0 | Multifamily Residence_FALSE | Multifamily Residence_FALSE | Multifamily Residence_ | Multifamily Residence_ | Multifamily Residence_ | unknown | unknownMultifamily Residence_ | unknownMultifamily Residence_FALSE
Water_00009386 | SITE_00080 | Room_00007169 | Bathroom_1 | Bathroom | Shower / Bathtub combo with diverter valve | unknown |  |  |  | Unknown | Primary | A few times per week | Could not test, tub full of dishware due to sink trouble | Bag | 0.8492 |  |  | Unknown | WA | Multifamily Residence | Shower | 603 | 739.45 | Multifamily Residence | TRUE | TRUE | FALSE | FALSE | FALSE | 0 | 0 | Multifamily Residence_TRUE | Multifamily Residence_TRUE | Multifamily Residence_FALSE | Multifamily Residence_FALSE | Multifamily Residence_FALSE | unknown | unknownMultifamily Residence_FALSE | unknownMultifamily Residence_TRUE
Water_00009387 | SITE_00080 | Room_00007169 | Bathroom_1 | Bathroom | Bathroom Faucet | 2 |  | 2 |  | Unknown | N/A | N/A | N/A | Bag | 0.796 |  |  | Unknown | WA | Multifamily Residence | Bathroom Faucet | 603 | 739.45 | Multifamily Residence | FALSE | FALSE |  |  |  | 1478.9 | 0 | Multifamily Residence_FALSE | Multifamily Residence_FALSE | Multifamily Residence_ | Multifamily Residence_ | Multifamily Residence_ | unknown | unknownMultifamily Residence_ | unknownMultifamily Residence_FALSE
Water_00009388 | SITE_00085 | Room_00007206 | Kitchen_1 | Kitchen | Kitchen Faucet | 1.5 |  | 1.5 |  | Unknown | N/A | N/A | N/A | Bag | 0.796 |  |  | Unknown | WA | Multifamily Residence | Kitchen Faucet | 608 | 739.45 | Multifamily Residence | FALSE | FALSE |  |  |  | 1109.175 | 0 | Multifamily Residence_FALSE | Multifamily Residence_FALSE | Multifamily Residence_ | Multifamily Residence_ | Multifamily Residence_ | unknown | unknownMultifamily Residence_ | unknownMultifamily Residence_FALSE
Water_00009389 | SITE_00085 | Room_00007210 | Bathroom_1 | Bathroom | Bathroom Faucet | 1.5 |  | 1.5 |  | Unknown | N/A | N/A | N/A | Bag | 0.796 |  |  | Unknown | WA | Multifamily Residence | Bathroom Faucet | 608 | 739.45 | Multifamily Residence | FALSE | FALSE |  |  |  | 1109.175 | 0 | Multifamily Residence_FALSE | Multifamily Residence_FALSE | Multifamily Residence_ | Multifamily Residence_ | Multifamily Residence_ | unknown | unknownMultifamily Residence_ | unknownMultifamily Residence_FALSE
Water_00009390 | SITE_00085 | Room_00007210 | Bathroom_1 | Bathroom | Shower / Bathtub combo with diverter valve | unknown |  |  |  | Unknown | Primary | Daily / Almost Daily | N/A | Bag | 0.8492 |  |  | Unknown | WA | Multifamily Residence | Shower | 608 | 739.45 | Multifamily Residence | TRUE | TRUE | FALSE | FALSE | FALSE | 0 | 0 | Multifamily Residence_TRUE | Multifamily Residence_TRUE | Multifamily Residence_FALSE | Multifamily Residence_FALSE | Multifamily Residence_FALSE | unknown | unknownMultifamily Residence_FALSE | unknownMultifamily Residence_TRUE
Water_00009391 | SITE_00094 | Room_00007280 | Kitchen_1 | Kitchen | Kitchen Faucet | 1.8 | 1.7689 | 1.8 | 2 |  | N/A | N/A | N/A | Bag | 0.796 |  | 1.592 |  | WA | Multifamily Residence | Kitchen Faucet | 617 | 739.45 | Multifamily Residence | FALSE | FALSE |  |  |  | 1331.01 | 1177.2044 | Multifamily Residence_FALSE | Multifamily Residence_FALSE | Multifamily Residence_ | Multifamily Residence_ | Multifamily Residence_ | unknown | unknownMultifamily Residence_ | unknownMultifamily Residence_FALSE
Water_00009392 | SITE_00094 | Room_00007282 | Bathroom_1 | Bathroom | Bathroom Faucet | 1.5 |  | 1.5 |  | Unknown | N/A | N/A | N/A | Bag | 0.796 |  |  | Unknown | WA | Multifamily Residence | Bathroom Faucet | 617 | 739.45 | Multifamily Residence | FALSE | FALSE |  |  |  | 1109.175 | 0 | Multifamily Residence_FALSE | Multifamily Residence_FALSE | Multifamily Residence_ | Multifamily Residence_ | Multifamily Residence_ | unknown | unknownMultifamily Residence_ | unknownMultifamily Residence_FALSE
Water_00009393 | SITE_00094 | Room_00007282 | Bathroom_1 | Bathroom | Shower / Bathtub combo with diverter valve | 2 |  | 2 |  | Unknown | Primary | Daily / Almost Daily | N/A | Bag | 0.8492 |  |  | Unknown | WA | Multifamily Residence | Shower | 617 | 739.45 | Multifamily Residence | TRUE | TRUE | TRUE | FALSE | FALSE | 1478.9 | 0 | Multifamily Residence_TRUE | Multifamily Residence_TRUE | Multifamily Residence_TRUE | Multifamily Residence_FALSE | Multifamily Residence_FALSE | unknown | unknownMultifamily Residence_FALSE | unknownMultifamily Residence_TRUE
Water_00009394 | SITE_00098 | Room_00007307 | Kitchen_1 | Kitchen | Kitchen Faucet | 2.2 |  | 2.2 |  | Unknown | N/A | N/A | N/A | Bag | 0.796 |  |  | Unknown | WA | Multifamily Residence | Kitchen Faucet | 621 | 739.45 | Multifamily Residence | FALSE | FALSE |  |  |  | 1626.79 | 0 | Multifamily Residence_FALSE | Multifamily Residence_FALSE | Multifamily Residence_ | Multifamily Residence_ | Multifamily Residence_ | unknown | unknownMultifamily Residence_ | unknownMultifamily Residence_FALSE
Water_00009395 | SITE_00098 | Room_00007312 | Bathroom_6 | Bathroom | Bathroom Faucet | unknown |  |  |  | Unknown | N/A | N/A | N/A | Bag | 0.796 |  |  | Unknown | WA | Multifamily Residence | Bathroom Faucet | 621 | 739.45 | Multifamily Residence | FALSE | FALSE |  |  |  | 0 | 0 | Multifamily Residence_FALSE | Multifamily Residence_FALSE | Multifamily Residence_ | Multifamily Residence_ | Multifamily Residence_ | unknown | unknownMultifamily Residence_ | unknownMultifamily Residence_FALSE
Water_00009396 | SITE_00098 | Room_00007312 | Bathroom_6 | Bathroom | Shower / Bathtub combo with diverter valve | 2.5 |  | 2.5 |  | Unknown | Primary | Daily / Almost Daily | N/A | Bag | 0.8492 |  |  | Unknown | WA | Multifamily Residence | Shower | 621 | 739.45 | Multifamily Residence | TRUE | TRUE | TRUE | FALSE | FALSE | 1848.625 | 0 | Multifamily Residence_TRUE | Multifamily Residence_TRUE | Multifamily Residence_TRUE | Multifamily Residence_FALSE | Multifamily Residence_FALSE | unknown | unknownMultifamily Residence_FALSE | unknownMultifamily Residence_TRUE
Water_00009397 | SITE_00100 | Room_00007318 | Kitchen_1 | Kitchen | Kitchen Faucet | 1.5 |  | 1.5 |  | Unknown | N/A | N/A | N/A | Bag | 0.796 |  |  | Unknown | WA | Multifamily Residence | Kitchen Faucet | 623 | 739.45 | Multifamily Residence | FALSE | FALSE |  |  |  | 1109.175 | 0 | Multifamily Residence_FALSE | Multifamily Residence_FALSE | Multifamily Residence_ | Multifamily Residence_ | Multifamily Residence_ | unknown | unknownMultifamily Residence_ | unknownMultifamily Residence_FALSE
Water_00009398 | SITE_00100 | Room_00007321 | Bathroom_1 | Bathroom | Bathroom Faucet | 3.5378 | 3.5378 |  | 4 |  | N/A | N/A | N/A | Bag | 0.796 |  | 3.184 |  | WA | Multifamily Residence | Bathroom Faucet | 623 | 739.45 | Multifamily Residence | FALSE | FALSE |  |  |  | 2616.0098 | 2354.4088 | Multifamily Residence_FALSE | Multifamily Residence_FALSE | Multifamily Residence_ | Multifamily Residence_ | Multifamily Residence_ | unknown | unknownMultifamily Residence_ | unknownMultifamily Residence_FALSE
Water_00009399 | SITE_00100 | Room_00007321 | Bathroom_1 | Bathroom | Shower / Bathtub combo with diverter valve | 2 | 2.3589 | 2 | 2.5 |  | Primary | Daily / Almost Daily | N/A | Bag | 0.8492 |  | 2.123 |  | WA | Multifamily Residence | Shower | 623 | 739.45 | Multifamily Residence | TRUE | TRUE | TRUE | TRUE | TRUE | 1478.9 | 1569.8524 | Multifamily Residence_TRUE | Multifamily Residence_TRUE | Multifamily Residence_TRUE | Multifamily Residence_TRUE | Multifamily Residence_TRUE | 2.0gpm | 2.0gpmMultifamily Residence_TRUE | 2.0gpmMultifamily Residence_TRUE
Water_00009400 | SITE_00130 | Room_00007555 | Bathroom_1 | Bathroom | Bathroom Faucet | 2.6533 | 2.6533 |  | 3 |  | N/A | N/A | N/A | Bag | 0.796 |  | 2.388 |  | WA | Multifamily Residence | Bathroom Faucet | 653 | 739.45 | Multifamily Residence | FALSE | FALSE |  |  |  | 1962.0073 | 1765.8066 | Multifamily Residence_FALSE | Multifamily Residence_FALSE | Multifamily Residence_ | Multifamily Residence_ | Multifamily Residence_ | unknown | unknownMultifamily Residence_ | unknownMultifamily Residence_FALSE
Water_00009401 | SITE_00130 | Room_00007555 | Bathroom_1 | Bathroom | Shower / Bathtub combo with diverter valve | 2 | 2.3589 | 2 | 2.5 |  | Primary | Daily / Almost Daily | N/A | Bag | 0.8492 |  | 2.123 |  | WA | Multifamily Residence | Shower | 653 | 739.45 | Multifamily Residence | TRUE | TRUE | TRUE | TRUE | TRUE | 1478.9 | 1569.8524 | Multifamily Residence_TRUE | Multifamily Residence_TRUE | Multifamily Residence_TRUE | Multifamily Residence_TRUE | Multifamily Residence_TRUE | 2.0gpm | 2.0gpmMultifamily Residence_TRUE | 2.0gpmMultifamily Residence_TRUE
Water_00009402 | SITE_00130 | Room_00007556 | Kitchen_1 | Kitchen | Kitchen Faucet | 2.6533 | 2.6533 |  | 3 |  | N/A | N/A | N/A | Bag | 0.796 |  | 2.388 |  | WA | Multifamily Residence | Kitchen Faucet | 653 | 739.45 | Multifamily Residence | FALSE | FALSE |  |  |  | 1962.0073 | 1765.8066 | Multifamily Residence_FALSE | Multifamily Residence_FALSE | Multifamily Residence_ | Multifamily Residence_ | Multifamily Residence_ | unknown | unknownMultifamily Residence_ | unknownMultifamily Residence_FALSE
Water_00009403 | SITE_00190 | Room_00025526 | Kitchen_1 | Kitchen | Kitchen Faucet | unknown |  |  |  | Unknown | N/A | N/A | N/A | Unknown |  | N/A |  | N/A | ID | Single Family | Kitchen Faucet | 710 | 4610.02 | Single Family | FALSE | FALSE |  |  |  | 0 | 0 | Single Family_FALSE | Single Family_FALSE | Single Family_ | Single Family_ | Single Family_ | unknown | unknownSingle Family_ | unknownSingle Family_FALSE
Water_00009404 | SITE_00190 | Room_00025529 | Bathroom_1 | Bathroom | Bathroom Faucet | unknown |  |  |  | Unknown | N/A | N/A | N/A | Unknown |  | N/A |  | N/A | ID | Single Family | Bathroom Faucet | 710 | 4610.02 | Single Family | FALSE | FALSE |  |  |  | 0 | 0 | Single Family_FALSE | Single Family_FALSE | Single Family_ | Single Family_ | Single Family_ | unknown | unknownSingle Family_ | unknownSingle Family_FALSE
Water_00009405 | SITE_00180 | Room_00025538 | Bathroom_1 | Bathroom | Shower / Bathtub combo with diverter valve | 2.5 |  | 2.5 |  | Unknown | Primary | Unknown | N/A | Unknown |  | N/A |  | N/A | ID | Single Family | Shower | 700 | 4610.02 | Single Family | TRUE | TRUE | TRUE | FALSE | FALSE | 11525.05 | 0 | Single Family_TRUE | Single Family_TRUE | Single Family_TRUE | Single Family_FALSE | Single Family_FALSE | unknown | unknownSingle Family_FALSE | unknownSingle Family_TRUE
Water_00009406 | SITE_00180 | Room_00025538 | Bathroom_1 | Bathroom | Bathroom Faucet | 2 |  | 2 |  | Unknown | N/A | N/A | N/A | Unknown |  | N/A |  | N/A | ID | Single Family | Bathroom Faucet | 700 | 4610.02 | Single Family | FALSE | FALSE |  |  |  | 9220.04 | 0 | Single Family_FALSE | Single Family_FALSE | Single Family_ | Single Family_ | Single Family_ | unknown | unknownSingle Family_ | unknownSingle Family_FALSE
Water_00009407 | SITE_00180 | Room_00025541 | Kitchen_1 | Kitchen | Kitchen Faucet | 2.5 |  | 2.5 | 2.7 |  | N/A | N/A | N/A | Unknown |  | N/A |  | N/A | ID | Single Family | Kitchen Faucet | 700 | 4610.02 | Single Family | FALSE | FALSE |  |  |  | 11525.05 | 0 | Single Family_FALSE | Single Family_FALSE | Single Family_ | Single Family_ | Single Family_ | unknown | unknownSingle Family_ | unknownSingle Family_FALSE
Water_00009408 | SITE_00180 | Room_00025546 | Bathroom_2 | Bathroom | Shower / Bathtub combo with diverter valve | 2.5 |  | 2.5 | 3.5 |  | Secondary | Unknown | N/A | Unknown |  | N/A |  | N/A | ID | Single Family | Shower | 700 | 4610.02 | Single Family | TRUE | TRUE | TRUE | FALSE | FALSE | 11525.05 | 0 | Single Family_TRUE | Single Family_TRUE | Single Family_TRUE | Single Family_FALSE | Single Family_FALSE | unknown | unknownSingle Family_FALSE | unknownSingle Family_TRUE
Water_00009409 | SITE_00180 | Room_00025546 | Bathroom_2 | Bathroom | Bathroom Faucet | 2 |  | 2 | 2.2 |  | N/A | N/A | N/A | Unknown |  | N/A |  | N/A | ID | Single Family | Bathroom Faucet | 700 | 4610.02 | Single Family | FALSE | FALSE |  |  |  | 9220.04 | 0 | Single Family_FALSE | Single Family_FALSE | Single Family_ | Single Family_ | Single Family_ | unknown | unknownSingle Family_ | unknownSingle Family_FALSE
Water_00009410 | SITE_00181 | Room_00025549 | Kitchen_1 | Kitchen | Kitchen Faucet | 1.8 |  | 1.8 | 1 |  | N/A | N/A | N/A | Unknown |  | N/A |  | N/A | ID | Multifamily Residence | Kitchen Faucet | 701 | 2272.53 | Multifamily Residence | FALSE | FALSE |  |  |  | 4090.554 | 0 | Multifamily Residence_FALSE | Multifamily Residence_FALSE | Multifamily Residence_ | Multifamily Residence_ | Multifamily Residence_ | unknown | unknownMultifamily Residence_ | unknownMultifamily Residence_FALSE
Water_00009411 | SITE_00181 | Room_00025550 | Bathroom_1 | Bathroom | Shower | 2.5 |  | 2.5 | 2 |  | Primary | Unknown | N/A | Unknown |  | N/A |  | N/A | ID | Multifamily Residence | Shower | 701 | 2272.53 | Multifamily Residence | TRUE | FALSE | TRUE | FALSE | FALSE | 5681.325 | 0 | Multifamily Residence_TRUE | Multifamily Residence_FALSE | Multifamily Residence_TRUE | Multifamily Residence_FALSE | Multifamily Residence_FALSE | unknown | unknownMultifamily Residence_FALSE | unknownMultifamily Residence_TRUE
Water_00009412 | SITE_00181 | Room_00025550 | Bathroom_1 | Bathroom | Bathroom Faucet | 2.2 |  | 2.2 | 2.2 |  | N/A | N/A | N/A | Unknown |  | N/A |  | N/A | ID | Multifamily Residence | Bathroom Faucet | 701 | 2272.53 | Multifamily Residence | FALSE | FALSE |  |  |  | 4999.566 | 0 | Multifamily Residence_FALSE | Multifamily Residence_FALSE | Multifamily Residence_ | Multifamily Residence_ | Multifamily Residence_ | unknown | unknownMultifamily Residence_ | unknownMultifamily Residence_FALSE
Water_00009413 | SITE_00182 | Room_00025558 | Bathroom_1 | Bathroom | Bathroom Faucet | unknown |  |  | 3 |  | N/A | N/A | N/A | Unknown |  | N/A |  | N/A | ID | Single Family | Bathroom Faucet | 702 | 4610.02 | Single Family | FALSE | FALSE |  |  |  | 0 | 0 | Single Family_FALSE | Single Family_FALSE | Single Family_ | Single Family_ | Single Family_ | unknown | unknownSingle Family_ | unknownSingle Family_FALSE
Water_00009414 | SITE_00182 | Room_00025563 | Bathroom_2 | Bathroom | Shower | 2 |  | 2 | 2 |  | Primary | Unknown | N/A | Unknown |  | N/A |  | N/A | ID | Single Family | Shower | 702 | 4610.02 | Single Family | TRUE | FALSE | TRUE | FALSE | FALSE | 9220.04 | 0 | Single Family_TRUE | Single Family_FALSE | Single Family_TRUE | Single Family_FALSE | Single Family_FALSE | unknown | unknownSingle Family_FALSE | unknownSingle Family_TRUE
Water_00009415 | SITE_00182 | Room_00025563 | Bathroom_2 | Bathroom | Bathroom Faucet | 1.5 |  | 1.5 | 1.5 |  | N/A | N/A | N/A | Unknown |  | N/A |  | N/A | ID | Single Family | Bathroom Faucet | 702 | 4610.02 | Single Family | FALSE | FALSE |  |  |  | 6915.03 | 0 | Single Family_FALSE | Single Family_FALSE | Single Family_ | Single Family_ | Single Family_ | unknown | unknownSingle Family_ | unknownSingle Family_FALSE
Water_00009416 | SITE_00182 | Room_00025566 | Bathroom_3 | Bathroom | Shower | unknown |  |  |  | Unknown | Secondary | Unknown | N/A | Unknown |  | N/A |  | N/A | ID | Single Family | Shower | 702 | 4610.02 | Single Family | TRUE | FALSE | FALSE | FALSE | FALSE | 0 | 0 | Single Family_TRUE | Single Family_FALSE | Single Family_FALSE | Single Family_FALSE | Single Family_FALSE | unknown | unknownSingle Family_FALSE | unknownSingle Family_TRUE
Water_00009417 | SITE_00182 | Room_00025566 | Bathroom_3 | Bathroom | Bathtub | unknown |  |  |  | Unknown | N/A | N/A | N/A | Unknown |  | N/A |  | N/A | ID | Single Family | Bathtub | 702 | 4610.02 | Single Family | FALSE | FALSE |  |  |  | 0 | 0 | Single Family_FALSE | Single Family_FALSE | Single Family_ | Single Family_ | Single Family_ | unknown | unknownSingle Family_ | unknownSingle Family_FALSE
Water_00009418 | SITE_00182 | Room_00025566 | Bathroom_3 | Bathroom | Bathroom Faucet | unknown |  |  |  | Unknown | N/A | N/A | N/A | Unknown |  | N/A |  | N/A | ID | Single Family | Bathroom Faucet | 702 | 4610.02 | Single Family | FALSE | FALSE |  |  |  | 0 | 0 | Single Family_FALSE | Single Family_FALSE | Single Family_ | Single Family_ | Single Family_ | unknown | unknownSingle Family_ | unknownSingle Family_FALSE
Water_00009419 | SITE_00182 | Room_00025557 | Kitchen_1 | Kitchen | Kitchen Faucet | unknown |  |  |  | Unknown | N/A | N/A | N/A | Unknown |  | N/A |  | N/A | ID | Single Family | Kitchen Faucet | 702 | 4610.02 | Single Family | FALSE | FALSE |  |  |  | 0 | 0 | Single Family_FALSE | Single Family_FALSE | Single Family_ | Single Family_ | Single Family_ | unknown | unknownSingle Family_ | unknownSingle Family_FALSE
Water_00009420 | SITE_00183 | Room_00025573 | Kitchen_1 | Kitchen | Kitchen Faucet | unknown |  |  |  | Unknown | N/A | N/A | N/A | Unknown |  | N/A |  | N/A | ID | Single Family | Kitchen Faucet | 703 | 4610.02 | Single Family | FALSE | FALSE |  |  |  | 0 | 0 | Single Family_FALSE | Single Family_FALSE | Single Family_ | Single Family_ | Single Family_ | unknown | unknownSingle Family_ | unknownSingle Family_FALSE
Water_00009421 | SITE_00183 | Room_00025576 | Bathroom_1 | Bathroom | Bathroom Faucet | unknown |  |  |  | Unknown | N/A | N/A | N/A | Unknown |  | N/A |  | N/A | ID | Single Family | Bathroom Faucet | 703 | 4610.02 | Single Family | FALSE | FALSE |  |  |  | 0 | 0 | Single Family_FALSE | Single Family_FALSE | Single Family_ | Single Family_ | Single Family_ | unknown | unknownSingle Family_ | unknownSingle Family_FALSE
Water_00009422 | SITE_00183 | Room_00025580 | Bathroom_2 | Bathroom | Bathroom Faucet | unknown |  |  |  | Unknown | N/A | N/A | N/A | Unknown |  | N/A |  | N/A | ID | Single Family | Bathroom Faucet | 703 | 4610.02 | Single Family | FALSE | FALSE |  |  |  | 0 | 0 | Single Family_FALSE | Single Family_FALSE | Single Family_ | Single Family_ | Single Family_ | unknown | unknownSingle Family_ | unknownSingle Family_FALSE
Water_00009423 | SITE_00184 | Room_00025590 | Bathroom_1 | Bathroom | Bathroom Faucet | 1.5 |  | 1.5 |  | Unknown | N/A | N/A | N/A | Unknown |  | N/A |  | N/A | ID | Single Family | Bathroom Faucet | 704 | 4610.02 | Single Family | FALSE | FALSE |  |  |  | 6915.03 | 0 | Single Family_FALSE | Single Family_FALSE | Single Family_ | Single Family_ | Single Family_ | unknown | unknownSingle Family_ | unknownSingle Family_FALSE
Water_00009424 | SITE_00184 | Room_00025590 | Bathroom_1 | Bathroom | Shower | 2.5 |  | 2.5 |  | Unknown | All used about the same | Unknown | N/A | Unknown |  | N/A |  | N/A | ID | Single Family | Shower | 704 | 4610.02 | Single Family | TRUE | FALSE | TRUE | FALSE | FALSE | 11525.05 | 0 | Single Family_TRUE | Single Family_FALSE | Single Family_TRUE | Single Family_FALSE | Single Family_FALSE | unknown | unknownSingle Family_FALSE | unknownSingle Family_TRUE
Water_00009425 | SITE_00184 | Room_00025594 | Bathroom_2 | Bathroom | Shower / Bathtub combo with diverter valve | 2.5 |  | 2.5 |  | Unknown | Secondary | Unknown | N/A | Unknown |  | N/A |  | N/A | ID | Single Family | Shower | 704 | 4610.02 | Single Family | TRUE | TRUE | TRUE | FALSE | FALSE | 11525.05 | 0 | Single Family_TRUE | Single Family_TRUE | Single Family_TRUE | Single Family_FALSE | Single Family_FALSE | unknown | unknownSingle Family_FALSE | unknownSingle Family_TRUE
Water_00009426 | SITE_00184 | Room_00025594 | Bathroom_2 | Bathroom | Bathroom Faucet | 1.5 |  | 1.5 |  | Unknown | N/A | N/A | N/A | Unknown |  | N/A |  | N/A | ID | Single Family | Bathroom Faucet | 704 | 4610.02 | Single Family | FALSE | FALSE |  |  |  | 6915.03 | 0 | Single Family_FALSE | Single Family_FALSE | Single Family_ | Single Family_ | Single Family_ | unknown | unknownSingle Family_ | unknownSingle Family_FALSE
Water_00009427 | SITE_00184 | Room_00025598 | Bathroom_3 | Bathroom | Shower / Bathtub combo with diverter valve | 2.5 |  | 2.5 |  | Unknown | Secondary | Unknown | N/A | Unknown |  | N/A |  | N/A | ID | Single Family | Shower | 704 | 4610.02 | Single Family | TRUE | TRUE | TRUE | FALSE | FALSE | 11525.05 | 0 | Single Family_TRUE | Single Family_TRUE | Single Family_TRUE | Single Family_FALSE | Single Family_FALSE | unknown | unknownSingle Family_FALSE | unknownSingle Family_TRUE
Water_00009428 | SITE_00184 | Room_00025598 | Bathroom_3 | Bathroom | Bathroom Faucet | 1.5 |  | 1.5 | 1.9 |  | N/A | N/A | N/A | Unknown |  | N/A |  | N/A | ID | Single Family | Bathroom Faucet | 704 | 4610.02 | Single Family | FALSE | FALSE |  |  |  | 6915.03 | 0 | Single Family_FALSE | Single Family_FALSE | Single Family_ | Single Family_ | Single Family_ | unknown | unknownSingle Family_ | unknownSingle Family_FALSE
Water_00009429 | SITE_00184 | Room_00025601 | Bathroom_4 | Bathroom | Shower | 2.5 |  | 2.5 | 2.6 |  | Primary | Unknown | Second was 2.5 | Unknown |  | N/A |  | N/A | ID | Single Family | Shower | 704 | 4610.02 | Single Family | TRUE | FALSE | TRUE | FALSE | FALSE | 11525.05 | 0 | Single Family_TRUE | Single Family_FALSE | Single Family_TRUE | Single Family_FALSE | Single Family_FALSE | unknown | unknownSingle Family_FALSE | unknownSingle Family_TRUE
Water_00009430 | SITE_00184 | Room_00025601 | Bathroom_4 | Bathroom | Bathroom Faucet | 1.5 |  | 1.5 | 1.3 |  | N/A | N/A | N/A | Unknown |  | N/A |  | N/A | ID | Single Family | Bathroom Faucet | 704 | 4610.02 | Single Family | FALSE | FALSE |  |  |  | 6915.03 | 0 | Single Family_FALSE | Single Family_FALSE | Single Family_ | Single Family_ | Single Family_ | unknown | unknownSingle Family_ | unknownSingle Family_FALSE
Water_00009431 | SITE_00186 | Room_00025605 | Bathroom_1 | Bathroom | Bathroom Faucet | unknown |  |  |  | Unknown | N/A | N/A | N/A | Unknown |  | N/A |  | N/A | ID | Single Family | Bathroom Faucet | 706 | 4610.02 | Single Family | FALSE | FALSE |  |  |  | 0 | 0 | Single Family_FALSE | Single Family_FALSE | Single Family_ | Single Family_ | Single Family_ | unknown | unknownSingle Family_ | unknownSingle Family_FALSE
Water_00009432 | SITE_00186 | Room_00025605 | Bathroom_1 | Bathroom | Bathroom Faucet | unknown |  |  |  | Unknown | N/A | N/A | N/A | Unknown |  | N/A |  | N/A | ID | Single Family | Bathroom Faucet | 706 | 4610.02 | Single Family | FALSE | FALSE |  |  |  | 0 | 0 | Single Family_FALSE | Single Family_FALSE | Single Family_ | Single Family_ | Single Family_ | unknown | unknownSingle Family_ | unknownSingle Family_FALSE
Water_00009433 | SITE_00186 | Room_00025610 | Kitchen_1 | Kitchen | Kitchen Faucet | unknown |  |  |  | Unknown | N/A | N/A | N/A | Unknown |  | N/A |  | N/A | ID | Single Family | Kitchen Faucet | 706 | 4610.02 | Single Family | FALSE | FALSE |  |  |  | 0 | 0 | Single Family_FALSE | Single Family_FALSE | Single Family_ | Single Family_ | Single Family_ | unknown | unknownSingle Family_ | unknownSingle Family_FALSE
Water_00009434 | SITE_00186 | Room_00025612 | Bathroom_2 | Bathroom | Bathroom Faucet | unknown |  |  |  | Unknown | N/A | N/A | N/A | Unknown |  | N/A |  | N/A | ID | Single Family | Bathroom Faucet | 706 | 4610.02 | Single Family | FALSE | FALSE |  |  |  | 0 | 0 | Single Family_FALSE | Single Family_FALSE | Single Family_ | Single Family_ | Single Family_ | unknown | unknownSingle Family_ | unknownSingle Family_FALSE
Water_00009435 | SITE_00186 | Room_00025614 | Laundry_1 | Laundry | Bathroom Faucet | unknown |  |  |  | Unknown | N/A | N/A | No aerator can't edit | Unknown |  | N/A |  | N/A | ID | Single Family | Bathroom Faucet | 706 | 4610.02 | Single Family | FALSE | FALSE |  |  |  | 0 | 0 | Single Family_FALSE | Single Family_FALSE | Single Family_ | Single Family_ | Single Family_ | unknown | unknownSingle Family_ | unknownSingle Family_FALSE
Water_00009436 | SITE_00186 | Room_00025616 | Bathroom_3 | Bathroom | Bathroom Faucet | unknown |  |  |  | Unknown | N/A | N/A | N/A | Unknown |  | N/A |  | N/A | ID | Single Family | Bathroom Faucet | 706 | 4610.02 | Single Family | FALSE | FALSE |  |  |  | 0 | 0 | Single Family_FALSE | Single Family_FALSE | Single Family_ | Single Family_ | Single Family_ | unknown | unknownSingle Family_ | unknownSingle Family_FALSE
Water_00009437 | SITE_00187 | Room_00025620 | Bathroom_1 | Bathroom | Bathroom Faucet | unknown |  |  | 2.5 |  | N/A | N/A | N/A | Unknown |  | N/A |  | N/A | ID | Single Family | Bathroom Faucet | 707 | 4610.02 | Single Family | FALSE | FALSE |  |  |  | 0 | 0 | Single Family_FALSE | Single Family_FALSE | Single Family_ | Single Family_ | Single Family_ | unknown | unknownSingle Family_ | unknownSingle Family_FALSE
Water_00009438 | SITE_00187 | Room_00025620 | Bathroom_1 | Bathroom | Shower | 4.5 |  | 4.5 |  | Unknown | Primary | Unknown | N/A | Unknown |  | N/A |  | N/A | ID | Single Family | Shower | 707 | 4610.02 | Single Family | TRUE | FALSE | TRUE | FALSE | FALSE | 20745.09 | 0 | Single Family_TRUE | Single Family_FALSE | Single Family_TRUE | Single Family_FALSE | Single Family_FALSE | unknown | unknownSingle Family_FALSE | unknownSingle Family_TRUE
Water_00009439 | SITE_00187 | Room_00025623 | Dining Room_1 | Dining Room | Kitchen Faucet | unknown |  |  |  | Unknown | N/A | N/A | They told me they use bathroom faucet more. Lots of scale, couldn't read flow | Unknown |  | N/A |  | N/A | ID | Single Family | Kitchen Faucet | 707 | 4610.02 | Single Family | FALSE | FALSE |  |  |  | 0 | 0 | Single Family_FALSE | Single Family_FALSE | Single Family_ | Single Family_ | Single Family_ | unknown | unknownSingle Family_ | unknownSingle Family_FALSE
Water_00009440 | SITE_00187 | Room_00025627 | Bathroom_2 | Bathroom | Bathtub | unknown |  |  |  | Unknown | N/A | N/A | N/A | Unknown |  | N/A |  | N/A | ID | Single Family | Bathtub | 707 | 4610.02 | Single Family | FALSE | FALSE |  |  |  | 0 | 0 | Single Family_FALSE | Single Family_FALSE | Single Family_ | Single Family_ | Single Family_ | unknown | unknownSingle Family_ | unknownSingle Family_FALSE
Water_00009441 | SITE_00187 | Room_00025627 | Bathroom_2 | Bathroom | Bathroom Faucet | 1.5 |  | 1.5 |  | Unknown | N/A | N/A | N/A | Unknown |  | N/A |  | N/A | ID | Single Family | Bathroom Faucet | 707 | 4610.02 | Single Family | FALSE | FALSE |  |  |  | 6915.03 | 0 | Single Family_FALSE | Single Family_FALSE | Single Family_ | Single Family_ | Single Family_ | unknown | unknownSingle Family_ | unknownSingle Family_FALSE
Water_00009442 | SITE_00188 | Room_00025637 | Bathroom_1 | Bathroom | Bathroom Faucet | 2.2 |  | 2.2 |  | Unknown | N/A | N/A | N/A | Unknown |  | N/A |  | N/A | ID | Single Family | Bathroom Faucet | 708 | 4610.02 | Single Family | FALSE | FALSE |  |  |  | 10142.044 | 0 | Single Family_FALSE | Single Family_FALSE | Single Family_ | Single Family_ | Single Family_ | unknown | unknownSingle Family_ | unknownSingle Family_FALSE
Water_00009443 | SITE_00188 | Room_00025637 | Bathroom_1 | Bathroom | Shower | 2.5 |  | 2.5 |  | Unknown | Primary | Unknown | N/A | Unknown |  | N/A |  | N/A | ID | Single Family | Shower | 708 | 4610.02 | Single Family | TRUE | FALSE | TRUE | FALSE | FALSE | 11525.05 | 0 | Single Family_TRUE | Single Family_FALSE | Single Family_TRUE | Single Family_FALSE | Single Family_FALSE | unknown | unknownSingle Family_FALSE | unknownSingle Family_TRUE
Water_00009444 | SITE_00188 | Room_00025639 | Bathroom_2 | Bathroom | Bathroom Faucet | 2.2 |  | 2.2 | 2.3 |  | N/A | N/A | N/A | Unknown |  | N/A |  | N/A | ID | Single Family | Bathroom Faucet | 708 | 4610.02 | Single Family | FALSE | FALSE |  |  |  | 10142.044 | 0 | Single Family_FALSE | Single Family_FALSE | Single Family_ | Single Family_ | Single Family_ | unknown | unknownSingle Family_ | unknownSingle Family_FALSE
Water_00009445 | SITE_00188 | Room_00025639 | Bathroom_2 | Bathroom | Shower / Bathtub combo with diverter valve | 2.5 |  | 2.5 | 2.7 |  | Primary | Unknown | N/A | Unknown |  | N/A |  | N/A | ID | Single Family | Shower | 708 | 4610.02 | Single Family | TRUE | TRUE | TRUE | FALSE | FALSE | 11525.05 | 0 | Single Family_TRUE | Single Family_TRUE | Single Family_TRUE | Single Family_FALSE | Single Family_FALSE | unknown | unknownSingle Family_FALSE | unknownSingle Family_TRUE
Water_00009446 | SITE_00188 | Room_00025640 | Kitchen_1 | Kitchen | Kitchen Faucet | 1.5 |  | 1.5 | 1.5 |  | N/A | N/A | N/A | Unknown |  | N/A |  | N/A | ID | Single Family | Kitchen Faucet | 708 | 4610.02 | Single Family | FALSE | FALSE |  |  |  | 6915.03 | 0 | Single Family_FALSE | Single Family_FALSE | Single Family_ | Single Family_ | Single Family_ | unknown | unknownSingle Family_ | unknownSingle Family_FALSE
Water_00009447 | SITE_00189 | Room_00025644 | Other_1 | Other | Bathroom Faucet | unknown |  |  |  | Unknown | N/A | N/A | N/A | Unknown |  | N/A |  | N/A | ID | Single Family | Bathroom Faucet | 709 | 4610.02 | Single Family | FALSE | FALSE |  |  |  | 0 | 0 | Single Family_FALSE | Single Family_FALSE | Single Family_ | Single Family_ | Single Family_ | unknown | unknownSingle Family_ | unknownSingle Family_FALSE
Water_00009448 | SITE_00192 | Room_00025665 | Bedroom_2 | Bedroom | Bathroom Faucet | 2 |  | 2 |  | Unknown | N/A | N/A | N/A | Unknown |  | N/A |  | N/A | ID | Single Family | Bathroom Faucet | 712 | 4610.02 | Single Family | FALSE | FALSE |  |  |  | 9220.04 | 0 | Single Family_FALSE | Single Family_FALSE | Single Family_ | Single Family_ | Single Family_ | unknown | unknownSingle Family_ | unknownSingle Family_FALSE
Water_00009449 | SITE_00192 | Room_00025665 | Bedroom_2 | Bedroom | Bathtub | unknown |  |  |  | Unknown | N/A | N/A | N/A | Unknown |  | N/A |  | N/A | ID | Single Family | Bathtub | 712 | 4610.02 | Single Family | FALSE | FALSE |  |  |  | 0 | 0 | Single Family_FALSE | Single Family_FALSE | Single Family_ | Single Family_ | Single Family_ | unknown | unknownSingle Family_ | unknownSingle Family_FALSE
Water_00009450 | SITE_00192 | Room_00025670 | Bathroom_1 | Bathroom | Bathroom Faucet | 2.2 |  | 2.2 |  | Unknown | N/A | N/A | N/A | Unknown |  | N/A |  | N/A | ID | Single Family | Bathroom Faucet | 712 | 4610.02 | Single Family | FALSE | FALSE |  |  |  | 10142.044 | 0 | Single Family_FALSE | Single Family_FALSE | Single Family_ | Single Family_ | Single Family_ | unknown | unknownSingle Family_ | unknownSingle Family_FALSE
Water_00009451 | SITE_00192 | Room_00025670 | Bathroom_1 | Bathroom | Shower | unknown |  |  |  | Unknown | Secondary | Unknown | N/A | Unknown |  | N/A |  | N/A | ID | Single Family | Shower | 712 | 4610.02 | Single Family | TRUE | FALSE | FALSE | FALSE | FALSE | 0 | 0 | Single Family_TRUE | Single Family_FALSE | Single Family_FALSE | Single Family_FALSE | Single Family_FALSE | unknown | unknownSingle Family_FALSE | unknownSingle Family_TRUE
Water_00009452 | SITE_00212 | Room_00008410 | Kitchen_1 | Kitchen | Bathroom Faucet | 2 |  | 2 | 2 |  | N/A | N/A | N/A | Unknown |  | N/A |  | N/A | ID | Multifamily Residence | Bathroom Faucet | 732 | 773.6 | Multifamily Residence | FALSE | FALSE |  |  |  | 1547.2 | 0 | Multifamily Residence_FALSE | Multifamily Residence_FALSE | Multifamily Residence_ | Multifamily Residence_ | Multifamily Residence_ | unknown | unknownMultifamily Residence_ | unknownMultifamily Residence_FALSE
Water_00009453 | SITE_00212 | Room_00008414 | Bathroom_1 | Bathroom | Bathroom Faucet | 2 |  | 2 | 2 |  | N/A | N/A | N/A | Unknown |  | N/A |  | N/A | ID | Multifamily Residence | Bathroom Faucet | 732 | 773.6 | Multifamily Residence | FALSE | FALSE |  |  |  | 1547.2 | 0 | Multifamily Residence_FALSE | Multifamily Residence_FALSE | Multifamily Residence_ | Multifamily Residence_ | Multifamily Residence_ | unknown | unknownMultifamily Residence_ | unknownMultifamily Residence_FALSE
Water_00009454 | SITE_00212 | Room_00008416 | Bathroom_2 | Bathroom | Bathroom Faucet | 2 |  | 2 | 2 |  | N/A | N/A | N/A | Unknown |  | N/A |  | N/A | ID | Multifamily Residence | Bathroom Faucet | 732 | 773.6 | Multifamily Residence | FALSE | FALSE |  |  |  | 1547.2 | 0 | Multifamily Residence_FALSE | Multifamily Residence_FALSE | Multifamily Residence_ | Multifamily Residence_ | Multifamily Residence_ | unknown | unknownMultifamily Residence_ | unknownMultifamily Residence_FALSE
Water_00009455 | SITE_00212 | Room_00008416 | Bathroom_2 | Bathroom | Shower / Bathtub combo with diverter valve | 2.5 |  | 2.5 | 2 |  | Primary | Daily / Almost Daily | N/A | Unknown |  | N/A |  | N/A | ID | Multifamily Residence | Shower | 732 | 773.6 | Multifamily Residence | TRUE | TRUE | TRUE | FALSE | FALSE | 1934 | 0 | Multifamily Residence_TRUE | Multifamily Residence_TRUE | Multifamily Residence_TRUE | Multifamily Residence_FALSE | Multifamily Residence_FALSE | unknown | unknownMultifamily Residence_FALSE | unknownMultifamily Residence_TRUE
Water_00009456 | SITE_00213 | Room_00008422 | Bathroom_1 | Bathroom | Bathroom Faucet | 0.88444 | 0.88444 |  | 1 |  | N/A | N/A | N/A | Bag | 0.796 |  | 0.796 |  | ID | Multifamily Residence | Bathroom Faucet | 733 | 773.6 | Multifamily Residence | FALSE | FALSE |  |  |  | 684.2062 | 615.7856 | Multifamily Residence_FALSE | Multifamily Residence_FALSE | Multifamily Residence_ | Multifamily Residence_ | Multifamily Residence_ | unknown | unknownMultifamily Residence_ | unknownMultifamily Residence_FALSE
Water_00009457 | SITE_00213 | Room_00008422 | Bathroom_1 | Bathroom | Shower / Bathtub combo with diverter valve | 2.1233 | 2.1233 |  | 2.25 |  | Primary | Daily / Almost Daily | N/A | Bag | 0.8492 |  | 1.911 |  | ID | Multifamily Residence | Shower | 733 | 773.6 | Multifamily Residence | TRUE | TRUE | TRUE | TRUE | TRUE | 1642.6107 | 1478.3496 | Multifamily Residence_TRUE | Multifamily Residence_TRUE | Multifamily Residence_TRUE | Multifamily Residence_TRUE | Multifamily Residence_TRUE | 2.5gpm | 2.5gpmMultifamily Residence_TRUE | 2.5gpmMultifamily Residence_TRUE
Water_00009458 | SITE_00213 | Room_00008427 | Kitchen_1 | Kitchen | Kitchen Faucet | 1.3267 | 1.3267 |  | 1.5 |  | N/A | N/A | N/A | Bag | 0.796 |  | 1.194 |  | ID | Multifamily Residence | Kitchen Faucet | 733 | 773.6 | Multifamily Residence | FALSE | FALSE |  |  |  | 1026.3093 | 923.6784 | Multifamily Residence_FALSE | Multifamily Residence_FALSE | Multifamily Residence_ | Multifamily Residence_ | Multifamily Residence_ | unknown | unknownMultifamily Residence_ | unknownMultifamily Residence_FALSE
Water_00009459 | SITE_00216 | Room_00008450 | Bathroom_1 | Bathroom | Bathroom Faucet | 1.5922 | 1.5922 |  | 1.8 |  | N/A | N/A | N/A | Bag | 0.796 |  | 1.433 |  | ID | Single Family | Bathroom Faucet | 736 | 4702.18 | Single Family | FALSE | FALSE |  |  |  | 7486.9155 | 6738.2239 | Single Family_FALSE | Single Family_FALSE | Single Family_ | Single Family_ | Single Family_ | unknown | unknownSingle Family_ | unknownSingle Family_FALSE
Water_00009460 | SITE_00216 | Room_00008450 | Bathroom_1 | Bathroom | Shower / Bathtub combo with diverter valve | 2.5 |  | 2.5 |  | Unknown | Primary | Daily / Almost Daily | Head too large. Did not test | Bag | 0.8492 |  |  | Unknown | ID | Single Family | Shower | 736 | 4702.18 | Single Family | TRUE | TRUE | TRUE | FALSE | FALSE | 11755.45 | 0 | Single Family_TRUE | Single Family_TRUE | Single Family_TRUE | Single Family_FALSE | Single Family_FALSE | unknown | unknownSingle Family_FALSE | unknownSingle Family_TRUE
Water_00009461 | SITE_00216 | Room_00008453 | Bathroom_6 | Bathroom | Bathroom Faucet | unknown |  |  |  | Unknown | N/A | N/A | N/A | Unknown |  | N/A |  | N/A | ID | Single Family | Bathroom Faucet | 736 | 4702.18 | Single Family | FALSE | FALSE |  |  |  | 0 | 0 | Single Family_FALSE | Single Family_FALSE | Single Family_ | Single Family_ | Single Family_ | unknown | unknownSingle Family_ | unknownSingle Family_FALSE
Water_00009462 | SITE_00216 | Room_00008455 | Kitchen_2 | Kitchen | Kitchen Faucet | unknown |  |  |  | Unknown | N/A | N/A | N/A | Bag | 0.796 |  |  | Unknown | ID | Single Family | Kitchen Faucet | 736 | 4702.18 | Single Family | FALSE | FALSE |  |  |  | 0 | 0 | Single Family_FALSE | Single Family_FALSE | Single Family_ | Single Family_ | Single Family_ | unknown | unknownSingle Family_ | unknownSingle Family_FALSE
Water_00009463 | SITE_00304 | Room_00008816 | Kitchen_1 | Kitchen | Kitchen Faucet | 1.5 | 1.3267 | 1.5 | 1.5 |  | N/A | N/A | N/A | Bag | 0.796 |  | 1.194 |  | ID | Manufactured | Kitchen Faucet | 824 | 626.07 | Manufactured | FALSE | FALSE |  |  |  | 939.105 | 747.5276 | Manufactured_FALSE | Manufactured_FALSE | Manufactured_ | Manufactured_ | Manufactured_ | unknown | unknownManufactured_ | unknownManufactured_FALSE
Water_00009464 | SITE_00304 | Room_00008818 | Bathroom_2 | Bathroom | Bathroom Faucet | 2 | 2.2111 | 2 | 2.5 |  | N/A | N/A | N/A | Bag | 0.796 |  | 1.99 |  | ID | Manufactured | Bathroom Faucet | 824 | 626.07 | Manufactured | FALSE | FALSE |  |  |  | 1252.14 | 1245.8793 | Manufactured_FALSE | Manufactured_FALSE | Manufactured_ | Manufactured_ | Manufactured_ | unknown | unknownManufactured_ | unknownManufactured_FALSE
Water_00009465 | SITE_00304 | Room_00008818 | Bathroom_2 | Bathroom | Shower / Bathtub combo with diverter valve | 2.5 | 1.8867 | 2.5 | 2 |  | Primary | Daily / Almost Daily | N/A | Bag | 0.8492 |  | 1.698 |  | ID | Manufactured | Shower | 824 | 626.07 | Manufactured | TRUE | TRUE | TRUE | TRUE | TRUE | 1565.175 | 1063.0669 | Manufactured_TRUE | Manufactured_TRUE | Manufactured_TRUE | Manufactured_TRUE | Manufactured_TRUE | 2.5gpm | 2.5gpmManufactured_TRUE | 2.5gpmManufactured_TRUE
Water_00009466 | SITE_00305 | Room_00008821 | Kitchen_1 | Kitchen | Kitchen Faucet | 2.2 | 1.9456 | 2.2 | 2.2 |  | N/A | N/A | N/A | Bag | 0.796 |  | 1.751 |  | ID | Manufactured | Kitchen Faucet | 825 | 626.07 | Manufactured | FALSE | FALSE |  |  |  | 1377.354 | 1096.2486 | Manufactured_FALSE | Manufactured_FALSE | Manufactured_ | Manufactured_ | Manufactured_ | unknown | unknownManufactured_ | unknownManufactured_FALSE
Water_00009467 | SITE_00305 | Room_00008823 | Bathroom_1 | Bathroom | Bathroom Faucet | 2.2 | 1.9456 | 2.2 | 2.2 |  | N/A | N/A | N/A | Bag | 0.796 |  | 1.751 |  | ID | Manufactured | Bathroom Faucet | 825 | 626.07 | Manufactured | FALSE | FALSE |  |  |  | 1377.354 | 1096.2486 | Manufactured_FALSE | Manufactured_FALSE | Manufactured_ | Manufactured_ | Manufactured_ | unknown | unknownManufactured_ | unknownManufactured_FALSE
Water_00009468 | SITE_00305 | Room_00008823 | Bathroom_1 | Bathroom | Shower / Bathtub combo with diverter valve | 2.5 | 3.1133 | 2.5 | 3.3 |  | All used about the same | Daily / Almost Daily | N/A | Bag | 0.8492 |  | 2.802 |  | ID | Manufactured | Shower | 825 | 626.07 | Manufactured | TRUE | TRUE | TRUE | TRUE | TRUE | 1565.175 | 1754.2481 | Manufactured_TRUE | Manufactured_TRUE | Manufactured_TRUE | Manufactured_TRUE | Manufactured_TRUE | 2.5gpm | 2.5gpmManufactured_TRUE | 2.5gpmManufactured_TRUE
Water_00009469 | SITE_00305 | Room_00008827 | Bathroom_3 | Bathroom | Bathroom Faucet | 1.3267 | 1.3267 |  | 1.5 |  | N/A | N/A | N/A | Bag | 0.796 |  | 1.194 |  | ID | Manufactured | Bathroom Faucet | 825 | 626.07 | Manufactured | FALSE | FALSE |  |  |  | 830.5862 | 747.5276 | Manufactured_FALSE | Manufactured_FALSE | Manufactured_ | Manufactured_ | Manufactured_ | unknown | unknownManufactured_ | unknownManufactured_FALSE
Water_00009470 | SITE_00305 | Room_00008827 | Bathroom_3 | Bathroom | Shower / Bathtub combo with diverter valve | 2 | 2.1233 | 2 | 2.25 |  | All used about the same | Daily / Almost Daily | N/A | Bag | 0.8492 |  | 1.911 |  | ID | Manufactured | Shower | 825 | 626.07 | Manufactured | TRUE | TRUE | TRUE | TRUE | TRUE | 1252.14 | 1196.4198 | Manufactured_TRUE | Manufactured_TRUE | Manufactured_TRUE | Manufactured_TRUE | Manufactured_TRUE | 2.0gpm | 2.0gpmManufactured_TRUE | 2.0gpmManufactured_TRUE
Water_00009471 | SITE_00324 | Room_00008989 | Kitchen_1 | Kitchen | Kitchen Faucet | 1.99 | 1.99 |  | 2.25 |  | N/A | N/A | N/A | Bag | 0.796 |  | 1.791 |  | ID | Manufactured | Kitchen Faucet | 844 | 626.07 | Manufactured | FALSE | FALSE |  |  |  | 1245.8793 | 1121.2914 | Manufactured_FALSE | Manufactured_FALSE | Manufactured_ | Manufactured_ | Manufactured_ | unknown | unknownManufactured_ | unknownManufactured_FALSE
Water_00009472 | SITE_00324 | Room_00008993 | Bathroom_1 | Bathroom | Bathroom Faucet | 2.6533 | 2.6533 |  | 3 |  | N/A | N/A | N/A | Bag | 0.796 |  | 2.388 |  | ID | Manufactured | Bathroom Faucet | 844 | 626.07 | Manufactured | FALSE | FALSE |  |  |  | 1661.1724 | 1495.0552 | Manufactured_FALSE | Manufactured_FALSE | Manufactured_ | Manufactured_ | Manufactured_ | unknown | unknownManufactured_ | unknownManufactured_FALSE
Water_00009473 | SITE_00324 | Room_00008993 | Bathroom_1 | Bathroom | Shower / Bathtub combo with diverter valve | 2 | 2.3589 | 2 | 2.5 |  | Primary | Daily / Almost Daily | N/A | Bag | 0.8492 |  | 2.123 |  | ID | Manufactured | Shower | 844 | 626.07 | Manufactured | TRUE | TRUE | TRUE | TRUE | TRUE | 1252.14 | 1329.1466 | Manufactured_TRUE | Manufactured_TRUE | Manufactured_TRUE | Manufactured_TRUE | Manufactured_TRUE | 2.0gpm | 2.0gpmManufactured_TRUE | 2.0gpmManufactured_TRUE
Water_00009474 | SITE_00324 | Room_00008993 | Bathroom_1 | Bathroom | Bathroom Faucet | 2.6533 | 2.6533 |  | 3 |  | N/A | N/A | N/A | Bag | 0.796 |  | 2.388 |  | ID | Manufactured | Bathroom Faucet | 844 | 626.07 | Manufactured | FALSE | FALSE |  |  |  | 1661.1724 | 1495.0552 | Manufactured_FALSE | Manufactured_FALSE | Manufactured_ | Manufactured_ | Manufactured_ | unknown | unknownManufactured_ | unknownManufactured_FALSE
Water_00009475 | SITE_00328 | Room_00009025 | Kitchen_1 | Kitchen | Kitchen Faucet | 2.5644 | 2.5644 |  | 2.9 |  | N/A | N/A | N/A | Bag | 0.796 |  | 2.308 |  | ID | Manufactured | Kitchen Faucet | 848 | 626.07 | Manufactured | FALSE | FALSE |  |  |  | 1605.5217 | 1444.9696 | Manufactured_FALSE | Manufactured_FALSE | Manufactured_ | Manufactured_ | Manufactured_ | unknown | unknownManufactured_ | unknownManufactured_FALSE
Water_00009476 | SITE_00328 | Room_00009029 | Bathroom_1 | Bathroom | Bathroom Faucet | 1.5 | 2.0344 | 1.5 | 2.3 |  | N/A | N/A | N/A | Bag | 0.796 |  | 1.831 |  | ID | Manufactured | Bathroom Faucet | 848 | 626.07 | Manufactured | FALSE | FALSE |  |  |  | 939.105 | 1146.3342 | Manufactured_FALSE | Manufactured_FALSE | Manufactured_ | Manufactured_ | Manufactured_ | unknown | unknownManufactured_ | unknownManufactured_FALSE
Water_00009477 | SITE_00328 | Room_00009029 | Bathroom_1 | Bathroom | Shower / Bathtub combo with diverter valve | 2.5 | 3.0189 | 2.5 | 3.2 |  | Primary | A few times per week | N/A | Bag | 0.8492 |  | 2.717 |  | ID | Manufactured | Shower | 848 | 626.07 | Manufactured | TRUE | TRUE | TRUE | TRUE | TRUE | 1565.175 | 1701.0322 | Manufactured_TRUE | Manufactured_TRUE | Manufactured_TRUE | Manufactured_TRUE | Manufactured_TRUE | 2.5gpm | 2.5gpmManufactured_TRUE | 2.5gpmManufactured_TRUE
Water_00009478 | SITE_00329 | Room_00009034 | Kitchen_1 | Kitchen | Kitchen Faucet | 2.5 | 1.3267 | 2.5 | 1.5 |  | N/A | N/A | N/A | Bag | 0.796 |  | 1.194 |  | ID | Manufactured | Kitchen Faucet | 849 | 626.07 | Manufactured | FALSE | FALSE |  |  |  | 1565.175 | 747.5276 | Manufactured_FALSE | Manufactured_FALSE | Manufactured_ | Manufactured_ | Manufactured_ | unknown | unknownManufactured_ | unknownManufactured_FALSE
Water_00009479 | SITE_00329 | Room_00009037 | Bathroom_1 | Bathroom | Bathroom Faucet | 1.7689 | 1.7689 |  | 2 |  | N/A | N/A | N/A | Bag | 0.796 |  | 1.592 |  | ID | Manufactured | Bathroom Faucet | 849 | 626.07 | Manufactured | FALSE | FALSE |  |  |  | 1107.4483 | 996.7034 | Manufactured_FALSE | Manufactured_FALSE | Manufactured_ | Manufactured_ | Manufactured_ | unknown | unknownManufactured_ | unknownManufactured_FALSE
Water_00009480 | SITE_00329 | Room_00009037 | Bathroom_1 | Bathroom | Shower | 1.4156 | 1.4156 |  | 1.5 |  | Primary | Daily / Almost Daily | N/A | Bag | 0.8492 |  | 1.274 |  | ID | Manufactured | Shower | 849 | 626.07 | Manufactured | TRUE | FALSE | TRUE | TRUE | TRUE | 886.2369 | 797.6132 | Manufactured_TRUE | Manufactured_FALSE | Manufactured_TRUE | Manufactured_TRUE | Manufactured_TRUE | <1.5gpm | <1.5gpmManufactured_TRUE | <1.5gpmManufactured_TRUE
Water_00009481 | SITE_00401 | Room_00009223 | Bathroom_1 | Bathroom | Bathroom Faucet | 2.2 | 1.9456 | 2.2 | 2.2 |  | N/A | N/A | N/A | Bag | 0.796 |  | 1.751 |  | ID | Single Family | Bathroom Faucet | 921 | 4610.02 | Single Family | FALSE | FALSE |  |  |  | 10142.044 | 8072.145 | Single Family_FALSE | Single Family_FALSE | Single Family_ | Single Family_ | Single Family_ | unknown | unknownSingle Family_ | unknownSingle Family_FALSE
Water_00009482 | SITE_00401 | Room_00009223 | Bathroom_1 | Bathroom | Shower | 2.0756 | 2.0756 |  | 2.2 |  | Secondary | A few times per year | N/A | Bag | 0.8492 |  | 1.868 |  | ID | Single Family | Shower | 921 | 4610.02 | Single Family | TRUE | FALSE | TRUE | TRUE | TRUE | 9568.3526 | 8611.5174 | Single Family_TRUE | Single Family_FALSE | Single Family_TRUE | Single Family_TRUE | Single Family_TRUE | 2.5gpm | 2.5gpmSingle Family_TRUE | 2.5gpmSingle Family_TRUE
Water_00009483 | SITE_00401 | Room_00009226 | Bathroom_2 | Bathroom | Bathroom Faucet | 1.4156 | 1.4156 |  | 1.6 |  | N/A | N/A | N/A | Bag | 0.796 |  | 1.274 |  | ID | Single Family | Bathroom Faucet | 921 | 4610.02 | Single Family | FALSE | FALSE |  |  |  | 6525.7394 | 5873.1655 | Single Family_FALSE | Single Family_FALSE | Single Family_ | Single Family_ | Single Family_ | unknown | unknownSingle Family_ | unknownSingle Family_FALSE
Water_00009484 | SITE_00401 | Room_00009226 | Bathroom_2 | Bathroom | Shower / Bathtub combo with diverter valve | 1.8867 | 1.8867 |  | 2 |  | Unknown | A few times per year | N/A | Bag | 0.8492 |  | 1.698 |  | ID | Single Family | Shower | 921 | 4610.02 | Single Family | TRUE | TRUE | TRUE | TRUE | TRUE | 8697.5711 | 7827.814 | Single Family_TRUE | Single Family_TRUE | Single Family_TRUE | Single Family_TRUE | Single Family_TRUE | 2.0gpm | 2.0gpmSingle Family_TRUE | 2.0gpmSingle Family_TRUE
Water_00009485 | SITE_00401 | Room_00009230 | Kitchen_1 | Kitchen | Kitchen Faucet | 1.7689 | 1.7689 |  | 2 |  | N/A | N/A | N/A | Bag | 0.796 |  | 1.592 |  | ID | Single Family | Kitchen Faucet | 921 | 4610.02 | Single Family | FALSE | FALSE |  |  |  | 8154.6132 | 7339.1518 | Single Family_FALSE | Single Family_FALSE | Single Family_ | Single Family_ | Single Family_ | unknown | unknownSingle Family_ | unknownSingle Family_FALSE
Water_00009486 | SITE_00401 | Room_00009235 | Bathroom_3 | Bathroom | Bathroom Faucet | 1.7689 | 1.7689 |  | 2 |  | N/A | N/A | N/A | Bag | 0.796 |  | 1.592 |  | ID | Single Family | Bathroom Faucet | 921 | 4610.02 | Single Family | FALSE | FALSE |  |  |  | 8154.6132 | 7339.1518 | Single Family_FALSE | Single Family_FALSE | Single Family_ | Single Family_ | Single Family_ | unknown | unknownSingle Family_ | unknownSingle Family_FALSE
Water_00009487 | SITE_00401 | Room_00009235 | Bathroom_3 | Bathroom | Shower | unknown |  |  |  | Unknown | Primary | Daily / Almost Daily | Dual shower head with wand | Bag | 0.8492 |  |  | Unknown | ID | Single Family | Shower | 921 | 4610.02 | Single Family | TRUE | FALSE | FALSE | FALSE | FALSE | 0 | 0 | Single Family_TRUE | Single Family_FALSE | Single Family_FALSE | Single Family_FALSE | Single Family_FALSE | unknown | unknownSingle Family_FALSE | unknownSingle Family_TRUE
Water_00009488 | SITE_00423 | Room_00009548 | Kitchen_1 | Kitchen | Kitchen Faucet | 1.7689 | 1.7689 |  | 2 |  | N/A | N/A | N/A | Bag | 0.796 |  | 1.592 |  | WA | Manufactured | Kitchen Faucet | 943 | 1824.63 | Manufactured | FALSE | FALSE |  |  |  | 3227.5677 | 2904.811 | Manufactured_FALSE | Manufactured_FALSE | Manufactured_ | Manufactured_ | Manufactured_ | unknown | unknownManufactured_ | unknownManufactured_FALSE
Water_00009489 | SITE_00423 | Room_00009552 | Bathroom_1 | Bathroom | Shower / Bathtub combo with diverter valve | unknown |  |  |  | Unknown | Secondary | A few times per year | Broken | Unknown |  | N/A |  | N/A | WA | Manufactured | Shower | 943 | 1824.63 | Manufactured | TRUE | TRUE | FALSE | FALSE | FALSE | 0 | 0 | Manufactured_TRUE | Manufactured_TRUE | Manufactured_FALSE | Manufactured_FALSE | Manufactured_FALSE | unknown | unknownManufactured_FALSE | unknownManufactured_TRUE
Water_00009490 | SITE_00423 | Room_00009552 | Bathroom_1 | Bathroom | Bathroom Faucet | unknown |  |  | 2 |  | N/A | N/A | N/A | Unknown |  | N/A |  | N/A | WA | Manufactured | Bathroom Faucet | 943 | 1824.63 | Manufactured | FALSE | FALSE |  |  |  | 0 | 0 | Manufactured_FALSE | Manufactured_FALSE | Manufactured_ | Manufactured_ | Manufactured_ | unknown | unknownManufactured_ | unknownManufactured_FALSE
Water_00009491 | SITE_00423 | Room_00009556 | Bathroom_2 | Bathroom | Shower | unknown |  |  | 2.5 |  | Primary | Daily / Almost Daily | N/A | Unknown |  | N/A |  | N/A | WA | Manufactured | Shower | 943 | 1824.63 | Manufactured | TRUE | FALSE | FALSE | FALSE | FALSE | 0 | 0 | Manufactured_TRUE | Manufactured_FALSE | Manufactured_FALSE | Manufactured_FALSE | Manufactured_FALSE | unknown | unknownManufactured_FALSE | unknownManufactured_TRUE
Water_00009492 | SITE_00423 | Room_00009556 | Bathroom_2 | Bathroom | Bathroom Faucet | unknown |  |  | 1.5 |  | N/A | N/A | N/A | Unknown |  | N/A |  | N/A | WA | Manufactured | Bathroom Faucet | 943 | 1824.63 | Manufactured | FALSE | FALSE |  |  |  | 0 | 0 | Manufactured_FALSE | Manufactured_FALSE | Manufactured_ | Manufactured_ | Manufactured_ | unknown | unknownManufactured_ | unknownManufactured_FALSE
Water_00009493 | SITE_00424 | Room_00009560 | Bathroom_1 | Bathroom | Shower / Bathtub combo with diverter valve | 2.2644 | 2.2644 |  | 2.4 |  | Primary | Daily / Almost Daily | N/A | Bag | 0.8492 |  | 2.038 |  | WA | Manufactured | Shower | 944 | 1824.63 | Manufactured | TRUE | TRUE | TRUE | TRUE | TRUE | 4131.7733 | 3718.5959 | Manufactured_TRUE | Manufactured_TRUE | Manufactured_TRUE | Manufactured_TRUE | Manufactured_TRUE | 2.5gpm | 2.5gpmManufactured_TRUE | 2.5gpmManufactured_TRUE
Water_00009494 | SITE_00424 | Room_00009560 | Bathroom_1 | Bathroom | Bathroom Faucet | 1.3267 | 1.3267 |  | 1.5 |  | N/A | N/A | N/A | Bag | 0.796 |  | 1.194 |  | WA | Manufactured | Bathroom Faucet | 944 | 1824.63 | Manufactured | FALSE | FALSE |  |  |  | 2420.6758 | 2178.6082 | Manufactured_FALSE | Manufactured_FALSE | Manufactured_ | Manufactured_ | Manufactured_ | unknown | unknownManufactured_ | unknownManufactured_FALSE
Water_00009495 | SITE_00424 | Room_00009564 | Kitchen_1 | Kitchen | Kitchen Faucet | 2.2 | 1.68 | 2.2 | 1.9 |  | N/A | N/A | N/A | Bag | 0.796 |  | 1.512 |  | WA | Manufactured | Kitchen Faucet | 944 | 1824.63 | Manufactured | FALSE | FALSE |  |  |  | 4014.186 | 2758.8406 | Manufactured_FALSE | Manufactured_FALSE | Manufactured_ | Manufactured_ | Manufactured_ | unknown | unknownManufactured_ | unknownManufactured_FALSE
Water_00009496 | SITE_00424 | Room_00009568 | Bathroom_6 | Bathroom | Shower / Bathtub combo with diverter valve | 2.5 |  | 2.5 | 2.5 |  | All used about the same | Daily / Almost Daily | N/A | Unknown |  | N/A |  | N/A | WA | Manufactured | Shower | 944 | 1824.63 | Manufactured | TRUE | TRUE | TRUE | FALSE | FALSE | 4561.575 | 0 | Manufactured_TRUE | Manufactured_TRUE | Manufactured_TRUE | Manufactured_FALSE | Manufactured_FALSE | unknown | unknownManufactured_FALSE | unknownManufactured_TRUE
Water_00009497 | SITE_00424 | Room_00009568 | Bathroom_6 | Bathroom | Bathroom Faucet | 2.2 |  | 2.2 | 1.5 |  | N/A | N/A | N/A | Unknown |  | N/A |  | N/A | WA | Manufactured | Bathroom Faucet | 944 | 1824.63 | Manufactured | FALSE | FALSE |  |  |  | 4014.186 | 0 | Manufactured_FALSE | Manufactured_FALSE | Manufactured_ | Manufactured_ | Manufactured_ | unknown | unknownManufactured_ | unknownManufactured_FALSE
Water_00009498 | SITE_00425 | Room_00009573 | Kitchen_1 | Kitchen | Kitchen Faucet | 2.2 | 2.2111 | 2.2 | 2.5 |  | N/A | N/A | N/A | Bag | 0.796 |  | 1.99 |  | WA | Manufactured | Kitchen Faucet | 945 | 1824.63 | Manufactured | FALSE | FALSE |  |  |  | 4014.186 | 3631.0137 | Manufactured_FALSE | Manufactured_FALSE | Manufactured_ | Manufactured_ | Manufactured_ | unknown | unknownManufactured_ | unknownManufactured_FALSE
Water_00009499 | SITE_00425 | Room_00009578 | Bathroom_1 | Bathroom | Bathroom Faucet | 1.7689 | 1.7689 |  | 2 |  | N/A | N/A | N/A | Bag | 0.796 |  | 1.592 |  | WA | Manufactured | Bathroom Faucet | 945 | 1824.63 | Manufactured | FALSE | FALSE |  |  |  | 3227.5677 | 2904.811 | Manufactured_FALSE | Manufactured_FALSE | Manufactured_ | Manufactured_ | Manufactured_ | unknown | unknownManufactured_ | unknownManufactured_FALSE
Water_00009500 | SITE_00425 | Room_00009578 | Bathroom_1 | Bathroom | Shower / Bathtub combo with diverter valve | 2.8311 | 2.8311 |  | 3 |  | Secondary | A few times per year | N/A | Bag | 0.8492 |  | 2.548 |  | WA | Manufactured | Shower | 945 | 1824.63 | Manufactured | TRUE | TRUE | TRUE | TRUE | TRUE | 5165.7303 | 4649.1572 | Manufactured_TRUE | Manufactured_TRUE | Manufactured_TRUE | Manufactured_TRUE | Manufactured_TRUE | gt2.5gpm | gt2.5gpmManufactured_TRUE | gt2.5gpmManufactured_TRUE
Water_00009501 | SITE_00425 | Room_00009580 | Bathroom_2 | Bathroom | Bathroom Faucet | 1.7689 | 1.7689 |  | 2 |  | N/A | N/A | N/A | Bag | 0.796 |  | 1.592 |  | WA | Manufactured | Bathroom Faucet | 945 | 1824.63 | Manufactured | FALSE | FALSE |  |  |  | 3227.5677 | 2904.811 | Manufactured_FALSE | Manufactured_FALSE | Manufactured_ | Manufactured_ | Manufactured_ | unknown | unknownManufactured_ | unknownManufactured_FALSE
Water_00009502 | SITE_00425 | Room_00009580 | Bathroom_2 | Bathroom | Shower / Bathtub combo with diverter valve | 2.3589 | 2.3589 |  | 2.5 |  | Primary | Daily / Almost Daily | N/A | Bag | 0.8492 |  | 2.123 |  | WA | Manufactured | Shower | 945 | 1824.63 | Manufactured | TRUE | TRUE | TRUE | TRUE | TRUE | 4304.0994 | 3873.6895 | Manufactured_TRUE | Manufactured_TRUE | Manufactured_TRUE | Manufactured_TRUE | Manufactured_TRUE | 2.5gpm | 2.5gpmManufactured_TRUE | 2.5gpmManufactured_TRUE
Water_00009503 | SITE_00471 | Room_00009998 | Kitchen_1 | Kitchen | Bathroom Faucet | 1.3267 | 1.3267 |  | 1.5 |  | N/A | N/A | N/A | Bag | 0.796 |  | 1.194 |  | WA | Multifamily Residence | Bathroom Faucet | 991 | 687.85 | Multifamily Residence | FALSE | FALSE |  |  |  | 912.5477 | 821.2929 | Multifamily Residence_FALSE | Multifamily Residence_FALSE | Multifamily Residence_ | Multifamily Residence_ | Multifamily Residence_ | unknown | unknownMultifamily Residence_ | unknownMultifamily Residence_FALSE
Water_00009504 | SITE_00471 | Room_00010001 | Bathroom_1 | Bathroom | Bathroom Faucet | 1.3267 | 1.3267 |  | 1.5 |  | N/A | N/A | N/A | Bag | 0.796 |  | 1.194 |  | WA | Multifamily Residence | Bathroom Faucet | 991 | 687.85 | Multifamily Residence | FALSE | FALSE |  |  |  | 912.5477 | 821.2929 | Multifamily Residence_FALSE | Multifamily Residence_FALSE | Multifamily Residence_ | Multifamily Residence_ | Multifamily Residence_ | unknown | unknownMultifamily Residence_ | unknownMultifamily Residence_FALSE
Water_00009505 | SITE_00471 | Room_00010001 | Bathroom_1 | Bathroom | Shower / Bathtub combo with diverter valve | 1.6989 | 1.6989 |  | 1.8 |  | Primary | Daily / Almost Daily | N/A | Bag | 0.8492 |  | 1.529 |  | WA | Multifamily Residence | Shower | 991 | 687.85 | Multifamily Residence | TRUE | TRUE | TRUE | TRUE | TRUE | 1168.5807 | 1051.7226 | Multifamily Residence_TRUE | Multifamily Residence_TRUE | Multifamily Residence_TRUE | Multifamily Residence_TRUE | Multifamily Residence_TRUE | 1.8gpm | 1.8gpmMultifamily Residence_TRUE | 1.8gpmMultifamily Residence_TRUE
Water_00009506 | SITE_00474 | Room_00010039 | Kitchen_1 | Kitchen | Kitchen Faucet | 1.9456 | 1.9456 |  | 2.2 |  | N/A | N/A | N/A | Bag | 0.796 |  | 1.751 |  | WA | Multifamily Residence | Kitchen Faucet | 994 | 687.85 | Multifamily Residence | FALSE | FALSE |  |  |  | 1338.2504 | 1204.4253 | Multifamily Residence_FALSE | Multifamily Residence_FALSE | Multifamily Residence_ | Multifamily Residence_ | Multifamily Residence_ | unknown | unknownMultifamily Residence_ | unknownMultifamily Residence_FALSE
Water_00009507 | SITE_00474 | Room_00010042 | Bathroom_1 | Bathroom | Bathroom Faucet | 2.2 | 1.5922 | 2.2 | 1.8 |  | N/A | N/A | N/A | Bag | 0.796 |  | 1.433 |  | WA | Multifamily Residence | Bathroom Faucet | 994 | 687.85 | Multifamily Residence | FALSE | FALSE |  |  |  | 1513.27 | 985.6891 | Multifamily Residence_FALSE | Multifamily Residence_FALSE | Multifamily Residence_ | Multifamily Residence_ | Multifamily Residence_ | unknown | unknownMultifamily Residence_ | unknownMultifamily Residence_FALSE
Water_00009508 | SITE_00474 | Room_00010042 | Bathroom_1 | Bathroom | Shower / Bathtub combo with diverter valve | 2.5 | 2.8311 | 2.5 | 3 |  | Primary | Daily / Almost Daily | N/A | Bag | 0.8492 |  | 2.548 |  | WA | Multifamily Residence | Shower | 994 | 687.85 | Multifamily Residence | TRUE | TRUE | TRUE | TRUE | TRUE | 1719.625 | 1752.6418 | Multifamily Residence_TRUE | Multifamily Residence_TRUE | Multifamily Residence_TRUE | Multifamily Residence_TRUE | Multifamily Residence_TRUE | 2.5gpm | 2.5gpmMultifamily Residence_TRUE | 2.5gpmMultifamily Residence_TRUE
Water_00009509 | SITE_00475 | Room_00010044 | Kitchen_2 | Kitchen | Kitchen Faucet | 1.5 | 1.3267 | 1.5 | 1.5 |  | N/A | N/A | N/A | Bag | 0.796 |  | 1.194 |  | WA | Multifamily Residence | Kitchen Faucet | 995 | 687.85 | Multifamily Residence | FALSE | FALSE |  |  |  | 1031.775 | 821.2929 | Multifamily Residence_FALSE | Multifamily Residence_FALSE | Multifamily Residence_ | Multifamily Residence_ | Multifamily Residence_ | unknown | unknownMultifamily Residence_ | unknownMultifamily Residence_FALSE
Water_00009510 | SITE_00475 | Room_00010047 | Bathroom_1 | Bathroom | Bathroom Faucet | 1.5 | 1.15 | 1.5 | 1.3 |  | N/A | N/A | N/A | Bag | 0.796 |  | 1.035 |  | WA | Multifamily Residence | Bathroom Faucet | 995 | 687.85 | Multifamily Residence | FALSE | FALSE |  |  |  | 1031.775 | 711.9248 | Multifamily Residence_FALSE | Multifamily Residence_FALSE | Multifamily Residence_ | Multifamily Residence_ | Multifamily Residence_ | unknown | unknownMultifamily Residence_ | unknownMultifamily Residence_FALSE
Water_00009511 | SITE_00475 | Room_00010047 | Bathroom_1 | Bathroom | Shower / Bathtub combo with diverter valve | 2.5 | 3.0667 | 2.5 | 3.25 |  | All used about the same | Daily / Almost Daily | N/A | Bag | 0.8492 |  | 2.76 |  | WA | Multifamily Residence | Shower | 995 | 687.85 | Multifamily Residence | TRUE | TRUE | TRUE | TRUE | TRUE | 1719.625 | 1898.466 | Multifamily Residence_TRUE | Multifamily Residence_TRUE | Multifamily Residence_TRUE | Multifamily Residence_TRUE | Multifamily Residence_TRUE | 2.5gpm | 2.5gpmMultifamily Residence_TRUE | 2.5gpmMultifamily Residence_TRUE
Water_00009512 | SITE_00475 | Room_00010053 | Bathroom_2 | Bathroom | Bathroom Faucet | 1.5 | 3.98 | 1.5 | 4.5 |  | N/A | N/A | N/A | Bag | 0.796 |  | 3.582 |  | WA | Multifamily Residence | Bathroom Faucet | 995 | 687.85 | Multifamily Residence | FALSE | FALSE |  |  |  | 1031.775 | 2463.8787 | Multifamily Residence_FALSE | Multifamily Residence_FALSE | Multifamily Residence_ | Multifamily Residence_ | Multifamily Residence_ | unknown | unknownMultifamily Residence_ | unknownMultifamily Residence_FALSE
Water_00009513 | SITE_00475 | Room_00010053 | Bathroom_2 | Bathroom | Shower / Bathtub combo with diverter valve | 1.8867 | 1.8867 |  | 2 |  | All used about the same | Daily / Almost Daily | N/A | Bag | 0.8492 |  | 1.698 |  | WA | Multifamily Residence | Shower | 995 | 687.85 | Multifamily Residence | TRUE | TRUE | TRUE | TRUE | TRUE | 1297.7437 | 1167.9693 | Multifamily Residence_TRUE | Multifamily Residence_TRUE | Multifamily Residence_TRUE | Multifamily Residence_TRUE | Multifamily Residence_TRUE | 2.0gpm | 2.0gpmMultifamily Residence_TRUE | 2.0gpmMultifamily Residence_TRUE
Water_00009514 | SITE_00477 | Room_00010077 | Kitchen_1 | Kitchen | Kitchen Faucet | 1.4156 | 1.4156 |  | 1.6 |  | N/A | N/A | N/A | Bag | 0.796 |  | 1.274 |  | WA | Multifamily Residence | Kitchen Faucet | 997 | 687.85 | Multifamily Residence | FALSE | FALSE |  |  |  | 973.6899 | 876.3209 | Multifamily Residence_FALSE | Multifamily Residence_FALSE | Multifamily Residence_ | Multifamily Residence_ | Multifamily Residence_ | unknown | unknownMultifamily Residence_ | unknownMultifamily Residence_FALSE
Water_00009515 | SITE_00477 | Room_00010084 | Bathroom_6 | Bathroom | Bathroom Faucet | 1.3267 | 1.3267 |  | 1.5 |  | N/A | N/A | N/A | Bag | 0.796 |  | 1.194 |  | WA | Multifamily Residence | Bathroom Faucet | 997 | 687.85 | Multifamily Residence | FALSE | FALSE |  |  |  | 912.5477 | 821.2929 | Multifamily Residence_FALSE | Multifamily Residence_FALSE | Multifamily Residence_ | Multifamily Residence_ | Multifamily Residence_ | unknown | unknownMultifamily Residence_ | unknownMultifamily Residence_FALSE
Water_00009516 | SITE_00477 | Room_00010084 | Bathroom_6 | Bathroom | Shower / Bathtub combo with diverter valve | 2.3589 | 2.3589 |  | 2.5 |  | Primary | Daily / Almost Daily | N/A | Bag | 0.8492 |  | 2.123 |  | WA | Multifamily Residence | Shower | 997 | 687.85 | Multifamily Residence | TRUE | TRUE | TRUE | TRUE | TRUE | 1622.5617 | 1460.3056 | Multifamily Residence_TRUE | Multifamily Residence_TRUE | Multifamily Residence_TRUE | Multifamily Residence_TRUE | Multifamily Residence_TRUE | 2.5gpm | 2.5gpmMultifamily Residence_TRUE | 2.5gpmMultifamily Residence_TRUE
Water_00009517 | SITE_00484 | Room_00010159 | Kitchen_1 | Kitchen | Kitchen Faucet | 1.7689 | 1.7689 |  | 2 |  | N/A | N/A | N/A | Bag | 0.796 |  | 1.592 |  | WA | Multifamily Residence | Kitchen Faucet | 1004 | 687.85 | Multifamily Residence | FALSE | FALSE |  |  |  | 1216.7302 | 1095.0572 | Multifamily Residence_FALSE | Multifamily Residence_FALSE | Multifamily Residence_ | Multifamily Residence_ | Multifamily Residence_ | unknown | unknownMultifamily Residence_ | unknownMultifamily Residence_FALSE
Water_00009518 | SITE_00484 | Room_00010160 | Bathroom_1 | Bathroom | Bathroom Faucet | 1.5922 | 1.5922 |  | 1.8 |  | N/A | N/A | N/A | Bag | 0.796 |  | 1.433 |  | WA | Multifamily Residence | Bathroom Faucet | 1004 | 687.85 | Multifamily Residence | FALSE | FALSE |  |  |  | 1095.2101 | 985.6891 | Multifamily Residence_FALSE | Multifamily Residence_FALSE | Multifamily Residence_ | Multifamily Residence_ | Multifamily Residence_ | unknown | unknownMultifamily Residence_ | unknownMultifamily Residence_FALSE
Water_00009519 | SITE_00484 | Room_00010160 | Bathroom_1 | Bathroom | Shower / Bathtub combo with diverter valve | 1.8867 | 1.8867 |  | 2 |  | Primary | Daily / Almost Daily | N/A | Bag | 0.8492 |  | 1.698 |  | WA | Multifamily Residence | Shower | 1004 | 687.85 | Multifamily Residence | TRUE | TRUE | TRUE | TRUE | TRUE | 1297.7437 | 1167.9693 | Multifamily Residence_TRUE | Multifamily Residence_TRUE | Multifamily Residence_TRUE | Multifamily Residence_TRUE | Multifamily Residence_TRUE | 2.0gpm | 2.0gpmMultifamily Residence_TRUE | 2.0gpmMultifamily Residence_TRUE
Water_00009520 | SITE_00489 | Room_00010202 | Kitchen_1 | Kitchen | Kitchen Faucet | 3.5378 | 3.5378 |  | 4 |  | N/A | N/A | N/A | Bag | 0.796 |  | 3.184 |  | WA | Multifamily Residence | Kitchen Faucet | 1009 | 687.85 | Multifamily Residence | FALSE | FALSE |  |  |  | 2433.4604 | 2190.1144 | Multifamily Residence_FALSE | Multifamily Residence_FALSE | Multifamily Residence_ | Multifamily Residence_ | Multifamily Residence_ | unknown | unknownMultifamily Residence_ | unknownMultifamily Residence_FALSE
Water_00009521 | SITE_00489 | Room_00010205 | Bathroom_1 | Bathroom | Shower / Bathtub combo with diverter valve | 3.3022 | 3.3022 |  | 3.5 |  | Primary | Daily / Almost Daily | N/A | Bag | 0.8492 |  | 2.972 |  | WA | Multifamily Residence | Shower | 1009 | 687.85 | Multifamily Residence | TRUE | TRUE | TRUE | TRUE | TRUE | 2271.4336 | 2044.2902 | Multifamily Residence_TRUE | Multifamily Residence_TRUE | Multifamily Residence_TRUE | Multifamily Residence_TRUE | Multifamily Residence_TRUE | gt2.5gpm | gt2.5gpmMultifamily Residence_TRUE | gt2.5gpmMultifamily Residence_TRUE
Water_00009522 | SITE_00489 | Room_00010205 | Bathroom_1 | Bathroom | Bathroom Faucet | 0.88444 | 0.88444 |  | 1 |  | N/A | N/A | N/A | Bag | 0.796 |  | 0.796 |  | WA | Multifamily Residence | Bathroom Faucet | 1009 | 687.85 | Multifamily Residence | FALSE | FALSE |  |  |  | 608.3651 | 547.5286 | Multifamily Residence_FALSE | Multifamily Residence_FALSE | Multifamily Residence_ | Multifamily Residence_ | Multifamily Residence_ | unknown | unknownMultifamily Residence_ | unknownMultifamily Residence_FALSE
Water_00009523 | SITE_00826 | Room_00014634 | Kitchen_1 | Kitchen | Kitchen Faucet | 1.3267 | 1.3267 |  | 1.5 |  | N/A | N/A | N/A | Bag | 0.796 |  | 1.194 |  | MT | Multifamily Residence | Kitchen Faucet | 1345 | 214.04 | Multifamily Residence | FALSE | FALSE |  |  |  | 283.9597 | 255.5638 | Multifamily Residence_FALSE | Multifamily Residence_FALSE | Multifamily Residence_ | Multifamily Residence_ | Multifamily Residence_ | unknown | unknownMultifamily Residence_ | unknownMultifamily Residence_FALSE
Water_00009524 | SITE_00826 | Room_00014637 | Bathroom_1 | Bathroom | Bathroom Faucet | 1.3267 | 1.3267 |  | 1.5 |  | N/A | N/A | N/A | Bag | 0.796 |  | 1.194 |  | MT | Multifamily Residence | Bathroom Faucet | 1345 | 214.04 | Multifamily Residence | FALSE | FALSE |  |  |  | 283.9597 | 255.5638 | Multifamily Residence_FALSE | Multifamily Residence_FALSE | Multifamily Residence_ | Multifamily Residence_ | Multifamily Residence_ | unknown | unknownMultifamily Residence_ | unknownMultifamily Residence_FALSE
Water_00009525 | SITE_00826 | Room_00014637 | Bathroom_1 | Bathroom | Shower / Bathtub combo with diverter valve | 2.3589 | 2.3589 |  | 2.5 |  | Primary | Daily / Almost Daily | N/A | Bag | 0.8492 |  | 2.123 |  | MT | Multifamily Residence | Shower | 1345 | 214.04 | Multifamily Residence | TRUE | TRUE | TRUE | TRUE | TRUE | 504.8966 | 454.4069 | Multifamily Residence_TRUE | Multifamily Residence_TRUE | Multifamily Residence_TRUE | Multifamily Residence_TRUE | Multifamily Residence_TRUE | 2.5gpm | 2.5gpmMultifamily Residence_TRUE | 2.5gpmMultifamily Residence_TRUE
Water_00009526 | SITE_00832 | Room_00014686 | Kitchen_1 | Kitchen | Kitchen Faucet | 1.7689 | 1.7689 |  | 2 |  | N/A | N/A | N/A | Bag | 0.796 |  | 1.592 |  | MT | Multifamily Residence | Kitchen Faucet | 1351 | 214.04 | Multifamily Residence | FALSE | FALSE |  |  |  | 378.613 | 340.7517 | Multifamily Residence_FALSE | Multifamily Residence_FALSE | Multifamily Residence_ | Multifamily Residence_ | Multifamily Residence_ | unknown | unknownMultifamily Residence_ | unknownMultifamily Residence_FALSE
Water_00009527 | SITE_00832 | Room_00014691 | Bathroom_6 | Bathroom | Bathroom Faucet | 2.6533 | 2.6533 |  | 3 |  | N/A | N/A | N/A | Bag | 0.796 |  | 2.388 |  | MT | Multifamily Residence | Bathroom Faucet | 1351 | 214.04 | Multifamily Residence | FALSE | FALSE |  |  |  | 567.9195 | 511.1275 | Multifamily Residence_FALSE | Multifamily Residence_FALSE | Multifamily Residence_ | Multifamily Residence_ | Multifamily Residence_ | unknown | unknownMultifamily Residence_ | unknownMultifamily Residence_FALSE
Water_00009528 | SITE_00832 | Room_00014691 | Bathroom_6 | Bathroom | Shower / Bathtub combo with diverter valve | 2.3589 | 2.3589 |  | 2.5 |  | Primary | Daily / Almost Daily | N/A | Bag | 0.8492 |  | 2.123 |  | MT | Multifamily Residence | Shower | 1351 | 214.04 | Multifamily Residence | TRUE | TRUE | TRUE | TRUE | TRUE | 504.8966 | 454.4069 | Multifamily Residence_TRUE | Multifamily Residence_TRUE | Multifamily Residence_TRUE | Multifamily Residence_TRUE | Multifamily Residence_TRUE | 2.5gpm | 2.5gpmMultifamily Residence_TRUE | 2.5gpmMultifamily Residence_TRUE
Water_00009529 | SITE_00833 | Room_00014695 | Bathroom_6 | Bathroom | Bathroom Faucet | 1.1056 | 1.1056 |  | 1.25 |  | N/A | N/A | N/A | Bag | 0.796 |  | 0.995 |  | MT | Multifamily Residence | Bathroom Faucet | 1352 | 214.04 | Multifamily Residence | FALSE | FALSE |  |  |  | 236.6331 | 212.9698 | Multifamily Residence_FALSE | Multifamily Residence_FALSE | Multifamily Residence_ | Multifamily Residence_ | Multifamily Residence_ | unknown | unknownMultifamily Residence_ | unknownMultifamily Residence_FALSE
Water_00009530 | SITE_00833 | Room_00014695 | Bathroom_6 | Bathroom | Shower / Bathtub combo with diverter valve | 2.3589 | 2.3589 |  | 2.5 |  | Primary | Daily / Almost Daily | N/A | Bag | 0.8492 |  | 2.123 |  | MT | Multifamily Residence | Shower | 1352 | 214.04 | Multifamily Residence | TRUE | TRUE | TRUE | TRUE | TRUE | 504.8966 | 454.4069 | Multifamily Residence_TRUE | Multifamily Residence_TRUE | Multifamily Residence_TRUE | Multifamily Residence_TRUE | Multifamily Residence_TRUE | 2.5gpm | 2.5gpmMultifamily Residence_TRUE | 2.5gpmMultifamily Residence_TRUE
Water_00009531 | SITE_00834 | Room_00014698 | Kitchen_1 | Kitchen | Kitchen Faucet | 1.8578 | 1.8578 |  | 2.1 |  | N/A | N/A | N/A | Bag | 0.796 |  | 1.672 |  | MT | Multifamily Residence | Kitchen Faucet | 1353 | 214.04 | Multifamily Residence | FALSE | FALSE |  |  |  | 397.6388 | 357.8749 | Multifamily Residence_FALSE | Multifamily Residence_FALSE | Multifamily Residence_ | Multifamily Residence_ | Multifamily Residence_ | unknown | unknownMultifamily Residence_ | unknownMultifamily Residence_FALSE
Water_00009532 | SITE_00834 | Room_00014701 | Bathroom_6 | Bathroom | Bathroom Faucet | 2 | 1.7689 | 2 | 2 |  | N/A | N/A | N/A | Bag | 0.796 |  | 1.592 |  | MT | Multifamily Residence | Bathroom Faucet | 1353 | 214.04 | Multifamily Residence | FALSE | FALSE |  |  |  | 428.08 | 340.7517 | Multifamily Residence_FALSE | Multifamily Residence_FALSE | Multifamily Residence_ | Multifamily Residence_ | Multifamily Residence_ | unknown | unknownMultifamily Residence_ | unknownMultifamily Residence_FALSE
Water_00009533 | SITE_00834 | Room_00014701 | Bathroom_6 | Bathroom | Shower / Bathtub combo with diverter valve | 2.5 |  | 2.5 |  | Unknown | Primary | Daily / Almost Daily | Two shower heads rated at 2.5gpm both come on at the same time. Could not test flow. | Bag | 0.8492 |  |  | Unknown | MT | Multifamily Residence | Shower | 1353 | 214.04 | Multifamily Residence | TRUE | TRUE | TRUE | FALSE | FALSE | 535.1 | 0 | Multifamily Residence_TRUE | Multifamily Residence_TRUE | Multifamily Residence_TRUE | Multifamily Residence_FALSE | Multifamily Residence_FALSE | unknown | unknownMultifamily Residence_FALSE | unknownMultifamily Residence_TRUE
Water_00009534 | SITE_00835 | Room_00014707 | Kitchen_1 | Kitchen | Kitchen Faucet | 2.2111 | 2.2111 |  | 2.5 |  | N/A | N/A | Gpm not listed | Bag | 0.796 |  | 1.99 |  | MT | Single Family | Kitchen Faucet | 1354 | 2661.5 | Single Family | FALSE | FALSE |  |  |  | 5884.8722 | 5296.385 | Single Family_FALSE | Single Family_FALSE | Single Family_ | Single Family_ | Single Family_ | unknown | unknownSingle Family_ | unknownSingle Family_FALSE
Water_00009535 | SITE_00833 | Room_00014710 | Kitchen_2 | Kitchen | Kitchen Faucet | 1.3267 | 1.3267 |  | 1.5 |  | N/A | N/A | N/A | Bag | 0.796 |  | 1.194 |  | MT | Multifamily Residence | Kitchen Faucet | 1352 | 214.04 | Multifamily Residence | FALSE | FALSE |  |  |  | 283.9597 | 255.5638 | Multifamily Residence_FALSE | Multifamily Residence_FALSE | Multifamily Residence_ | Multifamily Residence_ | Multifamily Residence_ | unknown | unknownMultifamily Residence_ | unknownMultifamily Residence_FALSE
Water_00009536 | SITE_00833 | Room_00014713 | Bathroom_6 | Bathroom | Bathroom Faucet | 2.2111 | 2.2111 |  | 2.5 |  | N/A | N/A | N/A | Bag | 0.796 |  | 1.99 |  | MT | Multifamily Residence | Bathroom Faucet | 1352 | 214.04 | Multifamily Residence | FALSE | FALSE |  |  |  | 473.2662 | 425.9396 | Multifamily Residence_FALSE | Multifamily Residence_FALSE | Multifamily Residence_ | Multifamily Residence_ | Multifamily Residence_ | unknown | unknownMultifamily Residence_ | unknownMultifamily Residence_FALSE
Water_00009537 | SITE_00833 | Room_00014713 | Bathroom_6 | Bathroom | Shower / Bathtub combo with diverter valve | 2.3589 | 2.3589 |  | 2.5 |  | Primary | Daily / Almost Daily | N/A | Bag | 0.8492 |  | 2.123 |  | MT | Multifamily Residence | Shower | 1352 | 214.04 | Multifamily Residence | TRUE | TRUE | TRUE | TRUE | TRUE | 504.8966 | 454.4069 | Multifamily Residence_TRUE | Multifamily Residence_TRUE | Multifamily Residence_TRUE | Multifamily Residence_TRUE | Multifamily Residence_TRUE | 2.5gpm | 2.5gpmMultifamily Residence_TRUE | 2.5gpmMultifamily Residence_TRUE
Water_00009538 | SITE_00837 | Room_00014737 | Kitchen_1 | Kitchen | Kitchen Faucet | 2.6533 | 2.6533 |  | 3 |  | N/A | N/A | N/A | Bag | 0.796 |  | 2.388 |  | MT | Multifamily Residence | Kitchen Faucet | 1356 | 214.04 | Multifamily Residence | FALSE | FALSE |  |  |  | 567.9195 | 511.1275 | Multifamily Residence_FALSE | Multifamily Residence_FALSE | Multifamily Residence_ | Multifamily Residence_ | Multifamily Residence_ | unknown | unknownMultifamily Residence_ | unknownMultifamily Residence_FALSE
Water_00009539 | SITE_00837 | Room_00014740 | Bathroom_1 | Bathroom | Bathroom Faucet | 1.3267 | 1.3267 |  | 1.5 |  | N/A | N/A | N/A | Bag | 0.796 |  | 1.194 |  | MT | Multifamily Residence | Bathroom Faucet | 1356 | 214.04 | Multifamily Residence | FALSE | FALSE |  |  |  | 283.9597 | 255.5638 | Multifamily Residence_FALSE | Multifamily Residence_FALSE | Multifamily Residence_ | Multifamily Residence_ | Multifamily Residence_ | unknown | unknownMultifamily Residence_ | unknownMultifamily Residence_FALSE
Water_00009540 | SITE_00837 | Room_00014740 | Bathroom_1 | Bathroom | Shower | 2.8311 | 2.8311 |  | 3 |  | Primary | Daily / Almost Daily | N/A | Bag | 0.8492 |  | 2.548 |  | MT | Multifamily Residence | Shower | 1356 | 214.04 | Multifamily Residence | TRUE | FALSE | TRUE | TRUE | TRUE | 605.971 | 545.3739 | Multifamily Residence_TRUE | Multifamily Residence_FALSE | Multifamily Residence_TRUE | Multifamily Residence_TRUE | Multifamily Residence_TRUE | gt2.5gpm | gt2.5gpmMultifamily Residence_TRUE | gt2.5gpmMultifamily Residence_TRUE
Water_00009541 | SITE_00838 | Room_00014742 | Living Room_1 | Living Room | Kitchen Faucet | 2.2111 | 2.2111 |  | 2.5 |  | N/A | N/A | N/A | Bag | 0.796 |  | 1.99 |  | MT | Multifamily Residence | Kitchen Faucet | 1357 | 214.04 | Multifamily Residence | FALSE | FALSE |  |  |  | 473.2662 | 425.9396 | Multifamily Residence_FALSE | Multifamily Residence_FALSE | Multifamily Residence_ | Multifamily Residence_ | Multifamily Residence_ | unknown | unknownMultifamily Residence_ | unknownMultifamily Residence_FALSE
Water_00009542 | SITE_00838 | Room_00014743 | Bathroom_1 | Bathroom | Bathroom Faucet | 2.2 | 2.83 | 2.2 | 3.2 |  | N/A | N/A | N/A | Bag | 0.796 |  | 2.547 |  | MT | Multifamily Residence | Bathroom Faucet | 1357 | 214.04 | Multifamily Residence | FALSE | FALSE |  |  |  | 470.888 | 545.1599 | Multifamily Residence_FALSE | Multifamily Residence_FALSE | Multifamily Residence_ | Multifamily Residence_ | Multifamily Residence_ | unknown | unknownMultifamily Residence_ | unknownMultifamily Residence_FALSE
Water_00009543 | SITE_00838 | Room_00014743 | Bathroom_1 | Bathroom | Shower / Bathtub combo with diverter valve | 2.3589 | 2.3589 |  | 2.5 |  | Primary | Daily / Almost Daily | N/A | Bag | 0.8492 |  | 2.123 |  | MT | Multifamily Residence | Shower | 1357 | 214.04 | Multifamily Residence | TRUE | TRUE | TRUE | TRUE | TRUE | 504.8966 | 454.4069 | Multifamily Residence_TRUE | Multifamily Residence_TRUE | Multifamily Residence_TRUE | Multifamily Residence_TRUE | Multifamily Residence_TRUE | 2.5gpm | 2.5gpmMultifamily Residence_TRUE | 2.5gpmMultifamily Residence_TRUE
Water_00009544 | SITE_00839 | Room_00014747 | Kitchen_1 | Kitchen | Kitchen Faucet | 1.3267 | 1.3267 |  | 1.5 |  | N/A | N/A | N/A | Bag | 0.796 |  | 1.194 |  | MT | Single Family | Kitchen Faucet | 1358 | 2661.5 | Single Family | FALSE | FALSE |  |  |  | 3530.9233 | 3177.831 | Single Family_FALSE | Single Family_FALSE | Single Family_ | Single Family_ | Single Family_ | unknown | unknownSingle Family_ | unknownSingle Family_FALSE
Water_00009545 | SITE_00839 | Room_00014749 | Bathroom_1 | Bathroom | Bathroom Faucet | 0.88444 | 0.88444 |  | 1 |  | N/A | N/A | N/A | Bag | 0.796 |  | 0.796 |  | MT | Single Family | Bathroom Faucet | 1358 | 2661.5 | Single Family | FALSE | FALSE |  |  |  | 2353.9489 | 2118.554 | Single Family_FALSE | Single Family_FALSE | Single Family_ | Single Family_ | Single Family_ | unknown | unknownSingle Family_ | unknownSingle Family_FALSE
Water_00009546 | SITE_00839 | Room_00014749 | Bathroom_1 | Bathroom | Shower / Bathtub combo with diverter valve | 1.8867 | 1.8867 |  | 2 |  | Primary | Daily / Almost Daily | N/A | Bag | 0.8492 |  | 1.698 |  | MT | Single Family | Shower | 1358 | 2661.5 | Single Family | TRUE | TRUE | TRUE | TRUE | TRUE | 5021.3633 | 4519.227 | Single Family_TRUE | Single Family_TRUE | Single Family_TRUE | Single Family_TRUE | Single Family_TRUE | 2.0gpm | 2.0gpmSingle Family_TRUE | 2.0gpmSingle Family_TRUE
Water_00009547 | SITE_00840 | Room_00014755 | Living Room_1 | Living Room | Kitchen Faucet | 1.68 | 1.68 |  | 1.9 |  | N/A | N/A | N/A | Bag | 0.796 |  | 1.512 |  | MT | Multifamily Residence | Kitchen Faucet | 1359 | 214.04 | Multifamily Residence | FALSE | FALSE |  |  |  | 359.5872 | 323.6285 | Multifamily Residence_FALSE | Multifamily Residence_FALSE | Multifamily Residence_ | Multifamily Residence_ | Multifamily Residence_ | unknown | unknownMultifamily Residence_ | unknownMultifamily Residence_FALSE
Water_00009548 | SITE_00840 | Room_00014757 | Bathroom_1 | Bathroom | Bathroom Faucet | 1.7689 | 1.7689 |  | 2 |  | N/A | N/A | N/A | Bag | 0.796 |  | 1.592 |  | MT | Multifamily Residence | Bathroom Faucet | 1359 | 214.04 | Multifamily Residence | FALSE | FALSE |  |  |  | 378.613 | 340.7517 | Multifamily Residence_FALSE | Multifamily Residence_FALSE | Multifamily Residence_ | Multifamily Residence_ | Multifamily Residence_ | unknown | unknownMultifamily Residence_ | unknownMultifamily Residence_FALSE
Water_00009549 | SITE_00840 | Room_00014762 | Bathroom_3 | Bathroom | Bathroom Faucet | 2.3878 | 2.3878 |  | 2.7 |  | N/A | N/A | N/A | Bag | 0.796 |  | 2.149 |  | MT | Multifamily Residence | Bathroom Faucet | 1359 | 214.04 | Multifamily Residence | FALSE | FALSE |  |  |  | 511.08 | 459.972 | Multifamily Residence_FALSE | Multifamily Residence_FALSE | Multifamily Residence_ | Multifamily Residence_ | Multifamily Residence_ | unknown | unknownMultifamily Residence_ | unknownMultifamily Residence_FALSE
Water_00009550 | SITE_00840 | Room_00014762 | Bathroom_3 | Bathroom | Bathroom Faucet | 1.2378 | 1.2378 |  | 1.4 |  | N/A | N/A | N/A | Bag | 0.796 |  | 1.114 |  | MT | Multifamily Residence | Bathroom Faucet | 1359 | 214.04 | Multifamily Residence | FALSE | FALSE |  |  |  | 264.934 | 238.4406 | Multifamily Residence_FALSE | Multifamily Residence_FALSE | Multifamily Residence_ | Multifamily Residence_ | Multifamily Residence_ | unknown | unknownMultifamily Residence_ | unknownMultifamily Residence_FALSE
Water_00009551 | SITE_00840 | Room_00014762 | Bathroom_3 | Bathroom | Shower / Bathtub combo with diverter valve | 2 | 1.8867 | 2 | 2 |  | Primary | Daily / Almost Daily | N/A | Bag | 0.8492 |  | 1.698 |  | MT | Multifamily Residence | Shower | 1359 | 214.04 | Multifamily Residence | TRUE | TRUE | TRUE | TRUE | TRUE | 428.08 | 363.4399 | Multifamily Residence_TRUE | Multifamily Residence_TRUE | Multifamily Residence_TRUE | Multifamily Residence_TRUE | Multifamily Residence_TRUE | 2.0gpm | 2.0gpmMultifamily Residence_TRUE | 2.0gpmMultifamily Residence_TRUE
Water_00009552 | SITE_00841 | Room_00014768 | Living Room_1 | Living Room | Kitchen Faucet | 1.8 | 1.9456 | 1.8 | 2.2 |  | N/A | N/A | N/A | Bag | 0.796 |  | 1.751 |  | MT | Single Family | Kitchen Faucet | 1360 | 2661.5 | Single Family | FALSE | FALSE |  |  |  | 4790.7 | 4660.2865 | Single Family_FALSE | Single Family_FALSE | Single Family_ | Single Family_ | Single Family_ | unknown | unknownSingle Family_ | unknownSingle Family_FALSE
Water_00009553 | SITE_00841 | Room_00014769 | Bathroom_1 | Bathroom | Bathroom Faucet | 1.5 | 1.9456 | 1.5 | 2.2 |  | N/A | N/A | N/A | Bag | 0.796 |  | 1.751 |  | MT | Single Family | Bathroom Faucet | 1360 | 2661.5 | Single Family | FALSE | FALSE |  |  |  | 3992.25 | 4660.2865 | Single Family_FALSE | Single Family_FALSE | Single Family_ | Single Family_ | Single Family_ | unknown | unknownSingle Family_ | unknownSingle Family_FALSE
Water_00009554 | SITE_00841 | Room_00014769 | Bathroom_1 | Bathroom | Shower / Bathtub combo with diverter valve | 2.8311 | 2.8311 |  | 3 |  | Primary | Daily / Almost Daily | N/A | Bag | 0.8492 |  | 2.548 |  | MT | Single Family | Shower | 1360 | 2661.5 | Single Family | TRUE | TRUE | TRUE | TRUE | TRUE | 7535.0022 | 6781.502 | Single Family_TRUE | Single Family_TRUE | Single Family_TRUE | Single Family_TRUE | Single Family_TRUE | gt2.5gpm | gt2.5gpmSingle Family_TRUE | gt2.5gpmSingle Family_TRUE
Water_00009555 | SITE_00842 | Room_00014771 | Kitchen_1 | Kitchen | Kitchen Faucet | 1.99 | 1.99 |  | 2.25 |  | N/A | N/A | N/A | Bag | 0.796 |  | 1.791 |  | MT | Multifamily Residence | Kitchen Faucet | 1361 | 214.04 | Multifamily Residence | FALSE | FALSE |  |  |  | 425.9396 | 383.3456 | Multifamily Residence_FALSE | Multifamily Residence_FALSE | Multifamily Residence_ | Multifamily Residence_ | Multifamily Residence_ | unknown | unknownMultifamily Residence_ | unknownMultifamily Residence_FALSE
Water_00009556 | SITE_00842 | Room_00014774 | Bathroom_1 | Bathroom | Bathroom Faucet | 1.7689 | 1.7689 |  | 2 |  | N/A | N/A | N/A | Bag | 0.796 |  | 1.592 |  | MT | Multifamily Residence | Bathroom Faucet | 1361 | 214.04 | Multifamily Residence | FALSE | FALSE |  |  |  | 378.613 | 340.7517 | Multifamily Residence_FALSE | Multifamily Residence_FALSE | Multifamily Residence_ | Multifamily Residence_ | Multifamily Residence_ | unknown | unknownMultifamily Residence_ | unknownMultifamily Residence_FALSE
Water_00009557 | SITE_00842 | Room_00014774 | Bathroom_1 | Bathroom | Shower / Bathtub combo with diverter valve | 3.3022 | 3.3022 |  | 3.5 |  | Primary | Daily / Almost Daily | N/A | Bag | 0.8492 |  | 2.972 |  | MT | Multifamily Residence | Shower | 1361 | 214.04 | Multifamily Residence | TRUE | TRUE | TRUE | TRUE | TRUE | 706.8076 | 636.1269 | Multifamily Residence_TRUE | Multifamily Residence_TRUE | Multifamily Residence_TRUE | Multifamily Residence_TRUE | Multifamily Residence_TRUE | gt2.5gpm | gt2.5gpmMultifamily Residence_TRUE | gt2.5gpmMultifamily Residence_TRUE
Water_00009558 | SITE_00843 | Room_00014776 | Kitchen_2 | Kitchen | Kitchen Faucet | 1.7689 | 1.7689 |  | 2 |  | N/A | N/A | N/A | Bag | 0.796 |  | 1.592 |  | MT | Multifamily Residence | Kitchen Faucet | 1362 | 214.04 | Multifamily Residence | FALSE | FALSE |  |  |  | 378.613 | 340.7517 | Multifamily Residence_FALSE | Multifamily Residence_FALSE | Multifamily Residence_ | Multifamily Residence_ | Multifamily Residence_ | unknown | unknownMultifamily Residence_ | unknownMultifamily Residence_FALSE
Water_00009559 | SITE_00843 | Room_00014781 | Bathroom_1 | Bathroom | Bathroom Faucet | 1.3267 | 1.3267 |  | 1.5 |  | N/A | N/A | N/A | Bag | 0.796 |  | 1.194 |  | MT | Multifamily Residence | Bathroom Faucet | 1362 | 214.04 | Multifamily Residence | FALSE | FALSE |  |  |  | 283.9597 | 255.5638 | Multifamily Residence_FALSE | Multifamily Residence_FALSE | Multifamily Residence_ | Multifamily Residence_ | Multifamily Residence_ | unknown | unknownMultifamily Residence_ | unknownMultifamily Residence_FALSE
Water_00009560 | SITE_00843 | Room_00014781 | Bathroom_1 | Bathroom | Shower / Bathtub combo with diverter valve | 1.9811 | 1.9811 |  | 2.1 |  | Primary | A few times per week | N/A | Bag | 0.8492 |  | 1.783 |  | MT | Multifamily Residence | Shower | 1362 | 214.04 | Multifamily Residence | TRUE | TRUE | TRUE | TRUE | TRUE | 424.037 | 381.6333 | Multifamily Residence_TRUE | Multifamily Residence_TRUE | Multifamily Residence_TRUE | Multifamily Residence_TRUE | Multifamily Residence_TRUE | 2.0gpm | 2.0gpmMultifamily Residence_TRUE | 2.0gpmMultifamily Residence_TRUE
Water_00009561 | SITE_00844 | Room_00014783 | Kitchen_1 | Kitchen | Kitchen Faucet | 1.9456 | 1.9456 |  | 2.2 |  | N/A | N/A | N/A | Bag | 0.796 |  | 1.751 |  | MT | Multifamily Residence | Kitchen Faucet | 1363 | 214.04 | Multifamily Residence | FALSE | FALSE |  |  |  | 416.4267 | 374.784 | Multifamily Residence_FALSE | Multifamily Residence_FALSE | Multifamily Residence_ | Multifamily Residence_ | Multifamily Residence_ | unknown | unknownMultifamily Residence_ | unknownMultifamily Residence_FALSE
Water_00009562 | SITE_00844 | Room_00014788 | Bathroom_1 | Bathroom | Bathroom Faucet | 1.5 | 1.2378 | 1.5 | 1.4 |  | N/A | N/A | N/A | Bag | 0.796 |  | 1.114 |  | MT | Multifamily Residence | Bathroom Faucet | 1363 | 214.04 | Multifamily Residence | FALSE | FALSE |  |  |  | 321.06 | 238.4406 | Multifamily Residence_FALSE | Multifamily Residence_FALSE | Multifamily Residence_ | Multifamily Residence_ | Multifamily Residence_ | unknown | unknownMultifamily Residence_ | unknownMultifamily Residence_FALSE
Water_00009563 | SITE_00844 | Room_00014788 | Bathroom_1 | Bathroom | Shower / Bathtub combo with diverter valve | 3.3022 | 3.3022 |  | 3.5 |  | Primary | Daily / Almost Daily | N/A | Bag | 0.8492 |  | 2.972 |  | MT | Multifamily Residence | Shower | 1363 | 214.04 | Multifamily Residence | TRUE | TRUE | TRUE | TRUE | TRUE | 706.8076 | 636.1269 | Multifamily Residence_TRUE | Multifamily Residence_TRUE | Multifamily Residence_TRUE | Multifamily Residence_TRUE | Multifamily Residence_TRUE | gt2.5gpm | gt2.5gpmMultifamily Residence_TRUE | gt2.5gpmMultifamily Residence_TRUE
Water_00009564 | SITE_00845 | Room_00014793 | Kitchen_1 | Kitchen | Kitchen Faucet | 1.7689 | 1.7689 |  | 2 |  | N/A | N/A | N/A | Bag | 0.796 |  | 1.592 |  | MT | Single Family | Kitchen Faucet | 1364 | 2661.5 | Single Family | FALSE | FALSE |  |  |  | 4707.8978 | 4237.108 | Single Family_FALSE | Single Family_FALSE | Single Family_ | Single Family_ | Single Family_ | unknown | unknownSingle Family_ | unknownSingle Family_FALSE
Water_00009565 | SITE_00845 | Room_00014794 | Bathroom_1 | Bathroom | Bathroom Faucet | 0.88444 | 0.88444 |  | 1 |  | N/A | N/A | N/A | Bag | 0.796 |  | 0.796 |  | MT | Single Family | Bathroom Faucet | 1364 | 2661.5 | Single Family | FALSE | FALSE |  |  |  | 2353.9489 | 2118.554 | Single Family_FALSE | Single Family_FALSE | Single Family_ | Single Family_ | Single Family_ | unknown | unknownSingle Family_ | unknownSingle Family_FALSE
Water_00009566 | SITE_00845 | Room_00014799 | Bathroom_2 | Bathroom | Shower / Bathtub combo with diverter valve | 2.8311 | 2.8311 |  | 3 |  | Primary | Daily / Almost Daily | N/A | Bag | 0.8492 |  | 2.548 |  | MT | Single Family | Shower | 1364 | 2661.5 | Single Family | TRUE | TRUE | TRUE | TRUE | TRUE | 7535.0022 | 6781.502 | Single Family_TRUE | Single Family_TRUE | Single Family_TRUE | Single Family_TRUE | Single Family_TRUE | gt2.5gpm | gt2.5gpmSingle Family_TRUE | gt2.5gpmSingle Family_TRUE
Water_00009567 | SITE_00845 | Room_00014799 | Bathroom_2 | Bathroom | Bathroom Faucet | 1.7689 | 1.7689 |  | 2 |  | N/A | N/A | N/A | Bag | 0.796 |  | 1.592 |  | MT | Single Family | Bathroom Faucet | 1364 | 2661.5 | Single Family | FALSE | FALSE |  |  |  | 4707.8978 | 4237.108 | Single Family_FALSE | Single Family_FALSE | Single Family_ | Single Family_ | Single Family_ | unknown | unknownSingle Family_ | unknownSingle Family_FALSE
Water_00009568 | SITE_00846 | Room_00014803 | Kitchen_1 | Kitchen | Kitchen Faucet | 1.99 | 1.99 |  | 2.25 |  | N/A | N/A | N/A | Bag | 0.796 |  | 1.791 |  | MT | Multifamily Residence | Kitchen Faucet | 1365 | 214.04 | Multifamily Residence | FALSE | FALSE |  |  |  | 425.9396 | 383.3456 | Multifamily Residence_FALSE | Multifamily Residence_FALSE | Multifamily Residence_ | Multifamily Residence_ | Multifamily Residence_ | unknown | unknownMultifamily Residence_ | unknownMultifamily Residence_FALSE
Water_00009569 | SITE_00846 | Room_00014807 | Bathroom_1 | Bathroom | Bathroom Faucet | 1.9456 | 1.9456 |  | 2.2 |  | N/A | N/A | N/A | Bag | 0.796 |  | 1.751 |  | MT | Multifamily Residence | Bathroom Faucet | 1365 | 214.04 | Multifamily Residence | FALSE | FALSE |  |  |  | 416.4267 | 374.784 | Multifamily Residence_FALSE | Multifamily Residence_FALSE | Multifamily Residence_ | Multifamily Residence_ | Multifamily Residence_ | unknown | unknownMultifamily Residence_ | unknownMultifamily Residence_FALSE
Water_00009570 | SITE_00846 | Room_00014807 | Bathroom_1 | Bathroom | Shower / Bathtub combo with diverter valve | 2.8311 | 2.8311 |  | 3 |  | Primary | Daily / Almost Daily | N/A | Bag | 0.8492 |  | 2.548 |  | MT | Multifamily Residence | Shower | 1365 | 214.04 | Multifamily Residence | TRUE | TRUE | TRUE | TRUE | TRUE | 605.971 | 545.3739 | Multifamily Residence_TRUE | Multifamily Residence_TRUE | Multifamily Residence_TRUE | Multifamily Residence_TRUE | Multifamily Residence_TRUE | gt2.5gpm | gt2.5gpmMultifamily Residence_TRUE | gt2.5gpmMultifamily Residence_TRUE
Water_00009571 | SITE_00847 | Room_00014812 | Bathroom_6 | Bathroom | Bathroom Faucet | 1.3267 | 1.3267 |  | 1.5 |  | N/A | N/A | N/A | Bag | 0.796 |  | 1.194 |  | MT | Multifamily Residence | Bathroom Faucet | 1366 | 214.04 | Multifamily Residence | FALSE | FALSE |  |  |  | 283.9597 | 255.5638 | Multifamily Residence_FALSE | Multifamily Residence_FALSE | Multifamily Residence_ | Multifamily Residence_ | Multifamily Residence_ | unknown | unknownMultifamily Residence_ | unknownMultifamily Residence_FALSE
Water_00009572 | SITE_00847 | Room_00014812 | Bathroom_6 | Bathroom | Shower / Bathtub combo with diverter valve | 2.3589 | 2.3589 |  | 2.5 |  | Primary | Daily / Almost Daily | N/A | Bag | 0.8492 |  | 2.123 |  | MT | Multifamily Residence | Shower | 1366 | 214.04 | Multifamily Residence | TRUE | TRUE | TRUE | TRUE | TRUE | 504.8966 | 454.4069 | Multifamily Residence_TRUE | Multifamily Residence_TRUE | Multifamily Residence_TRUE | Multifamily Residence_TRUE | Multifamily Residence_TRUE | 2.5gpm | 2.5gpmMultifamily Residence_TRUE | 2.5gpmMultifamily Residence_TRUE
Water_00009573 | SITE_00847 | Room_00014813 | Bathroom_7 | Bathroom | Bathroom Faucet | 1.3267 | 1.3267 |  | 1.5 |  | N/A | N/A | N/A | Bag | 0.796 |  | 1.194 |  | MT | Multifamily Residence | Bathroom Faucet | 1366 | 214.04 | Multifamily Residence | FALSE | FALSE |  |  |  | 283.9597 | 255.5638 | Multifamily Residence_FALSE | Multifamily Residence_FALSE | Multifamily Residence_ | Multifamily Residence_ | Multifamily Residence_ | unknown | unknownMultifamily Residence_ | unknownMultifamily Residence_FALSE
Water_00009574 | SITE_00847 | Room_00014813 | Bathroom_7 | Bathroom | Shower / Bathtub combo with diverter valve | 2.8311 | 2.8311 |  | 3 |  | Secondary | A few times per month | N/A | Bag | 0.8492 |  | 2.548 |  | MT | Multifamily Residence | Shower | 1366 | 214.04 | Multifamily Residence | TRUE | TRUE | TRUE | TRUE | TRUE | 605.971 | 545.3739 | Multifamily Residence_TRUE | Multifamily Residence_TRUE | Multifamily Residence_TRUE | Multifamily Residence_TRUE | Multifamily Residence_TRUE | gt2.5gpm | gt2.5gpmMultifamily Residence_TRUE | gt2.5gpmMultifamily Residence_TRUE
Water_00009575 | SITE_00847 | Room_00014815 | Kitchen_1 | Kitchen | Kitchen Faucet | 1.7689 | 1.7689 |  | 2 |  | N/A | N/A | N/A | Bag | 0.796 |  | 1.592 |  | MT | Multifamily Residence | Kitchen Faucet | 1366 | 214.04 | Multifamily Residence | FALSE | FALSE |  |  |  | 378.613 | 340.7517 | Multifamily Residence_FALSE | Multifamily Residence_FALSE | Multifamily Residence_ | Multifamily Residence_ | Multifamily Residence_ | unknown | unknownMultifamily Residence_ | unknownMultifamily Residence_FALSE
Water_00009576 | SITE_00848 | Room_00014820 | Kitchen_1 | Kitchen | Kitchen Faucet | 1.9456 | 1.9456 |  | 2.2 |  | N/A | N/A | N/A | Bag | 0.796 |  | 1.751 |  | MT | Multifamily Residence | Kitchen Faucet | 1367 | 214.04 | Multifamily Residence | FALSE | FALSE |  |  |  | 416.4267 | 374.784 | Multifamily Residence_FALSE | Multifamily Residence_FALSE | Multifamily Residence_ | Multifamily Residence_ | Multifamily Residence_ | unknown | unknownMultifamily Residence_ | unknownMultifamily Residence_FALSE
Water_00009577 | SITE_00848 | Room_00014822 | Bathroom_1 | Bathroom | Bathroom Faucet | 2.2111 | 2.2111 |  | 2.5 |  | N/A | N/A | N/A | Bag | 0.796 |  | 1.99 |  | MT | Multifamily Residence | Bathroom Faucet | 1367 | 214.04 | Multifamily Residence | FALSE | FALSE |  |  |  | 473.2662 | 425.9396 | Multifamily Residence_FALSE | Multifamily Residence_FALSE | Multifamily Residence_ | Multifamily Residence_ | Multifamily Residence_ | unknown | unknownMultifamily Residence_ | unknownMultifamily Residence_FALSE
Water_00009578 | SITE_00848 | Room_00014822 | Bathroom_1 | Bathroom | Shower / Bathtub combo with diverter valve | 2.3589 | 2.3589 |  | 2.5 |  | Primary | Daily / Almost Daily | N/A | Bag | 0.8492 |  | 2.123 |  | MT | Multifamily Residence | Shower | 1367 | 214.04 | Multifamily Residence | TRUE | TRUE | TRUE | TRUE | TRUE | 504.8966 | 454.4069 | Multifamily Residence_TRUE | Multifamily Residence_TRUE | Multifamily Residence_TRUE | Multifamily Residence_TRUE | Multifamily Residence_TRUE | 2.5gpm | 2.5gpmMultifamily Residence_TRUE | 2.5gpmMultifamily Residence_TRUE
Water_00009579 | SITE_00849 | Room_00014829 | Bathroom_1 | Bathroom | Bathroom Faucet | 2.2111 | 2.2111 |  | 2.5 |  | N/A | N/A | N/A | Bag | 0.796 |  | 1.99 |  | MT | Multifamily Residence | Bathroom Faucet | 1368 | 214.04 | Multifamily Residence | FALSE | FALSE |  |  |  | 473.2662 | 425.9396 | Multifamily Residence_FALSE | Multifamily Residence_FALSE | Multifamily Residence_ | Multifamily Residence_ | Multifamily Residence_ | unknown | unknownMultifamily Residence_ | unknownMultifamily Residence_FALSE
Water_00009580 | SITE_00849 | Room_00014829 | Bathroom_1 | Bathroom | Shower / Bathtub combo with diverter valve | unknown |  |  |  | Unknown | Secondary | A few times per year | Items in tub, could not test flow | Bag | 0.8492 |  |  | Unknown | MT | Multifamily Residence | Shower | 1368 | 214.04 | Multifamily Residence | TRUE | TRUE | FALSE | FALSE | FALSE | 0 | 0 | Multifamily Residence_TRUE | Multifamily Residence_TRUE | Multifamily Residence_FALSE | Multifamily Residence_FALSE | Multifamily Residence_FALSE | unknown | unknownMultifamily Residence_FALSE | unknownMultifamily Residence_TRUE
Water_00009581 | SITE_00849 | Room_00014830 | Kitchen_1 | Kitchen | Kitchen Faucet | 2.2111 | 2.2111 |  | 2.5 |  | N/A | N/A | N/A | Bag | 0.796 |  | 1.99 |  | MT | Multifamily Residence | Kitchen Faucet | 1368 | 214.04 | Multifamily Residence | FALSE | FALSE |  |  |  | 473.2662 | 425.9396 | Multifamily Residence_FALSE | Multifamily Residence_FALSE | Multifamily Residence_ | Multifamily Residence_ | Multifamily Residence_ | unknown | unknownMultifamily Residence_ | unknownMultifamily Residence_FALSE
Water_00009582 | SITE_00849 | Room_00014833 | Bathroom_2 | Bathroom | Bathroom Faucet | 2.2111 | 2.2111 |  | 2.5 |  | N/A | N/A | N/A | Bag | 0.796 |  | 1.99 |  | MT | Multifamily Residence | Bathroom Faucet | 1368 | 214.04 | Multifamily Residence | FALSE | FALSE |  |  |  | 473.2662 | 425.9396 | Multifamily Residence_FALSE | Multifamily Residence_FALSE | Multifamily Residence_ | Multifamily Residence_ | Multifamily Residence_ | unknown | unknownMultifamily Residence_ | unknownMultifamily Residence_FALSE
Water_00009583 | SITE_00849 | Room_00014833 | Bathroom_2 | Bathroom | Bathroom Faucet | 2.2111 | 2.2111 |  | 2.5 |  | N/A | N/A | N/A | Bag | 0.796 |  | 1.99 |  | MT | Multifamily Residence | Bathroom Faucet | 1368 | 214.04 | Multifamily Residence | FALSE | FALSE |  |  |  | 473.2662 | 425.9396 | Multifamily Residence_FALSE | Multifamily Residence_FALSE | Multifamily Residence_ | Multifamily Residence_ | Multifamily Residence_ | unknown | unknownMultifamily Residence_ | unknownMultifamily Residence_FALSE
Water_00009584 | SITE_00849 | Room_00014833 | Bathroom_2 | Bathroom | Shower | unknown |  |  |  | Unknown | Primary | Daily / Almost Daily | Unable to decipher shower controls. | Bag | 0.8492 |  |  | Unknown | MT | Multifamily Residence | Shower | 1368 | 214.04 | Multifamily Residence | TRUE | FALSE | FALSE | FALSE | FALSE | 0 | 0 | Multifamily Residence_TRUE | Multifamily Residence_FALSE | Multifamily Residence_FALSE | Multifamily Residence_FALSE | Multifamily Residence_FALSE | unknown | unknownMultifamily Residence_FALSE | unknownMultifamily Residence_TRUE
Water_00009585 | SITE_00850 | Room_00014836 | Kitchen_1 | Kitchen | Kitchen Faucet | 3.1844 | 3.1844 |  | 3.6 |  | N/A | N/A | N/A | Bag | 0.796 |  | 2.866 |  | MT | Manufactured | Kitchen Faucet | 1369 | 765.84 | Manufactured | FALSE | FALSE |  |  |  | 2438.7749 | 2194.8974 | Manufactured_FALSE | Manufactured_FALSE | Manufactured_ | Manufactured_ | Manufactured_ | unknown | unknownManufactured_ | unknownManufactured_FALSE
Water_00009586 | SITE_00850 | Room_00014840 | Bathroom_1 | Bathroom | Bathroom Faucet | 1.3267 | 1.3267 |  | 1.5 |  | N/A | N/A | N/A | Bag | 0.796 |  | 1.194 |  | MT | Manufactured | Bathroom Faucet | 1369 | 765.84 | Manufactured | FALSE | FALSE |  |  |  | 1016.0144 | 914.413 | Manufactured_FALSE | Manufactured_FALSE | Manufactured_ | Manufactured_ | Manufactured_ | unknown | unknownManufactured_ | unknownManufactured_FALSE
Water_00009587 | SITE_00850 | Room_00014840 | Bathroom_1 | Bathroom | Shower / Bathtub combo with diverter valve | 2.5 | 2.3589 | 2.5 | 2.5 |  | Primary | Daily / Almost Daily | Additional showerhead is rated 2.5 gallons per minute and flowers at 1.3 gallons per minute | Bag | 0.8492 |  | 2.123 |  | MT | Manufactured | Shower | 1369 | 765.84 | Manufactured | TRUE | TRUE | TRUE | TRUE | TRUE | 1914.6 | 1625.8783 | Manufactured_TRUE | Manufactured_TRUE | Manufactured_TRUE | Manufactured_TRUE | Manufactured_TRUE | 2.5gpm | 2.5gpmManufactured_TRUE | 2.5gpmManufactured_TRUE
Water_00009588 | SITE_00851 | Room_00014843 | Living Room_1 | Living Room | Kitchen Faucet | 0.70778 | 0.70778 |  | 0.8 |  | N/A | N/A | N/A | Bag | 0.796 |  | 0.637 |  | MT | Multifamily Residence | Kitchen Faucet | 1370 | 214.04 | Multifamily Residence | FALSE | FALSE |  |  |  | 151.4928 | 136.3435 | Multifamily Residence_FALSE | Multifamily Residence_FALSE | Multifamily Residence_ | Multifamily Residence_ | Multifamily Residence_ | unknown | unknownMultifamily Residence_ | unknownMultifamily Residence_FALSE
Water_00009589 | SITE_00851 | Room_00014848 | Bathroom_6 | Bathroom | Bathroom Faucet | 2.2111 | 2.2111 |  | 2.5 |  | N/A | N/A | N/A | Bag | 0.796 |  | 1.99 |  | MT | Multifamily Residence | Bathroom Faucet | 1370 | 214.04 | Multifamily Residence | FALSE | FALSE |  |  |  | 473.2662 | 425.9396 | Multifamily Residence_FALSE | Multifamily Residence_FALSE | Multifamily Residence_ | Multifamily Residence_ | Multifamily Residence_ | unknown | unknownMultifamily Residence_ | unknownMultifamily Residence_FALSE
Water_00009590 | SITE_00851 | Room_00014848 | Bathroom_6 | Bathroom | Shower / Bathtub combo with diverter valve | 2.8311 | 2.8311 |  | 3 |  | Primary | Daily / Almost Daily | N/A | Bag | 0.8492 |  | 2.548 |  | MT | Multifamily Residence | Shower | 1370 | 214.04 | Multifamily Residence | TRUE | TRUE | TRUE | TRUE | TRUE | 605.971 | 545.3739 | Multifamily Residence_TRUE | Multifamily Residence_TRUE | Multifamily Residence_TRUE | Multifamily Residence_TRUE | Multifamily Residence_TRUE | gt2.5gpm | gt2.5gpmMultifamily Residence_TRUE | gt2.5gpmMultifamily Residence_TRUE
Water_00009591 | SITE_00851 | Room_00014852 | Bathroom_7 | Bathroom | Bathroom Faucet | 1.9456 | 1.9456 |  | 2.2 |  | N/A | N/A | N/A | Bag | 0.796 |  | 1.751 |  | MT | Multifamily Residence | Bathroom Faucet | 1370 | 214.04 | Multifamily Residence | FALSE | FALSE |  |  |  | 416.4267 | 374.784 | Multifamily Residence_FALSE | Multifamily Residence_FALSE | Multifamily Residence_ | Multifamily Residence_ | Multifamily Residence_ | unknown | unknownMultifamily Residence_ | unknownMultifamily Residence_FALSE
Water_00009592 | SITE_00856 | Room_00014923 | Bathroom_1 | Bathroom | Bathroom Faucet | 2.2111 | 2.2111 |  | 2.5 |  | N/A | N/A | N/A | Bag | 0.796 |  | 1.99 |  | MT | Single Family | Bathroom Faucet | 1375 | 2661.5 | Single Family | FALSE | FALSE |  |  |  | 5884.8722 | 5296.385 | Single Family_FALSE | Single Family_FALSE | Single Family_ | Single Family_ | Single Family_ | unknown | unknownSingle Family_ | unknownSingle Family_FALSE
Water_00009593 | SITE_00856 | Room_00014923 | Bathroom_1 | Bathroom | Shower / Bathtub combo with diverter valve | 2.8311 | 2.8311 |  | 3 |  | Secondary | A few times per month | N/A | Bag | 0.8492 |  | 2.548 |  | MT | Single Family | Shower | 1375 | 2661.5 | Single Family | TRUE | TRUE | TRUE | TRUE | TRUE | 7535.0022 | 6781.502 | Single Family_TRUE | Single Family_TRUE | Single Family_TRUE | Single Family_TRUE | Single Family_TRUE | gt2.5gpm | gt2.5gpmSingle Family_TRUE | gt2.5gpmSingle Family_TRUE
Water_00009594 | SITE_00856 | Room_00014925 | Bathroom_2 | Bathroom | Bathroom Faucet | 2.2111 | 2.2111 |  | 2.5 |  | N/A | N/A | N/A | Bag | 0.796 |  | 1.99 |  | MT | Single Family | Bathroom Faucet | 1375 | 2661.5 | Single Family | FALSE | FALSE |  |  |  | 5884.8722 | 5296.385 | Single Family_FALSE | Single Family_FALSE | Single Family_ | Single Family_ | Single Family_ | unknown | unknownSingle Family_ | unknownSingle Family_FALSE
Water_00009595 | SITE_00856 | Room_00014925 | Bathroom_2 | Bathroom | Shower / Bathtub combo with diverter valve | 2.3589 | 2.3589 |  | 2.5 |  | Secondary | A few times per month | N/A | Bag | 0.8492 |  | 2.123 |  | MT | Single Family | Shower | 1375 | 2661.5 | Single Family | TRUE | TRUE | TRUE | TRUE | TRUE | 6278.1828 | 5650.3645 | Single Family_TRUE | Single Family_TRUE | Single Family_TRUE | Single Family_TRUE | Single Family_TRUE | 2.5gpm | 2.5gpmSingle Family_TRUE | 2.5gpmSingle Family_TRUE
Water_00009596 | SITE_00856 | Room_00014928 | Kitchen_1 | Kitchen | Kitchen Faucet | 1.9456 | 1.9456 |  | 2.2 |  | N/A | N/A | N/A | Bag | 0.796 |  | 1.751 |  | MT | Single Family | Kitchen Faucet | 1375 | 2661.5 | Single Family | FALSE | FALSE |  |  |  | 5178.0961 | 4660.2865 | Single Family_FALSE | Single Family_FALSE | Single Family_ | Single Family_ | Single Family_ | unknown | unknownSingle Family_ | unknownSingle Family_FALSE
Water_00009597 | SITE_00856 | Room_00014928 | Kitchen_1 | Kitchen | Kitchen Faucet | 2.9189 | 2.9189 |  | 3.3 |  | N/A | N/A | N/A | Bag | 0.796 |  | 2.627 |  | MT | Single Family | Kitchen Faucet | 1375 | 2661.5 | Single Family | FALSE | FALSE |  |  |  | 7768.6228 | 6991.7605 | Single Family_FALSE | Single Family_FALSE | Single Family_ | Single Family_ | Single Family_ | unknown | unknownSingle Family_ | unknownSingle Family_FALSE
Water_00009598 | SITE_00857 | Room_00014934 | Bathroom_2 | Bathroom | Bathroom Faucet | 2.3 | 2.3 |  | 2.6 |  | N/A | N/A | N/A | Bag | 0.796 |  | 2.07 |  | MT | Single Family | Bathroom Faucet | 1376 | 2661.5 | Single Family | FALSE | FALSE |  |  |  | 6121.45 | 5509.305 | Single Family_FALSE | Single Family_FALSE | Single Family_ | Single Family_ | Single Family_ | unknown | unknownSingle Family_ | unknownSingle Family_FALSE
Water_00009599 | SITE_00857 | Room_00014934 | Bathroom_2 | Bathroom | Shower / Bathtub combo with diverter valve | unknown |  |  |  | Unknown | Primary | Daily / Almost Daily | Could not measure shower head to large | Bag | 0.8492 |  |  | Unknown | MT | Single Family | Shower | 1376 | 2661.5 | Single Family | TRUE | TRUE | FALSE | FALSE | FALSE | 0 | 0 | Single Family_TRUE | Single Family_TRUE | Single Family_FALSE | Single Family_FALSE | Single Family_FALSE | unknown | unknownSingle Family_FALSE | unknownSingle Family_TRUE
Water_00009600 | SITE_00857 | Room_00014939 | Bathroom_3 | Bathroom | Bathroom Faucet | 2.2111 | 2.2111 |  | 2.5 |  | N/A | N/A | N/A | Bag | 0.796 |  | 1.99 |  | MT | Single Family | Bathroom Faucet | 1376 | 2661.5 | Single Family | FALSE | FALSE |  |  |  | 5884.8722 | 5296.385 | Single Family_FALSE | Single Family_FALSE | Single Family_ | Single Family_ | Single Family_ | unknown | unknownSingle Family_ | unknownSingle Family_FALSE
Water_00009601 | SITE_00857 | Room_00014939 | Bathroom_3 | Bathroom | Bathroom Faucet | 2.2111 | 2.2111 |  | 2.5 |  | N/A | N/A | N/A | Bag | 0.796 |  | 1.99 |  | MT | Single Family | Bathroom Faucet | 1376 | 2661.5 | Single Family | FALSE | FALSE |  |  |  | 5884.8722 | 5296.385 | Single Family_FALSE | Single Family_FALSE | Single Family_ | Single Family_ | Single Family_ | unknown | unknownSingle Family_ | unknownSingle Family_FALSE
Water_00009602 | SITE_00857 | Room_00014939 | Bathroom_3 | Bathroom | Bathtub | unknown |  |  |  | N/A | N/A | N/A | N/A | Unknown |  | N/A |  | N/A | MT | Single Family | Bathtub | 1376 | 2661.5 | Single Family | FALSE | FALSE |  |  |  | 0 | 0 | Single Family_FALSE | Single Family_FALSE | Single Family_ | Single Family_ | Single Family_ | unknown | unknownSingle Family_ | unknownSingle Family_FALSE
Water_00009603 | SITE_00857 | Room_00014939 | Bathroom_3 | Bathroom | Shower | 1.8867 | 1.8867 |  | 2 |  | Primary | Daily / Almost Daily | N/A | Bag | 0.8492 |  | 1.698 |  | MT | Single Family | Shower | 1376 | 2661.5 | Single Family | TRUE | FALSE | TRUE | TRUE | TRUE | 5021.3633 | 4519.227 | Single Family_TRUE | Single Family_FALSE | Single Family_TRUE | Single Family_TRUE | Single Family_TRUE | 2.0gpm | 2.0gpmSingle Family_TRUE | 2.0gpmSingle Family_TRUE
Water_00009604 | SITE_00857 | Room_00014942 | Bathroom_4 | Bathroom | Shower | unknown |  |  |  | Unknown | Secondary | A few times per year | Showerhead too big | Bag | 0.8492 |  |  | Unknown | MT | Single Family | Shower | 1376 | 2661.5 | Single Family | TRUE | FALSE | FALSE | FALSE | FALSE | 0 | 0 | Single Family_TRUE | Single Family_FALSE | Single Family_FALSE | Single Family_FALSE | Single Family_FALSE | unknown | unknownSingle Family_FALSE | unknownSingle Family_TRUE
Water_00009605 | SITE_00857 | Room_00014942 | Bathroom_4 | Bathroom | Bathroom Faucet | 2.3 | 2.3 |  | 2.6 |  | N/A | N/A | N/A | Bag | 0.796 |  | 2.07 |  | MT | Single Family | Bathroom Faucet | 1376 | 2661.5 | Single Family | FALSE | FALSE |  |  |  | 6121.45 | 5509.305 | Single Family_FALSE | Single Family_FALSE | Single Family_ | Single Family_ | Single Family_ | unknown | unknownSingle Family_ | unknownSingle Family_FALSE
Water_00009606 | SITE_00857 | Room_00014948 | Kitchen_1 | Kitchen | Kitchen Faucet | 1.7689 | 1.7689 |  | 2 |  | N/A | N/A | N/A | Bag | 0.796 |  | 1.592 |  | MT | Single Family | Kitchen Faucet | 1376 | 2661.5 | Single Family | FALSE | FALSE |  |  |  | 4707.8978 | 4237.108 | Single Family_FALSE | Single Family_FALSE | Single Family_ | Single Family_ | Single Family_ | unknown | unknownSingle Family_ | unknownSingle Family_FALSE
Water_00009607 | SITE_00857 | Room_00014948 | Kitchen_1 | Kitchen | Kitchen Faucet | 1.3267 | 1.3267 |  | 1.5 |  | N/A | N/A | Main faucet in kitchen | Bag | 0.796 |  | 1.194 |  | MT | Single Family | Kitchen Faucet | 1376 | 2661.5 | Single Family | FALSE | FALSE |  |  |  | 3530.9233 | 3177.831 | Single Family_FALSE | Single Family_FALSE | Single Family_ | Single Family_ | Single Family_ | unknown | unknownSingle Family_ | unknownSingle Family_FALSE
Water_00009608 | SITE_00858 | Room_00014955 | Kitchen_2 | Kitchen | Kitchen Faucet | 1.7689 | 1.7689 |  | 2 |  | N/A | N/A | N/A | Bag | 0.796 |  | 1.592 |  | MT | Single Family | Kitchen Faucet | 1377 | 2661.5 | Single Family | FALSE | FALSE |  |  |  | 4707.8978 | 4237.108 | Single Family_FALSE | Single Family_FALSE | Single Family_ | Single Family_ | Single Family_ | unknown | unknownSingle Family_ | unknownSingle Family_FALSE
Water_00009609 | SITE_00858 | Room_00014959 | Bathroom_1 | Bathroom | Bathroom Faucet | 1.3267 | 1.3267 |  | 1.5 |  | N/A | N/A | N/A | Bag | 0.796 |  | 1.194 |  | MT | Single Family | Bathroom Faucet | 1377 | 2661.5 | Single Family | FALSE | FALSE |  |  |  | 3530.9233 | 3177.831 | Single Family_FALSE | Single Family_FALSE | Single Family_ | Single Family_ | Single Family_ | unknown | unknownSingle Family_ | unknownSingle Family_FALSE
Water_00009610 | SITE_00858 | Room_00014959 | Bathroom_1 | Bathroom | Shower / Bathtub combo with diverter valve | 2.8311 | 2.8311 |  | 3 |  | Secondary | A few times per year | N/A | Bag | 0.8492 |  | 2.548 |  | MT | Single Family | Shower | 1377 | 2661.5 | Single Family | TRUE | TRUE | TRUE | TRUE | TRUE | 7535.0022 | 6781.502 | Single Family_TRUE | Single Family_TRUE | Single Family_TRUE | Single Family_TRUE | Single Family_TRUE | gt2.5gpm | gt2.5gpmSingle Family_TRUE | gt2.5gpmSingle Family_TRUE
Water_00009611 | SITE_00858 | Room_00014962 | Bathroom_2 | Bathroom | Bathroom Faucet | 2.6533 | 2.6533 |  | 3 |  | N/A | N/A | N/A | Bag | 0.796 |  | 2.388 |  | MT | Single Family | Bathroom Faucet | 1377 | 2661.5 | Single Family | FALSE | FALSE |  |  |  | 7061.8467 | 6355.662 | Single Family_FALSE | Single Family_FALSE | Single Family_ | Single Family_ | Single Family_ | unknown | unknownSingle Family_ | unknownSingle Family_FALSE
Water_00009612 | SITE_00858 | Room_00014962 | Bathroom_2 | Bathroom | Shower / Bathtub combo with diverter valve | 2.5 | 3.7744 | 2.5 | 4 |  | Primary | A few times per year | N/A | Bag | 0.8492 |  | 3.397 |  | MT | Single Family | Shower | 1377 | 2661.5 | Single Family | TRUE | TRUE | TRUE | TRUE | TRUE | 6653.75 | 9041.1155 | Single Family_TRUE | Single Family_TRUE | Single Family_TRUE | Single Family_TRUE | Single Family_TRUE | 2.5gpm | 2.5gpmSingle Family_TRUE | 2.5gpmSingle Family_TRUE
Water_00009613 | SITE_00858 | Room_00014964 | Bathroom_3 | Bathroom | Bathroom Faucet | 1.5 | 1.3267 | 1.5 | 1.5 |  | N/A | N/A | N/A | Bag | 0.796 |  | 1.194 |  | MT | Single Family | Bathroom Faucet | 1377 | 2661.5 | Single Family | FALSE | FALSE |  |  |  | 3992.25 | 3177.831 | Single Family_FALSE | Single Family_FALSE | Single Family_ | Single Family_ | Single Family_ | unknown | unknownSingle Family_ | unknownSingle Family_FALSE
Water_00009614 | SITE_00858 | Room_00014964 | Bathroom_3 | Bathroom | Shower / Bathtub combo with diverter valve | 2 | 2.3589 | 2 | 2.5 |  | Primary | Daily / Almost Daily | N/A | Bag | 0.8492 |  | 2.123 |  | MT | Single Family | Shower | 1377 | 2661.5 | Single Family | TRUE | TRUE | TRUE | TRUE | TRUE | 5323 | 5650.3645 | Single Family_TRUE | Single Family_TRUE | Single Family_TRUE | Single Family_TRUE | Single Family_TRUE | 2.0gpm | 2.0gpmSingle Family_TRUE | 2.0gpmSingle Family_TRUE
Water_00009615 | SITE_00859 | Room_00014968 | Bathroom_6 | Bathroom | Bathroom Faucet | 2.2 | 2.2111 | 2.2 | 2.5 |  | N/A | N/A | N/A | Bag | 0.796 |  | 1.99 |  | MT | Single Family | Bathroom Faucet | 1378 | 2661.5 | Single Family | FALSE | FALSE |  |  |  | 5855.3 | 5296.385 | Single Family_FALSE | Single Family_FALSE | Single Family_ | Single Family_ | Single Family_ | unknown | unknownSingle Family_ | unknownSingle Family_FALSE
Water_00009616 | SITE_00859 | Room_00014968 | Bathroom_6 | Bathroom | Shower / Bathtub combo with diverter valve | 1.4156 | 1.4156 |  | 1.5 |  | Primary | Daily / Almost Daily | N/A | Bag | 0.8492 |  | 1.274 |  | MT | Single Family | Shower | 1378 | 2661.5 | Single Family | TRUE | TRUE | TRUE | TRUE | TRUE | 3767.5011 | 3390.751 | Single Family_TRUE | Single Family_TRUE | Single Family_TRUE | Single Family_TRUE | Single Family_TRUE | <1.5gpm | <1.5gpmSingle Family_TRUE | <1.5gpmSingle Family_TRUE
Water_00009617 | SITE_00859 | Room_00014972 | Kitchen_1 | Kitchen | Kitchen Faucet | 2.2111 | 2.2111 |  | 2.5 |  | N/A | N/A | N/A | Bag | 0.796 |  | 1.99 |  | MT | Single Family | Kitchen Faucet | 1378 | 2661.5 | Single Family | FALSE | FALSE |  |  |  | 5884.8722 | 5296.385 | Single Family_FALSE | Single Family_FALSE | Single Family_ | Single Family_ | Single Family_ | unknown | unknownSingle Family_ | unknownSingle Family_FALSE
Water_00009618 | SITE_00859 | Room_00014974 | Bathroom_1 | Bathroom | Bathroom Faucet | 2.2111 | 2.2111 |  | 2.5 |  | N/A | N/A | N/A | Bag | 0.796 |  | 1.99 |  | MT | Single Family | Bathroom Faucet | 1378 | 2661.5 | Single Family | FALSE | FALSE |  |  |  | 5884.8722 | 5296.385 | Single Family_FALSE | Single Family_FALSE | Single Family_ | Single Family_ | Single Family_ | unknown | unknownSingle Family_ | unknownSingle Family_FALSE
Water_00009619 | SITE_00859 | Room_00014974 | Bathroom_1 | Bathroom | Shower / Bathtub combo with diverter valve | 3.7744 | 3.7744 |  | 4 |  | Secondary | A few times per month | N/A | Bag | 0.8492 |  | 3.397 |  | MT | Single Family | Shower | 1378 | 2661.5 | Single Family | TRUE | TRUE | TRUE | TRUE | TRUE | 10045.6839 | 9041.1155 | Single Family_TRUE | Single Family_TRUE | Single Family_TRUE | Single Family_TRUE | Single Family_TRUE | gt2.5gpm | gt2.5gpmSingle Family_TRUE | gt2.5gpmSingle Family_TRUE
Water_00009620 | SITE_00860 | Room_00014980 | Kitchen_2 | Kitchen | Kitchen Faucet | 1.9456 | 1.9456 |  | 2.2 |  | N/A | N/A | N/A | Bag | 0.796 |  | 1.751 |  | MT | Single Family | Kitchen Faucet | 1379 | 2661.5 | Single Family | FALSE | FALSE |  |  |  | 5178.0961 | 4660.2865 | Single Family_FALSE | Single Family_FALSE | Single Family_ | Single Family_ | Single Family_ | unknown | unknownSingle Family_ | unknownSingle Family_FALSE
Water_00009621 | SITE_00860 | Room_00014985 | Bathroom_1 | Bathroom | Bathroom Faucet | 3.0956 | 3.0956 |  | 3.5 |  | N/A | N/A | N/A | Bag | 0.796 |  | 2.786 |  | MT | Single Family | Bathroom Faucet | 1379 | 2661.5 | Single Family | FALSE | FALSE |  |  |  | 8238.8211 | 7414.939 | Single Family_FALSE | Single Family_FALSE | Single Family_ | Single Family_ | Single Family_ | unknown | unknownSingle Family_ | unknownSingle Family_FALSE
Water_00009622 | SITE_00860 | Room_00014985 | Bathroom_1 | Bathroom | Shower / Bathtub combo with diverter valve | 1.8867 | 1.8867 |  | 2 |  | Secondary | A few times per year | N/A | Bag | 0.8492 |  | 1.698 |  | MT | Single Family | Shower | 1379 | 2661.5 | Single Family | TRUE | TRUE | TRUE | TRUE | TRUE | 5021.3633 | 4519.227 | Single Family_TRUE | Single Family_TRUE | Single Family_TRUE | Single Family_TRUE | Single Family_TRUE | 2.0gpm | 2.0gpmSingle Family_TRUE | 2.0gpmSingle Family_TRUE
Water_00009623 | SITE_00860 | Room_00014989 | Bathroom_2 | Bathroom | Bathroom Faucet | 1.3267 | 1.3267 |  | 1.5 |  | N/A | N/A | N/A | Bag | 0.796 |  | 1.194 |  | MT | Single Family | Bathroom Faucet | 1379 | 2661.5 | Single Family | FALSE | FALSE |  |  |  | 3530.9233 | 3177.831 | Single Family_FALSE | Single Family_FALSE | Single Family_ | Single Family_ | Single Family_ | unknown | unknownSingle Family_ | unknownSingle Family_FALSE
Water_00009624 | SITE_00860 | Room_00014994 | Bathroom_3 | Bathroom | Bathroom Faucet | 2 | 2.2111 | 2 | 2.5 |  | N/A | N/A | N/A | Bag | 0.796 |  | 1.99 |  | MT | Single Family | Bathroom Faucet | 1379 | 2661.5 | Single Family | FALSE | FALSE |  |  |  | 5323 | 5296.385 | Single Family_FALSE | Single Family_FALSE | Single Family_ | Single Family_ | Single Family_ | unknown | unknownSingle Family_ | unknownSingle Family_FALSE
Water_00009625 | SITE_00860 | Room_00014994 | Bathroom_3 | Bathroom | Shower | unknown |  |  |  | Unknown | Secondary | A few times per year | Cant measure flow, tray is being used for laundry | Bag | 0.8492 |  |  | Unknown | MT | Single Family | Shower | 1379 | 2661.5 | Single Family | TRUE | FALSE | FALSE | FALSE | FALSE | 0 | 0 | Single Family_TRUE | Single Family_FALSE | Single Family_FALSE | Single Family_FALSE | Single Family_FALSE | unknown | unknownSingle Family_FALSE | unknownSingle Family_TRUE
Water_00009626 | SITE_00860 | Room_00014996 | Bathroom_4 | Bathroom | Bathroom Faucet | 2.0344 | 2.0344 |  | 2.3 |  | N/A | N/A | N/A | Bag | 0.796 |  | 1.831 |  | MT | Single Family | Bathroom Faucet | 1379 | 2661.5 | Single Family | FALSE | FALSE |  |  |  | 5414.6739 | 4873.2065 | Single Family_FALSE | Single Family_FALSE | Single Family_ | Single Family_ | Single Family_ | unknown | unknownSingle Family_ | unknownSingle Family_FALSE
Water_00009627 | SITE_00860 | Room_00014996 | Bathroom_4 | Bathroom | Bathroom Faucet | 3.1844 | 3.1844 |  | 3.6 |  | N/A | N/A | N/A | Bag | 0.796 |  | 2.866 |  | MT | Single Family | Bathroom Faucet | 1379 | 2661.5 | Single Family | FALSE | FALSE |  |  |  | 8475.3989 | 7627.859 | Single Family_FALSE | Single Family_FALSE | Single Family_ | Single Family_ | Single Family_ | unknown | unknownSingle Family_ | unknownSingle Family_FALSE
Water_00009628 | SITE_00860 | Room_00014996 | Bathroom_4 | Bathroom | Bathtub | unknown |  |  |  | N/A | N/A | N/A | N/A | Unknown |  | N/A |  | N/A | MT | Single Family | Bathtub | 1379 | 2661.5 | Single Family | FALSE | FALSE |  |  |  | 0 | 0 | Single Family_FALSE | Single Family_FALSE | Single Family_ | Single Family_ | Single Family_ | unknown | unknownSingle Family_ | unknownSingle Family_FALSE
Water_00009629 | SITE_00860 | Room_00014996 | Bathroom_4 | Bathroom | Shower | 1.9811 | 1.9811 |  | 2.1 |  | Primary | Daily / Almost Daily | N/A | Bag | 0.8492 |  | 1.783 |  | MT | Single Family | Shower | 1379 | 2661.5 | Single Family | TRUE | FALSE | TRUE | TRUE | TRUE | 5272.7272 | 4745.4545 | Single Family_TRUE | Single Family_FALSE | Single Family_TRUE | Single Family_TRUE | Single Family_TRUE | 2.0gpm | 2.0gpmSingle Family_TRUE | 2.0gpmSingle Family_TRUE
Water_00009630 | SITE_00861 | Room_00014999 | Bathroom_7 | Bathroom | Bathroom Faucet | 1.3267 | 1.3267 |  | 1.5 |  | N/A | N/A | N/A | Bag | 0.796 |  | 1.194 |  | MT | Single Family | Bathroom Faucet | 1380 | 2661.5 | Single Family | FALSE | FALSE |  |  |  | 3530.9233 | 3177.831 | Single Family_FALSE | Single Family_FALSE | Single Family_ | Single Family_ | Single Family_ | unknown | unknownSingle Family_ | unknownSingle Family_FALSE
Water_00009631 | SITE_00861 | Room_00014999 | Bathroom_7 | Bathroom | Bathtub | unknown |  |  |  | N/A | N/A | N/A | N/A | Unknown |  | N/A |  | N/A | MT | Single Family | Bathtub | 1380 | 2661.5 | Single Family | FALSE | FALSE |  |  |  | 0 | 0 | Single Family_FALSE | Single Family_FALSE | Single Family_ | Single Family_ | Single Family_ | unknown | unknownSingle Family_ | unknownSingle Family_FALSE
Water_00009632 | SITE_00861 | Room_00015003 | Kitchen_1 | Kitchen | Kitchen Faucet | 2.2111 | 2.2111 |  | 2.5 |  | N/A | N/A | N/A | Bag | 0.796 |  | 1.99 |  | MT | Single Family | Kitchen Faucet | 1380 | 2661.5 | Single Family | FALSE | FALSE |  |  |  | 5884.8722 | 5296.385 | Single Family_FALSE | Single Family_FALSE | Single Family_ | Single Family_ | Single Family_ | unknown | unknownSingle Family_ | unknownSingle Family_FALSE
Water_00009633 | SITE_00861 | Room_00015006 | Bathroom_1 | Bathroom | Bathroom Faucet | 0.88444 | 0.88444 |  | 1 |  | N/A | N/A | N/A | Bag | 0.796 |  | 0.796 |  | MT | Single Family | Bathroom Faucet | 1380 | 2661.5 | Single Family | FALSE | FALSE |  |  |  | 2353.9489 | 2118.554 | Single Family_FALSE | Single Family_FALSE | Single Family_ | Single Family_ | Single Family_ | unknown | unknownSingle Family_ | unknownSingle Family_FALSE
Water_00009634 | SITE_00861 | Room_00015006 | Bathroom_1 | Bathroom | Shower | 2.0756 | 2.0756 |  | 2.2 |  | Primary | Daily / Almost Daily | N/A | Bag | 0.8492 |  | 1.868 |  | MT | Single Family | Shower | 1380 | 2661.5 | Single Family | TRUE | FALSE | TRUE | TRUE | TRUE | 5524.0911 | 4971.682 | Single Family_TRUE | Single Family_FALSE | Single Family_TRUE | Single Family_TRUE | Single Family_TRUE | 2.5gpm | 2.5gpmSingle Family_TRUE | 2.5gpmSingle Family_TRUE
Water_00009635 | SITE_01246 | Room_00017635 | Kitchen_1 | Kitchen | Kitchen Faucet | 2.2 | 2.3878 | 2.2 | 2.7 |  | N/A | N/A | N/A | Bag | 0.796 |  | 2.149 |  | OR | Multifamily Residence | Kitchen Faucet | 1761 | 751.56 | Multifamily Residence | FALSE | FALSE |  |  |  | 1653.432 | 1615.1024 | Multifamily Residence_FALSE | Multifamily Residence_FALSE | Multifamily Residence_ | Multifamily Residence_ | Multifamily Residence_ | unknown | unknownMultifamily Residence_ | unknownMultifamily Residence_FALSE
Water_00009636 | SITE_01246 | Room_00017636 | Bathroom_1 | Bathroom | Bathroom Faucet | 2.2 | 2.2111 | 2.2 | 2.5 |  | N/A | N/A | N/A | Bag | 0.796 |  | 1.99 |  | OR | Multifamily Residence | Bathroom Faucet | 1761 | 751.56 | Multifamily Residence | FALSE | FALSE |  |  |  | 1653.432 | 1495.6044 | Multifamily Residence_FALSE | Multifamily Residence_FALSE | Multifamily Residence_ | Multifamily Residence_ | Multifamily Residence_ | unknown | unknownMultifamily Residence_ | unknownMultifamily Residence_FALSE
Water_00009637 | SITE_01246 | Room_00017636 | Bathroom_1 | Bathroom | Shower / Bathtub combo with diverter valve | 2.5 | 1.4156 | 2.5 | 1.5 |  | Primary | A few times per month | Shower only used once or twice a month | Bag | 0.8492 |  | 1.274 |  | OR | Multifamily Residence | Shower | 1761 | 751.56 | Multifamily Residence | TRUE | TRUE | TRUE | TRUE | TRUE | 1878.9 | 957.4874 | Multifamily Residence_TRUE | Multifamily Residence_TRUE | Multifamily Residence_TRUE | Multifamily Residence_TRUE | Multifamily Residence_TRUE | 2.5gpm | 2.5gpmMultifamily Residence_TRUE | 2.5gpmMultifamily Residence_TRUE
Water_00009638 | SITE_01248 | Room_00017647 | Bathroom_1 | Bathroom | Bathroom Faucet | 2.2 | 2.6533 | 2.2 | 3 |  | N/A | N/A | N/A | Bag | 0.796 |  | 2.388 |  | OR | Multifamily Residence | Bathroom Faucet | 1763 | 751.56 | Multifamily Residence | FALSE | FALSE |  |  |  | 1653.432 | 1794.7253 | Multifamily Residence_FALSE | Multifamily Residence_FALSE | Multifamily Residence_ | Multifamily Residence_ | Multifamily Residence_ | unknown | unknownMultifamily Residence_ | unknownMultifamily Residence_FALSE
Water_00009639 | SITE_01248 | Room_00017647 | Bathroom_1 | Bathroom | Shower / Bathtub combo with diverter valve | 2.3589 | 2.3589 |  | 2.5 |  | Primary | Daily / Almost Daily | N/A | Bag | 0.8492 |  | 2.123 |  | OR | Multifamily Residence | Shower | 1763 | 751.56 | Multifamily Residence | TRUE | TRUE | TRUE | TRUE | TRUE | 1772.8465 | 1595.5619 | Multifamily Residence_TRUE | Multifamily Residence_TRUE | Multifamily Residence_TRUE | Multifamily Residence_TRUE | Multifamily Residence_TRUE | 2.5gpm | 2.5gpmMultifamily Residence_TRUE | 2.5gpmMultifamily Residence_TRUE
Water_00009640 | SITE_01248 | Room_00017650 | Kitchen_1 | Kitchen | Kitchen Faucet | 2.2111 | 2.2111 |  | 2.5 |  | N/A | N/A | N/A | Bag | 0.796 |  | 1.99 |  | OR | Multifamily Residence | Kitchen Faucet | 1763 | 751.56 | Multifamily Residence | FALSE | FALSE |  |  |  | 1661.7827 | 1495.6044 | Multifamily Residence_FALSE | Multifamily Residence_FALSE | Multifamily Residence_ | Multifamily Residence_ | Multifamily Residence_ | unknown | unknownMultifamily Residence_ | unknownMultifamily Residence_FALSE
Water_00009641 | SITE_01254 | Room_00017687 | Bathroom_1 | Bathroom | Bathroom Faucet | 2.6533 | 2.6533 |  | 3 |  | N/A | N/A | N/A | Bag | 0.796 |  | 2.388 |  | OR | Single Family | Bathroom Faucet | 1769 | 3405.58 | Single Family | FALSE | FALSE |  |  |  | 9036.1389 | 8132.525 | Single Family_FALSE | Single Family_FALSE | Single Family_ | Single Family_ | Single Family_ | unknown | unknownSingle Family_ | unknownSingle Family_FALSE
Water_00009642 | SITE_01254 | Room_00017687 | Bathroom_1 | Bathroom | Shower / Bathtub combo with diverter valve | unknown |  |  |  | Unknown | Primary | Daily / Almost Daily | Cant fit bag over showerhead | Bag | 0.8492 |  |  | Unknown | OR | Single Family | Shower | 1769 | 3405.58 | Single Family | TRUE | TRUE | FALSE | FALSE | FALSE | 0 | 0 | Single Family_TRUE | Single Family_TRUE | Single Family_FALSE | Single Family_FALSE | Single Family_FALSE | unknown | unknownSingle Family_FALSE | unknownSingle Family_TRUE
Water_00009643 | SITE_01254 | Room_00017691 | Kitchen_1 | Kitchen | Kitchen Faucet | 2.2111 | 2.2111 |  | 2.5 |  | N/A | N/A | N/A | Bag | 0.796 |  | 1.99 |  | OR | Single Family | Kitchen Faucet | 1769 | 3405.58 | Single Family | FALSE | FALSE |  |  |  | 7530.1158 | 6777.1042 | Single Family_FALSE | Single Family_FALSE | Single Family_ | Single Family_ | Single Family_ | unknown | unknownSingle Family_ | unknownSingle Family_FALSE
Water_00009644 | SITE_01258 | Room_00017718 | Kitchen_2 | Kitchen | Kitchen Faucet | 2.6533 | 2.6533 |  | 3 |  | N/A | N/A | N/A | Bag | 0.796 |  | 2.388 |  | OR | Multifamily Residence | Kitchen Faucet | 1773 | 751.56 | Multifamily Residence | FALSE | FALSE |  |  |  | 1994.1392 | 1794.7253 | Multifamily Residence_FALSE | Multifamily Residence_FALSE | Multifamily Residence_ | Multifamily Residence_ | Multifamily Residence_ | unknown | unknownMultifamily Residence_ | unknownMultifamily Residence_FALSE
Water_00009645 | SITE_01258 | Room_00017722 | Bathroom_1 | Bathroom | Shower | 3.0189 | 3.0189 |  | 3.2 |  | Primary | Daily / Almost Daily | N/A | Bag | 0.8492 |  | 2.717 |  | OR | Multifamily Residence | Shower | 1773 | 751.56 | Multifamily Residence | TRUE | FALSE | TRUE | TRUE | TRUE | 2268.8761 | 2041.9885 | Multifamily Residence_TRUE | Multifamily Residence_FALSE | Multifamily Residence_TRUE | Multifamily Residence_TRUE | Multifamily Residence_TRUE | gt2.5gpm | gt2.5gpmMultifamily Residence_TRUE | gt2.5gpmMultifamily Residence_TRUE
Water_00009646 | SITE_01258 | Room_00017722 | Bathroom_1 | Bathroom | Bathroom Faucet | 2.2 | 2.2111 | 2.2 | 2.5 |  | N/A | N/A | N/A | Bag | 0.796 |  | 1.99 |  | OR | Multifamily Residence | Bathroom Faucet | 1773 | 751.56 | Multifamily Residence | FALSE | FALSE |  |  |  | 1653.432 | 1495.6044 | Multifamily Residence_FALSE | Multifamily Residence_FALSE | Multifamily Residence_ | Multifamily Residence_ | Multifamily Residence_ | unknown | unknownMultifamily Residence_ | unknownMultifamily Residence_FALSE
Water_00009647 | SITE_01260 | Room_00017738 | Bathroom_1 | Bathroom | Shower / Bathtub combo with diverter valve | 2.5 | 3.3022 | 2.5 | 3.5 |  | Primary | Daily / Almost Daily | N/A | Bag | 0.8492 |  | 2.972 |  | OR | Multifamily Residence | Shower | 1775 | 751.56 | Multifamily Residence | TRUE | TRUE | TRUE | TRUE | TRUE | 1878.9 | 2233.6363 | Multifamily Residence_TRUE | Multifamily Residence_TRUE | Multifamily Residence_TRUE | Multifamily Residence_TRUE | Multifamily Residence_TRUE | 2.5gpm | 2.5gpmMultifamily Residence_TRUE | 2.5gpmMultifamily Residence_TRUE
Water_00009648 | SITE_01260 | Room_00017738 | Bathroom_1 | Bathroom | Bathroom Faucet | 1.3267 | 1.3267 |  | 1.5 |  | N/A | N/A | N/A | Bag | 0.796 |  | 1.194 |  | OR | Multifamily Residence | Bathroom Faucet | 1775 | 751.56 | Multifamily Residence | FALSE | FALSE |  |  |  | 997.0696 | 897.3626 | Multifamily Residence_FALSE | Multifamily Residence_FALSE | Multifamily Residence_ | Multifamily Residence_ | Multifamily Residence_ | unknown | unknownMultifamily Residence_ | unknownMultifamily Residence_FALSE
Water_00009649 | SITE_01260 | Room_00017741 | Kitchen_1 | Kitchen | Kitchen Faucet | 1.9456 | 1.9456 |  | 2.2 |  | N/A | N/A | N/A | Bag | 0.796 |  | 1.751 |  | OR | Multifamily Residence | Kitchen Faucet | 1775 | 751.56 | Multifamily Residence | FALSE | FALSE |  |  |  | 1462.2017 | 1315.9816 | Multifamily Residence_FALSE | Multifamily Residence_FALSE | Multifamily Residence_ | Multifamily Residence_ | Multifamily Residence_ | unknown | unknownMultifamily Residence_ | unknownMultifamily Residence_FALSE
Water_00009650 | SITE_01261 | Room_00017742 | Kitchen_2 | Kitchen | Kitchen Faucet | 1.9456 | 1.9456 |  | 2.2 |  | N/A | N/A | N/A | Bag | 0.796 |  | 1.751 |  | OR | Multifamily Residence | Kitchen Faucet | 1776 | 751.56 | Multifamily Residence | FALSE | FALSE |  |  |  | 1462.2017 | 1315.9816 | Multifamily Residence_FALSE | Multifamily Residence_FALSE | Multifamily Residence_ | Multifamily Residence_ | Multifamily Residence_ | unknown | unknownMultifamily Residence_ | unknownMultifamily Residence_FALSE
Water_00009651 | SITE_01261 | Room_00017747 | Bathroom_1 | Bathroom | Bathroom Faucet | 1.15 | 1.15 |  | 1.3 |  | N/A | N/A | N/A | Bag | 0.796 |  | 1.035 |  | OR | Multifamily Residence | Bathroom Faucet | 1776 | 751.56 | Multifamily Residence | FALSE | FALSE |  |  |  | 864.294 | 777.8646 | Multifamily Residence_FALSE | Multifamily Residence_FALSE | Multifamily Residence_ | Multifamily Residence_ | Multifamily Residence_ | unknown | unknownMultifamily Residence_ | unknownMultifamily Residence_FALSE
Water_00009652 | SITE_01261 | Room_00017747 | Bathroom_1 | Bathroom | Shower / Bathtub combo with diverter valve | 2.3589 | 2.3589 |  | 2.5 |  | Primary | Daily / Almost Daily | Used about 5 times per week | Bag | 0.8492 |  | 2.123 |  | OR | Multifamily Residence | Shower | 1776 | 751.56 | Multifamily Residence | TRUE | TRUE | TRUE | TRUE | TRUE | 1772.8465 | 1595.5619 | Multifamily Residence_TRUE | Multifamily Residence_TRUE | Multifamily Residence_TRUE | Multifamily Residence_TRUE | Multifamily Residence_TRUE | 2.5gpm | 2.5gpmMultifamily Residence_TRUE | 2.5gpmMultifamily Residence_TRUE
Water_00009653 | SITE_01264 | Room_00017771 | Bedroom_6 | Bedroom | Bathroom Faucet | 1.0611 | 1.0611 |  | 1.2 |  | N/A | N/A | N/A | Bag | 0.796 |  | 0.955 |  | OR | Multifamily Residence | Bathroom Faucet | 1779 | 751.56 | Multifamily Residence | FALSE | FALSE |  |  |  | 797.4887 | 717.7398 | Multifamily Residence_FALSE | Multifamily Residence_FALSE | Multifamily Residence_ | Multifamily Residence_ | Multifamily Residence_ | unknown | unknownMultifamily Residence_ | unknownMultifamily Residence_FALSE
Water_00009654 | SITE_01264 | Room_00017771 | Bedroom_6 | Bedroom | Shower / Bathtub combo with diverter valve | 1.8867 | 1.8867 |  | 2 |  | Primary | A few times per week | N/A | Bag | 0.8492 |  | 1.698 |  | OR | Multifamily Residence | Shower | 1779 | 751.56 | Multifamily Residence | TRUE | TRUE | TRUE | TRUE | TRUE | 1417.9432 | 1276.1489 | Multifamily Residence_TRUE | Multifamily Residence_TRUE | Multifamily Residence_TRUE | Multifamily Residence_TRUE | Multifamily Residence_TRUE | 2.0gpm | 2.0gpmMultifamily Residence_TRUE | 2.0gpmMultifamily Residence_TRUE
Water_00009655 | SITE_01264 | Room_00017774 | Kitchen_1 | Kitchen | Bathroom Faucet | 2.2111 | 2.2111 |  | 2.5 |  | N/A | N/A | N/A | Bag | 0.796 |  | 1.99 |  | OR | Multifamily Residence | Bathroom Faucet | 1779 | 751.56 | Multifamily Residence | FALSE | FALSE |  |  |  | 1661.7827 | 1495.6044 | Multifamily Residence_FALSE | Multifamily Residence_FALSE | Multifamily Residence_ | Multifamily Residence_ | Multifamily Residence_ | unknown | unknownMultifamily Residence_ | unknownMultifamily Residence_FALSE
Water_00009656 | SITE_01270 | Room_00017822 | Kitchen_1 | Kitchen | Kitchen Faucet | 1.9456 | 1.9456 |  | 2.2 |  | N/A | N/A | N/A | Bag | 0.796 |  | 1.751 |  | OR | Multifamily Residence | Kitchen Faucet | 1785 | 751.56 | Multifamily Residence | FALSE | FALSE |  |  |  | 1462.2017 | 1315.9816 | Multifamily Residence_FALSE | Multifamily Residence_FALSE | Multifamily Residence_ | Multifamily Residence_ | Multifamily Residence_ | unknown | unknownMultifamily Residence_ | unknownMultifamily Residence_FALSE
Water_00009657 | SITE_01270 | Room_00017827 | Bathroom_1 | Bathroom | Bathroom Faucet | 0.88444 | 0.88444 |  | 1 |  | N/A | N/A | N/A | Bag | 0.796 |  | 0.796 |  | OR | Multifamily Residence | Bathroom Faucet | 1785 | 751.56 | Multifamily Residence | FALSE | FALSE |  |  |  | 664.7131 | 598.2418 | Multifamily Residence_FALSE | Multifamily Residence_FALSE | Multifamily Residence_ | Multifamily Residence_ | Multifamily Residence_ | unknown | unknownMultifamily Residence_ | unknownMultifamily Residence_FALSE
Water_00009658 | SITE_01270 | Room_00017827 | Bathroom_1 | Bathroom | Shower | 2.0756 | 2.0756 |  | 2.2 |  | All used about the same | A few times per week | N/A | Bag | 0.8492 |  | 1.868 |  | OR | Multifamily Residence | Shower | 1785 | 751.56 | Multifamily Residence | TRUE | FALSE | TRUE | TRUE | TRUE | 1559.9045 | 1403.9141 | Multifamily Residence_TRUE | Multifamily Residence_FALSE | Multifamily Residence_TRUE | Multifamily Residence_TRUE | Multifamily Residence_TRUE | 2.5gpm | 2.5gpmMultifamily Residence_TRUE | 2.5gpmMultifamily Residence_TRUE
Water_00009659 | SITE_01270 | Room_00017828 | Bathroom_2 | Bathroom | Bathroom Faucet | 0.70778 | 0.70778 |  | 0.8 |  | N/A | N/A | N/A | Bag | 0.796 |  | 0.637 |  | OR | Multifamily Residence | Bathroom Faucet | 1785 | 751.56 | Multifamily Residence | FALSE | FALSE |  |  |  | 531.9375 | 478.7437 | Multifamily Residence_FALSE | Multifamily Residence_FALSE | Multifamily Residence_ | Multifamily Residence_ | Multifamily Residence_ | unknown | unknownMultifamily Residence_ | unknownMultifamily Residence_FALSE
Water_00009660 | SITE_01270 | Room_00017828 | Bathroom_2 | Bathroom | Shower / Bathtub combo with diverter valve | 1.8867 | 1.8867 |  | 2 |  | All used about the same | A few times per week | N/A | Bag | 0.8492 |  | 1.698 |  | OR | Multifamily Residence | Shower | 1785 | 751.56 | Multifamily Residence | TRUE | TRUE | TRUE | TRUE | TRUE | 1417.9432 | 1276.1489 | Multifamily Residence_TRUE | Multifamily Residence_TRUE | Multifamily Residence_TRUE | Multifamily Residence_TRUE | Multifamily Residence_TRUE | 2.0gpm | 2.0gpmMultifamily Residence_TRUE | 2.0gpmMultifamily Residence_TRUE
Water_00009661 | SITE_01271 | Room_00017832 | Kitchen_1 | Kitchen | Kitchen Faucet | 1.9456 | 1.9456 |  | 2.2 |  | N/A | N/A | N/A | Bag | 0.796 |  | 1.751 |  | OR | Multifamily Residence | Kitchen Faucet | 1786 | 751.56 | Multifamily Residence | FALSE | FALSE |  |  |  | 1462.2017 | 1315.9816 | Multifamily Residence_FALSE | Multifamily Residence_FALSE | Multifamily Residence_ | Multifamily Residence_ | Multifamily Residence_ | unknown | unknownMultifamily Residence_ | unknownMultifamily Residence_FALSE
Water_00009662 | SITE_01271 | Room_00017836 | Bathroom_1 | Bathroom | Bathroom Faucet | 1.3267 | 1.3267 |  | 1.5 |  | N/A | N/A | N/A | Bag | 0.796 |  | 1.194 |  | OR | Multifamily Residence | Bathroom Faucet | 1786 | 751.56 | Multifamily Residence | FALSE | FALSE |  |  |  | 997.0696 | 897.3626 | Multifamily Residence_FALSE | Multifamily Residence_FALSE | Multifamily Residence_ | Multifamily Residence_ | Multifamily Residence_ | unknown | unknownMultifamily Residence_ | unknownMultifamily Residence_FALSE
Water_00009663 | SITE_01271 | Room_00017836 | Bathroom_1 | Bathroom | Shower / Bathtub combo with diverter valve | 2.3589 | 2.3589 |  | 2.5 |  | Primary | Daily / Almost Daily | N/A | Bag | 0.8492 |  | 2.123 |  | OR | Multifamily Residence | Shower | 1786 | 751.56 | Multifamily Residence | TRUE | TRUE | TRUE | TRUE | TRUE | 1772.8465 | 1595.5619 | Multifamily Residence_TRUE | Multifamily Residence_TRUE | Multifamily Residence_TRUE | Multifamily Residence_TRUE | Multifamily Residence_TRUE | 2.5gpm | 2.5gpmMultifamily Residence_TRUE | 2.5gpmMultifamily Residence_TRUE
Water_00009664 | SITE_01273 | Room_00017856 | Living Room_1 | Living Room | Kitchen Faucet | 1.7689 | 1.7689 |  | 2 |  | N/A | N/A | N/A | Bag | 0.796 |  | 1.592 |  | OR | Multifamily Residence | Kitchen Faucet | 1788 | 751.56 | Multifamily Residence | FALSE | FALSE |  |  |  | 1329.4261 | 1196.4835 | Multifamily Residence_FALSE | Multifamily Residence_FALSE | Multifamily Residence_ | Multifamily Residence_ | Multifamily Residence_ | unknown | unknownMultifamily Residence_ | unknownMultifamily Residence_FALSE
Water_00009665 | SITE_01273 | Room_00017858 | Bathroom_1 | Bathroom | Shower / Bathtub combo with diverter valve | 1.6989 | 1.6989 |  | 1.8 |  | Primary | A few times per week | N/A | Bag | 0.8492 |  | 1.529 |  | OR | Multifamily Residence | Shower | 1788 | 751.56 | Multifamily Residence | TRUE | TRUE | TRUE | TRUE | TRUE | 1276.8169 | 1149.1352 | Multifamily Residence_TRUE | Multifamily Residence_TRUE | Multifamily Residence_TRUE | Multifamily Residence_TRUE | Multifamily Residence_TRUE | 1.8gpm | 1.8gpmMultifamily Residence_TRUE | 1.8gpmMultifamily Residence_TRUE
Water_00009666 | SITE_01273 | Room_00017858 | Bathroom_1 | Bathroom | Bathroom Faucet | 1.5 | 1.3267 | 1.5 | 1.5 |  | N/A | N/A | N/A | Bag | 0.796 |  | 1.194 |  | OR | Multifamily Residence | Bathroom Faucet | 1788 | 751.56 | Multifamily Residence | FALSE | FALSE |  |  |  | 1127.34 | 897.3626 | Multifamily Residence_FALSE | Multifamily Residence_FALSE | Multifamily Residence_ | Multifamily Residence_ | Multifamily Residence_ | unknown | unknownMultifamily Residence_ | unknownMultifamily Residence_FALSE
Water_00009667 | SITE_01274 | Room_00017864 | Kitchen_1 | Kitchen | Kitchen Faucet | 1.5 | 2.3878 | 1.5 | 2.7 |  | N/A | N/A | N/A | Bag | 0.796 |  | 2.149 |  | OR | Multifamily Residence | Kitchen Faucet | 1789 | 751.56 | Multifamily Residence | FALSE | FALSE |  |  |  | 1127.34 | 1615.1024 | Multifamily Residence_FALSE | Multifamily Residence_FALSE | Multifamily Residence_ | Multifamily Residence_ | Multifamily Residence_ | unknown | unknownMultifamily Residence_ | unknownMultifamily Residence_FALSE
Water_00009668 | SITE_01274 | Room_00017867 | Bathroom_1 | Bathroom | Bathroom Faucet | 2.2 | 2.3878 | 2.2 | 2.7 |  | N/A | N/A | N/A | Bag | 0.796 |  | 2.149 |  | OR | Multifamily Residence | Bathroom Faucet | 1789 | 751.56 | Multifamily Residence | FALSE | FALSE |  |  |  | 1653.432 | 1615.1024 | Multifamily Residence_FALSE | Multifamily Residence_FALSE | Multifamily Residence_ | Multifamily Residence_ | Multifamily Residence_ | unknown | unknownMultifamily Residence_ | unknownMultifamily Residence_FALSE
Water_00009669 | SITE_01274 | Room_00017873 | Bathroom_6 | Bathroom | Bathroom Faucet | 2.2 | 1.9456 | 2.2 | 2.2 |  | N/A | N/A | N/A | Bag | 0.796 |  | 1.751 |  | OR | Multifamily Residence | Bathroom Faucet | 1789 | 751.56 | Multifamily Residence | FALSE | FALSE |  |  |  | 1653.432 | 1315.9816 | Multifamily Residence_FALSE | Multifamily Residence_FALSE | Multifamily Residence_ | Multifamily Residence_ | Multifamily Residence_ | unknown | unknownMultifamily Residence_ | unknownMultifamily Residence_FALSE
Water_00009670 | SITE_01274 | Room_00017873 | Bathroom_6 | Bathroom | Shower / Bathtub combo with diverter valve | 2.5 | 1.6989 | 2.5 | 1.8 |  | Primary | A few times per week | N/A | Bag | 0.8492 |  | 1.529 |  | OR | Multifamily Residence | Shower | 1789 | 751.56 | Multifamily Residence | TRUE | TRUE | TRUE | TRUE | TRUE | 1878.9 | 1149.1352 | Multifamily Residence_TRUE | Multifamily Residence_TRUE | Multifamily Residence_TRUE | Multifamily Residence_TRUE | Multifamily Residence_TRUE | 2.5gpm | 2.5gpmMultifamily Residence_TRUE | 2.5gpmMultifamily Residence_TRUE
Water_00009671 | SITE_01276 | Room_00017881 | Kitchen_1 | Kitchen | Kitchen Faucet | 2.2 | 2.3 | 2.2 | 2.6 |  | N/A | N/A | N/A | Bag | 0.796 |  | 2.07 |  | OR | Multifamily Residence | Kitchen Faucet | 1791 | 751.56 | Multifamily Residence | FALSE | FALSE |  |  |  | 1653.432 | 1555.7292 | Multifamily Residence_FALSE | Multifamily Residence_FALSE | Multifamily Residence_ | Multifamily Residence_ | Multifamily Residence_ | unknown | unknownMultifamily Residence_ | unknownMultifamily Residence_FALSE
Water_00009672 | SITE_01276 | Room_00017884 | Bathroom_1 | Bathroom | Bathroom Faucet | 1.5 | 2.1222 | 1.5 | 2.4 |  | N/A | N/A | N/A | Bag | 0.796 |  | 1.91 |  | OR | Multifamily Residence | Bathroom Faucet | 1791 | 751.56 | Multifamily Residence | FALSE | FALSE |  |  |  | 1127.34 | 1435.4796 | Multifamily Residence_FALSE | Multifamily Residence_FALSE | Multifamily Residence_ | Multifamily Residence_ | Multifamily Residence_ | unknown | unknownMultifamily Residence_ | unknownMultifamily Residence_FALSE
Water_00009673 | SITE_01276 | Room_00017884 | Bathroom_1 | Bathroom | Shower | 3.0189 | 3.0189 |  | 3.2 |  | All used about the same | Daily / Almost Daily | N/A | Bag | 0.8492 |  | 2.717 |  | OR | Multifamily Residence | Shower | 1791 | 751.56 | Multifamily Residence | TRUE | FALSE | TRUE | TRUE | TRUE | 2268.8761 | 2041.9885 | Multifamily Residence_TRUE | Multifamily Residence_FALSE | Multifamily Residence_TRUE | Multifamily Residence_TRUE | Multifamily Residence_TRUE | gt2.5gpm | gt2.5gpmMultifamily Residence_TRUE | gt2.5gpmMultifamily Residence_TRUE
Water_00009674 | SITE_01276 | Room_00017887 | Bathroom_2 | Bathroom | Bathroom Faucet | 1.8578 | 1.8578 |  | 2.1 |  | N/A | N/A | N/A | Bag | 0.796 |  | 1.672 |  | OR | Multifamily Residence | Bathroom Faucet | 1791 | 751.56 | Multifamily Residence | FALSE | FALSE |  |  |  | 1396.2315 | 1256.6083 | Multifamily Residence_FALSE | Multifamily Residence_FALSE | Multifamily Residence_ | Multifamily Residence_ | Multifamily Residence_ | unknown | unknownMultifamily Residence_ | unknownMultifamily Residence_FALSE
Water_00009675 | SITE_01276 | Room_00017887 | Bathroom_2 | Bathroom | Shower / Bathtub combo with diverter valve | 3.1133 | 3.1133 |  | 3.3 |  | All used about the same | Daily / Almost Daily | N/A | Bag | 0.8492 |  | 2.802 |  | OR | Multifamily Residence | Shower | 1791 | 751.56 | Multifamily Residence | TRUE | TRUE | TRUE | TRUE | TRUE | 2339.8568 | 2105.8711 | Multifamily Residence_TRUE | Multifamily Residence_TRUE | Multifamily Residence_TRUE | Multifamily Residence_TRUE | Multifamily Residence_TRUE | gt2.5gpm | gt2.5gpmMultifamily Residence_TRUE | gt2.5gpmMultifamily Residence_TRUE
Water_00009676 | SITE_01280 | Room_00017929 | Bathroom_1 | Bathroom | Bathroom Faucet | 2.6533 | 2.6533 |  | 3 |  | N/A | N/A | N/A | Bag | 0.796 |  | 2.388 |  | OR | Multifamily Residence | Bathroom Faucet | 1795 | 751.56 | Multifamily Residence | FALSE | FALSE |  |  |  | 1994.1392 | 1794.7253 | Multifamily Residence_FALSE | Multifamily Residence_FALSE | Multifamily Residence_ | Multifamily Residence_ | Multifamily Residence_ | unknown | unknownMultifamily Residence_ | unknownMultifamily Residence_FALSE
Water_00009677 | SITE_01280 | Room_00017929 | Bathroom_1 | Bathroom | Shower / Bathtub combo with diverter valve | 2.3589 | 2.3589 |  | 2.5 |  | Primary | Daily / Almost Daily | N/A | Bag | 0.8492 |  | 2.123 |  | OR | Multifamily Residence | Shower | 1795 | 751.56 | Multifamily Residence | TRUE | TRUE | TRUE | TRUE | TRUE | 1772.8465 | 1595.5619 | Multifamily Residence_TRUE | Multifamily Residence_TRUE | Multifamily Residence_TRUE | Multifamily Residence_TRUE | Multifamily Residence_TRUE | 2.5gpm | 2.5gpmMultifamily Residence_TRUE | 2.5gpmMultifamily Residence_TRUE
Water_00009678 | SITE_01280 | Room_00017930 | Kitchen_1 | Kitchen | Kitchen Faucet | 3.5378 | 3.5378 |  | 4 |  | N/A | N/A | N/A | Bag | 0.796 |  | 3.184 |  | OR | Multifamily Residence | Kitchen Faucet | 1795 | 751.56 | Multifamily Residence | FALSE | FALSE |  |  |  | 2658.8523 | 2392.967 | Multifamily Residence_FALSE | Multifamily Residence_FALSE | Multifamily Residence_ | Multifamily Residence_ | Multifamily Residence_ | unknown | unknownMultifamily Residence_ | unknownMultifamily Residence_FALSE
Water_00009679 | SITE_01282 | Room_00017943 | Bathroom_6 | Bathroom | Bathroom Faucet | 1.3267 | 1.3267 |  | 1.5 |  | N/A | N/A | N/A | Bag | 0.796 |  | 1.194 |  | OR | Multifamily Residence | Bathroom Faucet | 1797 | 751.56 | Multifamily Residence | FALSE | FALSE |  |  |  | 997.0696 | 897.3626 | Multifamily Residence_FALSE | Multifamily Residence_FALSE | Multifamily Residence_ | Multifamily Residence_ | Multifamily Residence_ | unknown | unknownMultifamily Residence_ | unknownMultifamily Residence_FALSE
Water_00009680 | SITE_01282 | Room_00017943 | Bathroom_6 | Bathroom | Shower / Bathtub combo with diverter valve | 2.6422 | 2.6422 |  | 2.8 |  | Primary | Daily / Almost Daily | N/A | Bag | 0.8492 |  | 2.378 |  | OR | Multifamily Residence | Shower | 1797 | 751.56 | Multifamily Residence | TRUE | TRUE | TRUE | TRUE | TRUE | 1985.7885 | 1787.2097 | Multifamily Residence_TRUE | Multifamily Residence_TRUE | Multifamily Residence_TRUE | Multifamily Residence_TRUE | Multifamily Residence_TRUE | gt2.5gpm | gt2.5gpmMultifamily Residence_TRUE | gt2.5gpmMultifamily Residence_TRUE
Water_00009681 | SITE_01282 | Room_00017946 | Kitchen_1 | Kitchen | Kitchen Faucet | 2.6533 | 2.6533 |  | 3 |  | N/A | N/A | N/A | Bag | 0.796 |  | 2.388 |  | OR | Multifamily Residence | Kitchen Faucet | 1797 | 751.56 | Multifamily Residence | FALSE | FALSE |  |  |  | 1994.1392 | 1794.7253 | Multifamily Residence_FALSE | Multifamily Residence_FALSE | Multifamily Residence_ | Multifamily Residence_ | Multifamily Residence_ | unknown | unknownMultifamily Residence_ | unknownMultifamily Residence_FALSE
Water_00009682 | SITE_01284 | Room_00017958 | Bathroom_1 | Bathroom | Bathroom Faucet | 3.0956 | 3.0956 |  | 3.5 |  | N/A | N/A | N/A | Bag | 0.796 |  | 2.786 |  | OR | Multifamily Residence | Bathroom Faucet | 1799 | 751.56 | Multifamily Residence | FALSE | FALSE |  |  |  | 2326.4957 | 2093.8462 | Multifamily Residence_FALSE | Multifamily Residence_FALSE | Multifamily Residence_ | Multifamily Residence_ | Multifamily Residence_ | unknown | unknownMultifamily Residence_ | unknownMultifamily Residence_FALSE
Water_00009683 | SITE_01284 | Room_00017958 | Bathroom_1 | Bathroom | Bathroom Faucet | 3.0956 | 3.0956 |  | 3.5 |  | N/A | N/A | N/A | Bag | 0.796 |  | 2.786 |  | OR | Multifamily Residence | Bathroom Faucet | 1799 | 751.56 | Multifamily Residence | FALSE | FALSE |  |  |  | 2326.4957 | 2093.8462 | Multifamily Residence_FALSE | Multifamily Residence_FALSE | Multifamily Residence_ | Multifamily Residence_ | Multifamily Residence_ | unknown | unknownMultifamily Residence_ | unknownMultifamily Residence_FALSE
Water_00009684 | SITE_01284 | Room_00017958 | Bathroom_1 | Bathroom | Shower / Bathtub combo with diverter valve | 2.8311 | 2.8311 |  | 3 |  | Primary | A few times per month | N/A | Bag | 0.8492 |  | 2.548 |  | OR | Multifamily Residence | Shower | 1799 | 751.56 | Multifamily Residence | TRUE | TRUE | TRUE | TRUE | TRUE | 2127.7499 | 1914.9749 | Multifamily Residence_TRUE | Multifamily Residence_TRUE | Multifamily Residence_TRUE | Multifamily Residence_TRUE | Multifamily Residence_TRUE | gt2.5gpm | gt2.5gpmMultifamily Residence_TRUE | gt2.5gpmMultifamily Residence_TRUE
Water_00009685 | SITE_01284 | Room_00017961 | Kitchen_1 | Kitchen | Kitchen Faucet | 2.9189 | 2.9189 |  | 3.3 |  | N/A | N/A | N/A | Bag | 0.796 |  | 2.627 |  | OR | Multifamily Residence | Kitchen Faucet | 1799 | 751.56 | Multifamily Residence | FALSE | FALSE |  |  |  | 2193.7201 | 1974.3481 | Multifamily Residence_FALSE | Multifamily Residence_FALSE | Multifamily Residence_ | Multifamily Residence_ | Multifamily Residence_ | unknown | unknownMultifamily Residence_ | unknownMultifamily Residence_FALSE
Water_00009686 | SITE_01349 | Room_00018765 | Bathroom_1 | Bathroom | Bathroom Faucet | 2.2111 | 2.2111 |  | 2.5 |  | N/A | N/A | N/A | Bag | 0.796 |  | 1.99 |  | OR | Manufactured | Bathroom Faucet | 1864 | 894.83 | Manufactured | FALSE | FALSE |  |  |  | 1978.5686 | 1780.7117 | Manufactured_FALSE | Manufactured_FALSE | Manufactured_ | Manufactured_ | Manufactured_ | unknown | unknownManufactured_ | unknownManufactured_FALSE
Water_00009687 | SITE_01349 | Room_00018765 | Bathroom_1 | Bathroom | Shower / Bathtub combo with diverter valve | 4.7178 | 4.7178 |  | 5 |  | Primary | A few times per week | N/A | Bag | 0.8492 |  | 4.246 |  | OR | Manufactured | Shower | 1864 | 894.83 | Manufactured | TRUE | TRUE | TRUE | TRUE | TRUE | 4221.6091 | 3799.4482 | Manufactured_TRUE | Manufactured_TRUE | Manufactured_TRUE | Manufactured_TRUE | Manufactured_TRUE | gt2.5gpm | gt2.5gpmManufactured_TRUE | gt2.5gpmManufactured_TRUE
Water_00009688 | SITE_01349 | Room_00018766 | Kitchen_1 | Kitchen | Kitchen Faucet | 1.3267 | 1.3267 |  | 1.5 |  | N/A | N/A | N/A | Bag | 0.796 |  | 1.194 |  | OR | Manufactured | Kitchen Faucet | 1864 | 894.83 | Manufactured | FALSE | FALSE |  |  |  | 1187.1411 | 1068.427 | Manufactured_FALSE | Manufactured_FALSE | Manufactured_ | Manufactured_ | Manufactured_ | unknown | unknownManufactured_ | unknownManufactured_FALSE
Water_00009689 | SITE_01351 | Room_00018795 | Bathroom_1 | Bathroom | Bathroom Faucet | 3.98 | 3.98 |  | 4.5 |  | N/A | N/A | N/A | Bag | 0.796 |  | 3.582 |  | OR | Single Family | Bathroom Faucet | 1866 | 3405.58 | Single Family | FALSE | FALSE |  |  |  | 13554.2084 | 12198.7876 | Single Family_FALSE | Single Family_FALSE | Single Family_ | Single Family_ | Single Family_ | unknown | unknownSingle Family_ | unknownSingle Family_FALSE
Water_00009690 | SITE_01351 | Room_00018795 | Bathroom_1 | Bathroom | Shower / Bathtub combo with diverter valve | 1.8867 | 1.8867 |  | 2 |  | Primary | Daily / Almost Daily | N/A | Bag | 0.8492 |  | 1.698 |  | OR | Single Family | Shower | 1866 | 3405.58 | Single Family | TRUE | TRUE | TRUE | TRUE | TRUE | 6425.1943 | 5782.6748 | Single Family_TRUE | Single Family_TRUE | Single Family_TRUE | Single Family_TRUE | Single Family_TRUE | 2.0gpm | 2.0gpmSingle Family_TRUE | 2.0gpmSingle Family_TRUE
Water_00009691 | SITE_01351 | Room_00018794 | Kitchen_1 | Kitchen | Kitchen Faucet | 2.2111 | 2.2111 |  | 2.5 |  | N/A | N/A | N/A | Bag | 0.796 |  | 1.99 |  | OR | Single Family | Kitchen Faucet | 1866 | 3405.58 | Single Family | FALSE | FALSE |  |  |  | 7530.1158 | 6777.1042 | Single Family_FALSE | Single Family_FALSE | Single Family_ | Single Family_ | Single Family_ | unknown | unknownSingle Family_ | unknownSingle Family_FALSE
Water_00009692 | SITE_01354 | Room_00018824 | Bathroom_1 | Bathroom | Bathroom Faucet | 1.9456 | 1.9456 |  | 2.2 |  | N/A | N/A | N/A | Bag | 0.796 |  | 1.751 |  | OR | Manufactured | Bathroom Faucet | 1869 | 894.83 | Manufactured | FALSE | FALSE |  |  |  | 1740.9415 | 1566.8473 | Manufactured_FALSE | Manufactured_FALSE | Manufactured_ | Manufactured_ | Manufactured_ | unknown | unknownManufactured_ | unknownManufactured_FALSE
Water_00009693 | SITE_01354 | Room_00018824 | Bathroom_1 | Bathroom | Shower / Bathtub combo with diverter valve | 2.6422 | 2.6422 |  | 2.8 |  | Secondary | Daily / Almost Daily | N/A | Bag | 0.8492 |  | 2.378 |  | OR | Manufactured | Shower | 1869 | 894.83 | Manufactured | TRUE | TRUE | TRUE | TRUE | TRUE | 2364.3397 | 2127.9057 | Manufactured_TRUE | Manufactured_TRUE | Manufactured_TRUE | Manufactured_TRUE | Manufactured_TRUE | gt2.5gpm | gt2.5gpmManufactured_TRUE | gt2.5gpmManufactured_TRUE
Water_00009694 | SITE_01354 | Room_00018828 | Kitchen_1 | Kitchen | Kitchen Faucet | 1.3267 | 1.3267 |  | 1.5 |  | N/A | N/A | N/A | Bag | 0.796 |  | 1.194 |  | OR | Manufactured | Kitchen Faucet | 1869 | 894.83 | Manufactured | FALSE | FALSE |  |  |  | 1187.1411 | 1068.427 | Manufactured_FALSE | Manufactured_FALSE | Manufactured_ | Manufactured_ | Manufactured_ | unknown | unknownManufactured_ | unknownManufactured_FALSE
Water_00009695 | SITE_01354 | Room_00018830 | Bathroom_2 | Bathroom | Bathroom Faucet | 1.68 | 1.68 |  | 1.9 |  | N/A | N/A | N/A | Bag | 0.796 |  | 1.512 |  | OR | Manufactured | Bathroom Faucet | 1869 | 894.83 | Manufactured | FALSE | FALSE |  |  |  | 1503.3144 | 1352.983 | Manufactured_FALSE | Manufactured_FALSE | Manufactured_ | Manufactured_ | Manufactured_ | unknown | unknownManufactured_ | unknownManufactured_FALSE
Water_00009696 | SITE_01354 | Room_00018830 | Bathroom_2 | Bathroom | Shower / Bathtub combo with diverter valve | 2.0756 | 2.0756 |  | 2.2 |  | Secondary | A few times per month | N/A | Bag | 0.8492 |  | 1.868 |  | OR | Manufactured | Shower | 1869 | 894.83 | Manufactured | TRUE | TRUE | TRUE | TRUE | TRUE | 1857.2694 | 1671.5424 | Manufactured_TRUE | Manufactured_TRUE | Manufactured_TRUE | Manufactured_TRUE | Manufactured_TRUE | 2.5gpm | 2.5gpmManufactured_TRUE | 2.5gpmManufactured_TRUE
Water_00009697 | SITE_01354 | Room_00018833 | Bathroom_3 | Bathroom | Bathroom Faucet | 1.9456 | 1.9456 |  | 2.2 |  | N/A | N/A | N/A | Bag | 0.796 |  | 1.751 |  | OR | Manufactured | Bathroom Faucet | 1869 | 894.83 | Manufactured | FALSE | FALSE |  |  |  | 1740.9415 | 1566.8473 | Manufactured_FALSE | Manufactured_FALSE | Manufactured_ | Manufactured_ | Manufactured_ | unknown | unknownManufactured_ | unknownManufactured_FALSE
Water_00009698 | SITE_01354 | Room_00018833 | Bathroom_3 | Bathroom | Shower | unknown |  |  |  | Unknown | Primary | Daily / Almost Daily | Dual shower head | Bag | 0.8492 |  |  | Unknown | OR | Manufactured | Shower | 1869 | 894.83 | Manufactured | TRUE | FALSE | FALSE | FALSE | FALSE | 0 | 0 | Manufactured_TRUE | Manufactured_FALSE | Manufactured_FALSE | Manufactured_FALSE | Manufactured_FALSE | unknown | unknownManufactured_FALSE | unknownManufactured_TRUE
Water_00009699 | SITE_01354 | Room_00018833 | Bathroom_3 | Bathroom | Bathtub | unknown |  |  |  | N/A | N/A | N/A | N/A | Unknown |  | N/A |  | N/A | OR | Manufactured | Bathtub | 1869 | 894.83 | Manufactured | FALSE | FALSE |  |  |  | 0 | 0 | Manufactured_FALSE | Manufactured_FALSE | Manufactured_ | Manufactured_ | Manufactured_ | unknown | unknownManufactured_ | unknownManufactured_FALSE
Water_00009700 | SITE_01354 | Room_00018834 | Family Room_3 | Family Room | Kitchen Faucet | 1.3267 | 1.3267 |  | 1.5 |  | N/A | N/A | N/A | Bag | 0.796 |  | 1.194 |  | OR | Manufactured | Kitchen Faucet | 1869 | 894.83 | Manufactured | FALSE | FALSE |  |  |  | 1187.1411 | 1068.427 | Manufactured_FALSE | Manufactured_FALSE | Manufactured_ | Manufactured_ | Manufactured_ | unknown | unknownManufactured_ | unknownManufactured_FALSE
Water_00009701 | SITE_01517 | Room_00025675 | Kitchen_1 | Kitchen | Kitchen Faucet | unknown |  |  | 3.6 |  | N/A | N/A | N/A | Unknown |  | N/A |  | N/A | OR | Single Family | Kitchen Faucet | 2027 | 8874.09 | Single Family | FALSE | FALSE |  |  |  | 0 | 0 | Single Family_FALSE | Single Family_FALSE | Single Family_ | Single Family_ | Single Family_ | unknown | unknownSingle Family_ | unknownSingle Family_FALSE
Water_00009702 | SITE_01517 | Room_00025678 | Bathroom_1 | Bathroom | Bathroom Faucet | unknown |  |  | 2.7 |  | N/A | N/A | N/A | Unknown |  | N/A |  | N/A | OR | Single Family | Bathroom Faucet | 2027 | 8874.09 | Single Family | FALSE | FALSE |  |  |  | 0 | 0 | Single Family_FALSE | Single Family_FALSE | Single Family_ | Single Family_ | Single Family_ | unknown | unknownSingle Family_ | unknownSingle Family_FALSE
Water_00009703 | SITE_01517 | Room_00025689 | Bathroom_3 | Bathroom | Shower | unknown |  |  |  | Unknown | Primary | Unknown | Too large to test | Unknown |  | N/A |  | N/A | OR | Single Family | Shower | 2027 | 8874.09 | Single Family | TRUE | FALSE | FALSE | FALSE | FALSE | 0 | 0 | Single Family_TRUE | Single Family_FALSE | Single Family_FALSE | Single Family_FALSE | Single Family_FALSE | unknown | unknownSingle Family_FALSE | unknownSingle Family_TRUE
Water_00009704 | SITE_01517 | Room_00025689 | Bathroom_3 | Bathroom | Bathroom Faucet | unknown |  |  | 2.7 |  | N/A | N/A | N/A | Unknown |  | N/A |  | N/A | OR | Single Family | Bathroom Faucet | 2027 | 8874.09 | Single Family | FALSE | FALSE |  |  |  | 0 | 0 | Single Family_FALSE | Single Family_FALSE | Single Family_ | Single Family_ | Single Family_ | unknown | unknownSingle Family_ | unknownSingle Family_FALSE
Water_00009705 | SITE_01517 | Room_00025689 | Bathroom_3 | Bathroom | Bathroom Faucet | unknown |  |  | 2.4 |  | N/A | N/A | N/A | Unknown |  | N/A |  | N/A | OR | Single Family | Bathroom Faucet | 2027 | 8874.09 | Single Family | FALSE | FALSE |  |  |  | 0 | 0 | Single Family_FALSE | Single Family_FALSE | Single Family_ | Single Family_ | Single Family_ | unknown | unknownSingle Family_ | unknownSingle Family_FALSE
Water_00009706 | SITE_01517 | Room_00025690 | Bathroom_2 | Bathroom | Bathroom Faucet | unknown |  |  | 2.2 |  | N/A | N/A | N/A | Unknown |  | N/A |  | N/A | OR | Single Family | Bathroom Faucet | 2027 | 8874.09 | Single Family | FALSE | FALSE |  |  |  | 0 | 0 | Single Family_FALSE | Single Family_FALSE | Single Family_ | Single Family_ | Single Family_ | unknown | unknownSingle Family_ | unknownSingle Family_FALSE
Water_00009707 | SITE_01517 | Room_00025690 | Bathroom_2 | Bathroom | Shower | unknown |  |  | 3.6 |  | Secondary | Unknown | N/A | Unknown |  | N/A |  | N/A | OR | Single Family | Shower | 2027 | 8874.09 | Single Family | TRUE | FALSE | FALSE | FALSE | FALSE | 0 | 0 | Single Family_TRUE | Single Family_FALSE | Single Family_FALSE | Single Family_FALSE | Single Family_FALSE | unknown | unknownSingle Family_FALSE | unknownSingle Family_TRUE
Water_00009708 | SITE_01518 | Room_00025693 | Bathroom_1 | Bathroom | Bathroom Faucet | unknown |  |  |  | Unknown | N/A | N/A | N/A | Unknown |  | N/A |  | N/A | WA | Single Family | Bathroom Faucet | 2028 | 2986.36 | Single Family | FALSE | FALSE |  |  |  | 0 | 0 | Single Family_FALSE | Single Family_FALSE | Single Family_ | Single Family_ | Single Family_ | unknown | unknownSingle Family_ | unknownSingle Family_FALSE
Water_00009709 | SITE_01518 | Room_00025693 | Bathroom_1 | Bathroom | Shower | unknown |  |  |  | Unknown | Primary | Unknown | N/A | Unknown |  | N/A |  | N/A | WA | Single Family | Shower | 2028 | 2986.36 | Single Family | TRUE | FALSE | FALSE | FALSE | FALSE | 0 | 0 | Single Family_TRUE | Single Family_FALSE | Single Family_FALSE | Single Family_FALSE | Single Family_FALSE | unknown | unknownSingle Family_FALSE | unknownSingle Family_TRUE
Water_00009710 | SITE_01518 | Room_00025697 | Kitchen_1 | Kitchen | Kitchen Faucet | unknown |  |  |  | Unknown | N/A | N/A | N/A | Unknown |  | N/A |  | N/A | WA | Single Family | Kitchen Faucet | 2028 | 2986.36 | Single Family | FALSE | FALSE |  |  |  | 0 | 0 | Single Family_FALSE | Single Family_FALSE | Single Family_ | Single Family_ | Single Family_ | unknown | unknownSingle Family_ | unknownSingle Family_FALSE
Water_00009711 | SITE_01518 | Room_00025703 | Bathroom_2 | Bathroom | Bathroom Faucet | unknown |  |  |  | Unknown | N/A | N/A | N/A | Unknown |  | N/A |  | N/A | WA | Single Family | Bathroom Faucet | 2028 | 2986.36 | Single Family | FALSE | FALSE |  |  |  | 0 | 0 | Single Family_FALSE | Single Family_FALSE | Single Family_ | Single Family_ | Single Family_ | unknown | unknownSingle Family_ | unknownSingle Family_FALSE
Water_00009712 | SITE_01518 | Room_00025703 | Bathroom_2 | Bathroom | Shower / Bathtub combo with diverter valve | unknown |  |  |  | Unknown | Primary | Unknown | N/A | Unknown |  | N/A |  | N/A | WA | Single Family | Shower | 2028 | 2986.36 | Single Family | TRUE | TRUE | FALSE | FALSE | FALSE | 0 | 0 | Single Family_TRUE | Single Family_TRUE | Single Family_FALSE | Single Family_FALSE | Single Family_FALSE | unknown | unknownSingle Family_FALSE | unknownSingle Family_TRUE
Water_00009713 | SITE_01518 | Room_00025705 | Bathroom_3 | Bathroom | Kitchen Faucet | unknown |  |  |  | Unknown | N/A | N/A | N/A | Unknown |  | N/A |  | N/A | WA | Single Family | Kitchen Faucet | 2028 | 2986.36 | Single Family | FALSE | FALSE |  |  |  | 0 | 0 | Single Family_FALSE | Single Family_FALSE | Single Family_ | Single Family_ | Single Family_ | unknown | unknownSingle Family_ | unknownSingle Family_FALSE
Water_00009714 | SITE_01518 | Room_00025705 | Bathroom_3 | Bathroom | Bathtub | unknown |  |  |  | N/A | N/A | N/A | N/A | Unknown |  | N/A |  | N/A | WA | Single Family | Bathtub | 2028 | 2986.36 | Single Family | FALSE | FALSE |  |  |  | 0 | 0 | Single Family_FALSE | Single Family_FALSE | Single Family_ | Single Family_ | Single Family_ | unknown | unknownSingle Family_ | unknownSingle Family_FALSE
Water_00009715 | SITE_01518 | Room_00025705 | Bathroom_3 | Bathroom | Shower | unknown |  |  |  | Unknown | Primary | Unknown | N/A | Unknown |  | N/A |  | N/A | WA | Single Family | Shower | 2028 | 2986.36 | Single Family | TRUE | FALSE | FALSE | FALSE | FALSE | 0 | 0 | Single Family_TRUE | Single Family_FALSE | Single Family_FALSE | Single Family_FALSE | Single Family_FALSE | unknown | unknownSingle Family_FALSE | unknownSingle Family_TRUE
Water_00009716 | SITE_01518 | Room_00025711 | Kitchen_1 | Kitchen | Kitchen Faucet | unknown |  |  | 2.25 |  | N/A | N/A | N/A | Unknown |  | N/A |  | N/A | WA | Single Family | Kitchen Faucet | 2028 | 2986.36 | Single Family | FALSE | FALSE |  |  |  | 0 | 0 | Single Family_FALSE | Single Family_FALSE | Single Family_ | Single Family_ | Single Family_ | unknown | unknownSingle Family_ | unknownSingle Family_FALSE
Water_00009717 | SITE_01518 | Room_00025712 | Bathroom_1 | Bathroom | Bathroom Faucet | unknown |  |  | 2.75 |  | N/A | N/A | N/A | Unknown |  | N/A |  | N/A | WA | Single Family | Bathroom Faucet | 2028 | 2986.36 | Single Family | FALSE | FALSE |  |  |  | 0 | 0 | Single Family_FALSE | Single Family_FALSE | Single Family_ | Single Family_ | Single Family_ | unknown | unknownSingle Family_ | unknownSingle Family_FALSE
Water_00009718 | SITE_01518 | Room_00025712 | Bathroom_1 | Bathroom | Shower | unknown |  |  | 3.5 |  | Unknown | Unknown | N/A | Unknown |  | N/A |  | N/A | WA | Single Family | Shower | 2028 | 2986.36 | Single Family | TRUE | FALSE | FALSE | FALSE | FALSE | 0 | 0 | Single Family_TRUE | Single Family_FALSE | Single Family_FALSE | Single Family_FALSE | Single Family_FALSE | unknown | unknownSingle Family_FALSE | unknownSingle Family_TRUE
Water_00009719 | SITE_01519 | Room_00025721 | Bathroom_1 | Bathroom | Bathroom Faucet | unknown |  |  |  | Unknown | N/A | N/A | N/A | Unknown |  | N/A |  | N/A | OR | Single Family | Bathroom Faucet | 2029 | 8874.09 | Single Family | FALSE | FALSE |  |  |  | 0 | 0 | Single Family_FALSE | Single Family_FALSE | Single Family_ | Single Family_ | Single Family_ | unknown | unknownSingle Family_ | unknownSingle Family_FALSE
Water_00009720 | SITE_01519 | Room_00025725 | Bathroom_2 | Bathroom | Bathroom Faucet | unknown |  |  |  | Unknown | N/A | N/A | N/A | Unknown |  | N/A |  | N/A | OR | Single Family | Bathroom Faucet | 2029 | 8874.09 | Single Family | FALSE | FALSE |  |  |  | 0 | 0 | Single Family_FALSE | Single Family_FALSE | Single Family_ | Single Family_ | Single Family_ | unknown | unknownSingle Family_ | unknownSingle Family_FALSE
Water_00009721 | SITE_01519 | Room_00025725 | Bathroom_2 | Bathroom | Shower | unknown |  |  |  | Unknown | Primary | Unknown | N/A | Unknown |  | N/A |  | N/A | OR | Single Family | Shower | 2029 | 8874.09 | Single Family | TRUE | FALSE | FALSE | FALSE | FALSE | 0 | 0 | Single Family_TRUE | Single Family_FALSE | Single Family_FALSE | Single Family_FALSE | Single Family_FALSE | unknown | unknownSingle Family_FALSE | unknownSingle Family_TRUE
Water_00009722 | SITE_01519 | Room_00025728 | Bathroom_3 | Bathroom | Bathroom Faucet | unknown |  |  | 1.3 |  | N/A | N/A | N/A | Unknown |  | N/A |  | N/A | OR | Single Family | Bathroom Faucet | 2029 | 8874.09 | Single Family | FALSE | FALSE |  |  |  | 0 | 0 | Single Family_FALSE | Single Family_FALSE | Single Family_ | Single Family_ | Single Family_ | unknown | unknownSingle Family_ | unknownSingle Family_FALSE
Water_00009723 | SITE_01519 | Room_00025728 | Bathroom_3 | Bathroom | Shower / Bathtub combo with diverter valve | unknown |  |  | 2 |  | Primary | Unknown | N/A | Unknown |  | N/A |  | N/A | OR | Single Family | Shower | 2029 | 8874.09 | Single Family | TRUE | TRUE | FALSE | FALSE | FALSE | 0 | 0 | Single Family_TRUE | Single Family_TRUE | Single Family_FALSE | Single Family_FALSE | Single Family_FALSE | unknown | unknownSingle Family_FALSE | unknownSingle Family_TRUE
Water_00009724 | SITE_01519 | Room_00025719 | Kitchen_1 | Kitchen | Kitchen Faucet | unknown |  |  | 2 |  | N/A | N/A | N/A | Unknown |  | N/A |  | N/A | OR | Single Family | Kitchen Faucet | 2029 | 8874.09 | Single Family | FALSE | FALSE |  |  |  | 0 | 0 | Single Family_FALSE | Single Family_FALSE | Single Family_ | Single Family_ | Single Family_ | unknown | unknownSingle Family_ | unknownSingle Family_FALSE
Water_00009725 | SITE_01520 | Room_00025735 | Kitchen_1 | Kitchen | Kitchen Faucet | unknown |  |  | 1.5 |  | N/A | N/A | N/A | Unknown |  | N/A |  | N/A | WA | Single Family | Kitchen Faucet | 2030 | 2986.36 | Single Family | FALSE | FALSE |  |  |  | 0 | 0 | Single Family_FALSE | Single Family_FALSE | Single Family_ | Single Family_ | Single Family_ | unknown | unknownSingle Family_ | unknownSingle Family_FALSE
Water_00009726 | SITE_01520 | Room_00025739 | Bathroom_1 | Bathroom | Bathroom Faucet | 2.2 |  | 2.2 | 3 |  | N/A | N/A | N/A | Unknown |  | N/A |  | N/A | WA | Single Family | Bathroom Faucet | 2030 | 2986.36 | Single Family | FALSE | FALSE |  |  |  | 6569.992 | 0 | Single Family_FALSE | Single Family_FALSE | Single Family_ | Single Family_ | Single Family_ | unknown | unknownSingle Family_ | unknownSingle Family_FALSE
Water_00009727 | SITE_01520 | Room_00025742 | Bathroom_2 | Bathroom | Bathroom Faucet | 2 |  | 2 | 2.5 |  | N/A | N/A | N/A | Unknown |  | N/A |  | N/A | WA | Single Family | Bathroom Faucet | 2030 | 2986.36 | Single Family | FALSE | FALSE |  |  |  | 5972.72 | 0 | Single Family_FALSE | Single Family_FALSE | Single Family_ | Single Family_ | Single Family_ | unknown | unknownSingle Family_ | unknownSingle Family_FALSE
Water_00009728 | SITE_01520 | Room_00025742 | Bathroom_2 | Bathroom | Shower | 2.5 |  | 2.5 | 2.5 |  | Secondary | Unknown | N/A | Unknown |  | N/A |  | N/A | WA | Single Family | Shower | 2030 | 2986.36 | Single Family | TRUE | FALSE | TRUE | FALSE | FALSE | 7465.9 | 0 | Single Family_TRUE | Single Family_FALSE | Single Family_TRUE | Single Family_FALSE | Single Family_FALSE | unknown | unknownSingle Family_FALSE | unknownSingle Family_TRUE
Water_00009729 | SITE_01520 | Room_00025745 | Bathroom_3 | Bathroom | Bathroom Faucet | 2 |  | 2 | 2 |  | N/A | N/A | N/A | Unknown |  | N/A |  | N/A | WA | Single Family | Bathroom Faucet | 2030 | 2986.36 | Single Family | FALSE | FALSE |  |  |  | 5972.72 | 0 | Single Family_FALSE | Single Family_FALSE | Single Family_ | Single Family_ | Single Family_ | unknown | unknownSingle Family_ | unknownSingle Family_FALSE
Water_00009730 | SITE_01520 | Room_00025745 | Bathroom_3 | Bathroom | Shower | unknown |  |  | 3 |  | Primary | Unknown | N/A | Unknown |  | N/A |  | N/A | WA | Single Family | Shower | 2030 | 2986.36 | Single Family | TRUE | FALSE | FALSE | FALSE | FALSE | 0 | 0 | Single Family_TRUE | Single Family_FALSE | Single Family_FALSE | Single Family_FALSE | Single Family_FALSE | unknown | unknownSingle Family_FALSE | unknownSingle Family_TRUE
Water_00009731 | SITE_01521 | Room_00025749 | Family Room_1 | Family Room | Kitchen Faucet | unknown |  |  | 2 |  | N/A | N/A | This is actually in the kitchen | Unknown |  | N/A |  | N/A | OR | Single Family | Kitchen Faucet | 2031 | 8874.09 | Single Family | FALSE | FALSE |  |  |  | 0 | 0 | Single Family_FALSE | Single Family_FALSE | Single Family_ | Single Family_ | Single Family_ | unknown | unknownSingle Family_ | unknownSingle Family_FALSE
Water_00009732 | SITE_01521 | Room_00025750 | Bathroom_1 | Bathroom | Bathroom Faucet | unknown |  |  | 2 |  | N/A | N/A | N/A | Unknown |  | N/A |  | N/A | OR | Single Family | Bathroom Faucet | 2031 | 8874.09 | Single Family | FALSE | FALSE |  |  |  | 0 | 0 | Single Family_FALSE | Single Family_FALSE | Single Family_ | Single Family_ | Single Family_ | unknown | unknownSingle Family_ | unknownSingle Family_FALSE
Water_00009733 | SITE_01521 | Room_00025754 | Bathroom_2 | Bathroom | Shower / Bathtub combo with diverter valve | unknown |  |  | 3.5 |  | Primary | Unknown | N/A | Unknown |  | N/A |  | N/A | OR | Single Family | Shower | 2031 | 8874.09 | Single Family | TRUE | TRUE | FALSE | FALSE | FALSE | 0 | 0 | Single Family_TRUE | Single Family_TRUE | Single Family_FALSE | Single Family_FALSE | Single Family_FALSE | unknown | unknownSingle Family_FALSE | unknownSingle Family_TRUE
Water_00009734 | SITE_01521 | Room_00025754 | Bathroom_2 | Bathroom | Bathroom Faucet | unknown |  |  | 2.5 |  | N/A | N/A | N/A | Unknown |  | N/A |  | N/A | OR | Single Family | Bathroom Faucet | 2031 | 8874.09 | Single Family | FALSE | FALSE |  |  |  | 0 | 0 | Single Family_FALSE | Single Family_FALSE | Single Family_ | Single Family_ | Single Family_ | unknown | unknownSingle Family_ | unknownSingle Family_FALSE
Water_00009735 | SITE_01521 | Room_00025757 | Bathroom_3 | Bathroom | Bathroom Faucet | unknown |  |  | 2.5 |  | N/A | N/A | N/A | Unknown |  | N/A |  | N/A | OR | Single Family | Bathroom Faucet | 2031 | 8874.09 | Single Family | FALSE | FALSE |  |  |  | 0 | 0 | Single Family_FALSE | Single Family_FALSE | Single Family_ | Single Family_ | Single Family_ | unknown | unknownSingle Family_ | unknownSingle Family_FALSE
Water_00009736 | SITE_01521 | Room_00025757 | Bathroom_3 | Bathroom | Bathroom Faucet | unknown |  |  | 2.5 |  | N/A | N/A | N/A | Unknown |  | N/A |  | N/A | OR | Single Family | Bathroom Faucet | 2031 | 8874.09 | Single Family | FALSE | FALSE |  |  |  | 0 | 0 | Single Family_FALSE | Single Family_FALSE | Single Family_ | Single Family_ | Single Family_ | unknown | unknownSingle Family_ | unknownSingle Family_FALSE
Water_00009737 | SITE_01521 | Room_00025757 | Bathroom_3 | Bathroom | Shower | unknown |  |  | 3.5 |  | Secondary | Unknown | N/A | Unknown |  | N/A |  | N/A | OR | Single Family | Shower | 2031 | 8874.09 | Single Family | TRUE | FALSE | FALSE | FALSE | FALSE | 0 | 0 | Single Family_TRUE | Single Family_FALSE | Single Family_FALSE | Single Family_FALSE | Single Family_FALSE | unknown | unknownSingle Family_FALSE | unknownSingle Family_TRUE
Water_00009738 | SITE_01524 | Room_00025765 | Bathroom_1 | Bathroom | Bathroom Faucet | unknown |  |  |  | Unknown | N/A | N/A | N/A | Unknown |  | N/A |  | N/A | OR | Single Family | Bathroom Faucet | 2034 | 8874.09 | Single Family | FALSE | FALSE |  |  |  | 0 | 0 | Single Family_FALSE | Single Family_FALSE | Single Family_ | Single Family_ | Single Family_ | unknown | unknownSingle Family_ | unknownSingle Family_FALSE
Water_00009739 | SITE_01524 | Room_00025765 | Bathroom_1 | Bathroom | Shower / Bathtub combo with diverter valve | unknown |  |  |  | Unknown | Primary | Unknown | N/A | Unknown |  | N/A |  | N/A | OR | Single Family | Shower | 2034 | 8874.09 | Single Family | TRUE | TRUE | FALSE | FALSE | FALSE | 0 | 0 | Single Family_TRUE | Single Family_TRUE | Single Family_FALSE | Single Family_FALSE | Single Family_FALSE | unknown | unknownSingle Family_FALSE | unknownSingle Family_TRUE
Water_00009740 | SITE_01524 | Room_00025767 | Bathroom_2 | Bathroom | Bathroom Faucet | unknown |  |  |  | Unknown | N/A | N/A | N/A | Unknown |  | N/A |  | N/A | OR | Single Family | Bathroom Faucet | 2034 | 8874.09 | Single Family | FALSE | FALSE |  |  |  | 0 | 0 | Single Family_FALSE | Single Family_FALSE | Single Family_ | Single Family_ | Single Family_ | unknown | unknownSingle Family_ | unknownSingle Family_FALSE
Water_00009741 | SITE_01524 | Room_00025767 | Bathroom_2 | Bathroom | Shower | unknown |  |  |  | Unknown | Primary | Unknown | N/A | Unknown |  | N/A |  | N/A | OR | Single Family | Shower | 2034 | 8874.09 | Single Family | TRUE | FALSE | FALSE | FALSE | FALSE | 0 | 0 | Single Family_TRUE | Single Family_FALSE | Single Family_FALSE | Single Family_FALSE | Single Family_FALSE | unknown | unknownSingle Family_FALSE | unknownSingle Family_TRUE
Water_00009742 | SITE_01524 | Room_00025767 | Bathroom_2 | Bathroom | Bathtub | unknown |  |  |  | N/A | N/A | N/A | N/A | Unknown |  | N/A |  | N/A | OR | Single Family | Bathtub | 2034 | 8874.09 | Single Family | FALSE | FALSE |  |  |  | 0 | 0 | Single Family_FALSE | Single Family_FALSE | Single Family_ | Single Family_ | Single Family_ | unknown | unknownSingle Family_ | unknownSingle Family_FALSE
Water_00009743 | SITE_01524 | Room_00025770 | Kitchen_1 | Kitchen | Kitchen Faucet | unknown |  |  |  | Unknown | N/A | N/A | N/A | Unknown |  | N/A |  | N/A | OR | Single Family | Kitchen Faucet | 2034 | 8874.09 | Single Family | FALSE | FALSE |  |  |  | 0 | 0 | Single Family_FALSE | Single Family_FALSE | Single Family_ | Single Family_ | Single Family_ | unknown | unknownSingle Family_ | unknownSingle Family_FALSE
Water_00009744 | SITE_01524 | Room_00025773 | Bathroom_3 | Bathroom | Bathroom Faucet | unknown |  |  |  | Unknown | N/A | N/A | N/A | Unknown |  | N/A |  | N/A | OR | Single Family | Bathroom Faucet | 2034 | 8874.09 | Single Family | FALSE | FALSE |  |  |  | 0 | 0 | Single Family_FALSE | Single Family_FALSE | Single Family_ | Single Family_ | Single Family_ | unknown | unknownSingle Family_ | unknownSingle Family_FALSE
Water_00009745 | SITE_01525 | Room_00025777 | Kitchen_1 | Kitchen | Kitchen Faucet | unknown |  |  | 2.5 |  | N/A | N/A | N/A | Unknown |  | N/A |  | N/A | OR | Single Family | Kitchen Faucet | 2035 | 8874.09 | Single Family | FALSE | FALSE |  |  |  | 0 | 0 | Single Family_FALSE | Single Family_FALSE | Single Family_ | Single Family_ | Single Family_ | unknown | unknownSingle Family_ | unknownSingle Family_FALSE
Water_00009746 | SITE_01525 | Room_00025785 | Bathroom_1 | Bathroom | Bathroom Faucet | unknown |  |  | 2.5 |  | N/A | N/A | N/A | Unknown |  | N/A |  | N/A | OR | Single Family | Bathroom Faucet | 2035 | 8874.09 | Single Family | FALSE | FALSE |  |  |  | 0 | 0 | Single Family_FALSE | Single Family_FALSE | Single Family_ | Single Family_ | Single Family_ | unknown | unknownSingle Family_ | unknownSingle Family_FALSE
Water_00009747 | SITE_01525 | Room_00025785 | Bathroom_1 | Bathroom | Shower / Bathtub combo with diverter valve | unknown |  |  | 2.5 |  | Primary | Unknown | N/A | Unknown |  | N/A |  | N/A | OR | Single Family | Shower | 2035 | 8874.09 | Single Family | TRUE | TRUE | FALSE | FALSE | FALSE | 0 | 0 | Single Family_TRUE | Single Family_TRUE | Single Family_FALSE | Single Family_FALSE | Single Family_FALSE | unknown | unknownSingle Family_FALSE | unknownSingle Family_TRUE
Water_00009748 | SITE_01527 | Room_00025792 | Kitchen_1 | Kitchen | Kitchen Faucet | unknown |  |  |  | Unknown | N/A | N/A | N/A | Unknown |  | N/A |  | N/A | OR | Single Family | Kitchen Faucet | 2037 | 8874.09 | Single Family | FALSE | FALSE |  |  |  | 0 | 0 | Single Family_FALSE | Single Family_FALSE | Single Family_ | Single Family_ | Single Family_ | unknown | unknownSingle Family_ | unknownSingle Family_FALSE
Water_00009749 | SITE_01530 | Room_00025803 | Kitchen_1 | Kitchen | Kitchen Faucet | unknown |  |  | 2.4 |  | N/A | N/A | Unable to find rated flow | Unknown |  | N/A |  | N/A | OR | Single Family | Kitchen Faucet | 2040 | 8874.09 | Single Family | FALSE | FALSE |  |  |  | 0 | 0 | Single Family_FALSE | Single Family_FALSE | Single Family_ | Single Family_ | Single Family_ | unknown | unknownSingle Family_ | unknownSingle Family_FALSE
Water_00009750 | SITE_01530 | Room_00025808 | Bathroom_1 | Bathroom | Bathroom Faucet | 2.2 |  | 2.2 | 2.2 |  | N/A | N/A | N/A | Unknown |  | N/A |  | N/A | OR | Single Family | Bathroom Faucet | 2040 | 8874.09 | Single Family | FALSE | FALSE |  |  |  | 19522.998 | 0 | Single Family_FALSE | Single Family_FALSE | Single Family_ | Single Family_ | Single Family_ | unknown | unknownSingle Family_ | unknownSingle Family_FALSE
Water_00009751 | SITE_01530 | Room_00025808 | Bathroom_1 | Bathroom | Shower | unknown |  |  | 1.5 |  | All used about the same | Unknown | N/A | Unknown |  | N/A |  | N/A | OR | Single Family | Shower | 2040 | 8874.09 | Single Family | TRUE | FALSE | FALSE | FALSE | FALSE | 0 | 0 | Single Family_TRUE | Single Family_FALSE | Single Family_FALSE | Single Family_FALSE | Single Family_FALSE | unknown | unknownSingle Family_FALSE | unknownSingle Family_TRUE
Water_00009752 | SITE_01530 | Room_00025811 | Bathroom_2 | Bathroom | Bathroom Faucet | unknown |  |  | 1.5 |  | N/A | N/A | No rated flow | Unknown |  | N/A |  | N/A | OR | Single Family | Bathroom Faucet | 2040 | 8874.09 | Single Family | FALSE | FALSE |  |  |  | 0 | 0 | Single Family_FALSE | Single Family_FALSE | Single Family_ | Single Family_ | Single Family_ | unknown | unknownSingle Family_ | unknownSingle Family_FALSE
Water_00009753 | SITE_01530 | Room_00025811 | Bathroom_2 | Bathroom | Shower / Bathtub combo with diverter valve | unknown |  |  | 1.5 |  | All used about the same | Unknown | N/A | Unknown |  | N/A |  | N/A | OR | Single Family | Shower | 2040 | 8874.09 | Single Family | TRUE | TRUE | FALSE | FALSE | FALSE | 0 | 0 | Single Family_TRUE | Single Family_TRUE | Single Family_FALSE | Single Family_FALSE | Single Family_FALSE | unknown | unknownSingle Family_FALSE | unknownSingle Family_TRUE
Water_00009754 | SITE_01530 | Room_00025814 | Bathroom_3 | Bathroom | Bathroom Faucet | unknown |  |  | 1.5 |  | N/A | N/A | N/A | Unknown |  | N/A |  | N/A | OR | Single Family | Bathroom Faucet | 2040 | 8874.09 | Single Family | FALSE | FALSE |  |  |  | 0 | 0 | Single Family_FALSE | Single Family_FALSE | Single Family_ | Single Family_ | Single Family_ | unknown | unknownSingle Family_ | unknownSingle Family_FALSE
Water_00009755 | SITE_01530 | Room_00025814 | Bathroom_3 | Bathroom | Shower | unknown |  |  | 2.5 |  | All used about the same | Unknown | N/A | Unknown |  | N/A |  | N/A | OR | Single Family | Shower | 2040 | 8874.09 | Single Family | TRUE | FALSE | FALSE | FALSE | FALSE | 0 | 0 | Single Family_TRUE | Single Family_FALSE | Single Family_FALSE | Single Family_FALSE | Single Family_FALSE | unknown | unknownSingle Family_FALSE | unknownSingle Family_TRUE
Water_00009756 | SITE_01536 | Room_00025816 | Bathroom_1 | Bathroom | Bathroom Faucet | unknown |  |  | 1 |  | N/A | N/A | No measured flow found | Unknown |  | N/A |  | N/A | OR | Single Family | Bathroom Faucet | 2045 | 8874.09 | Single Family | FALSE | FALSE |  |  |  | 0 | 0 | Single Family_FALSE | Single Family_FALSE | Single Family_ | Single Family_ | Single Family_ | unknown | unknownSingle Family_ | unknownSingle Family_FALSE
Water_00009757 | SITE_01536 | Room_00025816 | Bathroom_1 | Bathroom | Shower | unknown |  |  | 1.2 |  | All used about the same | Unknown | N/A | Unknown |  | N/A |  | N/A | OR | Single Family | Shower | 2045 | 8874.09 | Single Family | TRUE | FALSE | FALSE | FALSE | FALSE | 0 | 0 | Single Family_TRUE | Single Family_FALSE | Single Family_FALSE | Single Family_FALSE | Single Family_FALSE | unknown | unknownSingle Family_FALSE | unknownSingle Family_TRUE
Water_00009758 | SITE_01536 | Room_00025817 | Basement_1 | Basement | Kitchen Faucet | 2.2 |  | 2.2 | 1.5 |  | N/A | N/A | Bar sink | Unknown |  | N/A |  | N/A | OR | Single Family | Kitchen Faucet | 2045 | 8874.09 | Single Family | FALSE | FALSE |  |  |  | 19522.998 | 0 | Single Family_FALSE | Single Family_FALSE | Single Family_ | Single Family_ | Single Family_ | unknown | unknownSingle Family_ | unknownSingle Family_FALSE
Water_00009759 | SITE_01536 | Room_00025818 | Kitchen_1 | Kitchen | Kitchen Faucet | 2.2 |  | 2.2 | 2.8 |  | N/A | N/A | N/A | Unknown |  | N/A |  | N/A | OR | Single Family | Kitchen Faucet | 2045 | 8874.09 | Single Family | FALSE | FALSE |  |  |  | 19522.998 | 0 | Single Family_FALSE | Single Family_FALSE | Single Family_ | Single Family_ | Single Family_ | unknown | unknownSingle Family_ | unknownSingle Family_FALSE
Water_00009760 | SITE_01536 | Room_00025818 | Kitchen_1 | Kitchen | Kitchen Faucet | 2.2 |  | 2.2 | 2.3 |  | N/A | N/A | N/A | Unknown |  | N/A |  | N/A | OR | Single Family | Kitchen Faucet | 2045 | 8874.09 | Single Family | FALSE | FALSE |  |  |  | 19522.998 | 0 | Single Family_FALSE | Single Family_FALSE | Single Family_ | Single Family_ | Single Family_ | unknown | unknownSingle Family_ | unknownSingle Family_FALSE
Water_00009761 | SITE_01536 | Room_00025826 | Bathroom_2 | Bathroom | Bathroom Faucet | unknown |  |  | 1.4 |  | N/A | N/A | N/A | Unknown |  | N/A |  | N/A | OR | Single Family | Bathroom Faucet | 2045 | 8874.09 | Single Family | FALSE | FALSE |  |  |  | 0 | 0 | Single Family_FALSE | Single Family_FALSE | Single Family_ | Single Family_ | Single Family_ | unknown | unknownSingle Family_ | unknownSingle Family_FALSE
Water_00009762 | SITE_01536 | Room_00025826 | Bathroom_2 | Bathroom | Shower / Bathtub combo with diverter valve | unknown |  |  | 4 |  | All used about the same | Unknown | N/A | Unknown |  | N/A |  | N/A | OR | Single Family | Shower | 2045 | 8874.09 | Single Family | TRUE | TRUE | FALSE | FALSE | FALSE | 0 | 0 | Single Family_TRUE | Single Family_TRUE | Single Family_FALSE | Single Family_FALSE | Single Family_FALSE | unknown | unknownSingle Family_FALSE | unknownSingle Family_TRUE
Water_00009763 | SITE_02068 | Room_00009991 | Bathroom_1 | Bathroom | Bathroom Faucet | 1.3267 | 1.3267 |  | 1.5 |  | N/A | N/A | N/A | Bag | 0.796 |  | 1.194 |  | WA | Multifamily Residence | Bathroom Faucet | 2575 | 687.85 | Multifamily Residence | FALSE | FALSE |  |  |  | 912.5477 | 821.2929 | Multifamily Residence_FALSE | Multifamily Residence_FALSE | Multifamily Residence_ | Multifamily Residence_ | Multifamily Residence_ | unknown | unknownMultifamily Residence_ | unknownMultifamily Residence_FALSE
Water_00009764 | SITE_02068 | Room_00009991 | Bathroom_1 | Bathroom | Shower / Bathtub combo with diverter valve | 2.5 | 3.3022 | 2.5 | 3.5 |  | Primary | A few times per week | N/A | Bag | 0.8492 |  | 2.972 |  | WA | Multifamily Residence | Shower | 2575 | 687.85 | Multifamily Residence | TRUE | TRUE | TRUE | TRUE | TRUE | 1719.625 | 2044.2902 | Multifamily Residence_TRUE | Multifamily Residence_TRUE | Multifamily Residence_TRUE | Multifamily Residence_TRUE | Multifamily Residence_TRUE | 2.5gpm | 2.5gpmMultifamily Residence_TRUE | 2.5gpmMultifamily Residence_TRUE
Water_00009765 | SITE_02068 | Room_00009995 | Kitchen_2 | Kitchen | Kitchen Faucet | 1.0611 | 1.0611 |  | 1.2 |  | N/A | N/A | N/A | Bag | 0.796 |  | 0.955 |  | WA | Multifamily Residence | Kitchen Faucet | 2575 | 687.85 | Multifamily Residence | FALSE | FALSE |  |  |  | 729.8853 | 656.8967 | Multifamily Residence_FALSE | Multifamily Residence_FALSE | Multifamily Residence_ | Multifamily Residence_ | Multifamily Residence_ | unknown | unknownMultifamily Residence_ | unknownMultifamily Residence_FALSE
Water_00009766 | SITE_00016 | Room_00025840 | Bathroom_1 | Bathroom | Bathroom Faucet | unknown |  |  | 3 |  | N/A | N/A | N/A | Unknown |  | N/A |  | N/A | WA | Manufactured | Bathroom Faucet | 539 | 1313.97 | Manufactured | FALSE | FALSE |  |  |  | 0 | 0 | Manufactured_FALSE | Manufactured_FALSE | Manufactured_ | Manufactured_ | Manufactured_ | unknown | unknownManufactured_ | unknownManufactured_FALSE
Water_00009767 | SITE_00016 | Room_00025840 | Bathroom_1 | Bathroom | Shower | unknown |  |  | 3.5 |  | Primary | Daily / Almost Daily | N/A | Unknown |  | N/A |  | N/A | WA | Manufactured | Shower | 539 | 1313.97 | Manufactured | TRUE | FALSE | FALSE | FALSE | FALSE | 0 | 0 | Manufactured_TRUE | Manufactured_FALSE | Manufactured_FALSE | Manufactured_FALSE | Manufactured_FALSE | unknown | unknownManufactured_FALSE | unknownManufactured_TRUE
Water_00009768 | SITE_00016 | Room_00025844 | Kitchen_1 | Kitchen | Kitchen Faucet | unknown |  |  | 3 |  | N/A | N/A | N/A | Unknown |  | N/A |  | N/A | WA | Manufactured | Kitchen Faucet | 539 | 1313.97 | Manufactured | FALSE | FALSE |  |  |  | 0 | 0 | Manufactured_FALSE | Manufactured_FALSE | Manufactured_ | Manufactured_ | Manufactured_ | unknown | unknownManufactured_ | unknownManufactured_FALSE
Water_00009769 | SITE_00016 | Room_00006546 | Bathroom_1 | Bathroom | Bathroom Faucet | 3.98 | 3.98 |  | 4.5 |  | N/A | N/A | N/A | Bag | 0.796 |  | 3.582 |  | WA | Manufactured | Bathroom Faucet | 539 | 1313.97 | Manufactured | FALSE | FALSE |  |  |  | 5229.6006 | 4706.6405 | Manufactured_FALSE | Manufactured_FALSE | Manufactured_ | Manufactured_ | Manufactured_ | unknown | unknownManufactured_ | unknownManufactured_FALSE
Water_00009770 | SITE_00016 | Room_00006546 | Bathroom_1 | Bathroom | Shower / Bathtub combo with diverter valve | 2 | 2.3589 | 2 | 2.5 |  | All used about the same | Daily / Almost Daily | N/A | Bag | 0.8492 |  | 2.123 |  | WA | Manufactured | Shower | 539 | 1313.97 | Manufactured | TRUE | TRUE | TRUE | TRUE | TRUE | 2627.94 | 2789.5583 | Manufactured_TRUE | Manufactured_TRUE | Manufactured_TRUE | Manufactured_TRUE | Manufactured_TRUE | 2.0gpm | 2.0gpmManufactured_TRUE | 2.0gpmManufactured_TRUE
Water_00009771 | SITE_00016 | Room_00006548 | Kitchen_1 | Kitchen | Kitchen Faucet | 2.6533 | 2.6533 |  | 3 |  | N/A | N/A | N/A | Bag | 0.796 |  | 2.388 |  | WA | Manufactured | Kitchen Faucet | 539 | 1313.97 | Manufactured | FALSE | FALSE |  |  |  | 3486.4004 | 3137.7604 | Manufactured_FALSE | Manufactured_FALSE | Manufactured_ | Manufactured_ | Manufactured_ | unknown | unknownManufactured_ | unknownManufactured_FALSE
Water_00009772 | SITE_00016 | Room_00006556 | Bathroom_2 | Bathroom | Bathroom Faucet | 2.2 | 1.5922 | 2.2 | 1.8 |  | N/A | N/A | N/A | Bag | 0.796 |  | 1.433 |  | WA | Manufactured | Bathroom Faucet | 539 | 1313.97 | Manufactured | FALSE | FALSE |  |  |  | 2890.734 | 1882.919 | Manufactured_FALSE | Manufactured_FALSE | Manufactured_ | Manufactured_ | Manufactured_ | unknown | unknownManufactured_ | unknownManufactured_FALSE
Water_00009773 | SITE_00016 | Room_00006556 | Bathroom_2 | Bathroom | Shower | 2.6422 | 2.6422 |  | 2.8 |  | All used about the same | Daily / Almost Daily | N/A | Bag | 0.8492 |  | 2.378 |  | WA | Manufactured | Shower | 539 | 1313.97 | Manufactured | TRUE | FALSE | TRUE | TRUE | TRUE | 3471.8007 | 3124.6207 | Manufactured_TRUE | Manufactured_FALSE | Manufactured_TRUE | Manufactured_TRUE | Manufactured_TRUE | gt2.5gpm | gt2.5gpmManufactured_TRUE | gt2.5gpmManufactured_TRUE
Water_00009774 | SITE_00016 | Room_00006556 | Bathroom_2 | Bathroom | Bathtub | unknown |  |  |  | N/A | N/A | N/A | N/A | Unknown |  | N/A |  | N/A | WA | Manufactured | Bathtub | 539 | 1313.97 | Manufactured | FALSE | FALSE |  |  |  | 0 | 0 | Manufactured_FALSE | Manufactured_FALSE | Manufactured_ | Manufactured_ | Manufactured_ | unknown | unknownManufactured_ | unknownManufactured_FALSE
Water_00009775 | SITE_00017 | Room_00006558 | Bathroom_6 | Bathroom | Bathroom Faucet | 1.7689 | 1.7689 |  | 2 |  | N/A | N/A | GPM not listed | Bag | 0.796 |  | 1.592 |  | WA | Manufactured | Bathroom Faucet | 540 | 997.59 | Manufactured | FALSE | FALSE |  |  |  | 1764.6259 | 1588.1633 | Manufactured_FALSE | Manufactured_FALSE | Manufactured_ | Manufactured_ | Manufactured_ | unknown | unknownManufactured_ | unknownManufactured_FALSE
Water_00009776 | SITE_00017 | Room_00006558 | Bathroom_6 | Bathroom | Shower / Bathtub combo with diverter valve | unknown |  |  |  | Unknown | Primary | A few times per week | Gpm not listed. Could not measure flow due to large size of unique flat shower head. | Bag | 0.8492 |  |  | Unknown | WA | Manufactured | Shower | 540 | 997.59 | Manufactured | TRUE | TRUE | FALSE | FALSE | FALSE | 0 | 0 | Manufactured_TRUE | Manufactured_TRUE | Manufactured_FALSE | Manufactured_FALSE | Manufactured_FALSE | unknown | unknownManufactured_FALSE | unknownManufactured_TRUE
Water_00009777 | SITE_00017 | Room_00006564 | Kitchen_1 | Kitchen | Kitchen Faucet | 1.8 | 1.2378 | 1.8 | 1.4 |  | N/A | N/A | N/A | Bag | 0.796 |  | 1.114 |  | WA | Manufactured | Kitchen Faucet | 540 | 997.59 | Manufactured | FALSE | FALSE |  |  |  | 1795.662 | 1111.3153 | Manufactured_FALSE | Manufactured_FALSE | Manufactured_ | Manufactured_ | Manufactured_ | unknown | unknownManufactured_ | unknownManufactured_FALSE
Water_00009778 | SITE_00017 | Room_00006566 | Bathroom_1 | Bathroom | Bathroom Faucet | 2.2 | 1.3267 | 2.2 | 1.5 |  | N/A | N/A | N/A | Bag | 0.796 |  | 1.194 |  | WA | Manufactured | Bathroom Faucet | 540 | 997.59 | Manufactured | FALSE | FALSE |  |  |  | 2194.698 | 1191.1225 | Manufactured_FALSE | Manufactured_FALSE | Manufactured_ | Manufactured_ | Manufactured_ | unknown | unknownManufactured_ | unknownManufactured_FALSE
Water_00009779 | SITE_00017 | Room_00006566 | Bathroom_1 | Bathroom | Shower | 2.5 | 1.8867 | 2.5 | 2 |  | All used about the same | Daily / Almost Daily | N/A | Bag | 0.8492 |  | 1.698 |  | WA | Manufactured | Shower | 540 | 997.59 | Manufactured | TRUE | FALSE | TRUE | TRUE | TRUE | 2493.975 | 1693.9078 | Manufactured_TRUE | Manufactured_FALSE | Manufactured_TRUE | Manufactured_TRUE | Manufactured_TRUE | 2.5gpm | 2.5gpmManufactured_TRUE | 2.5gpmManufactured_TRUE
Water_00009780 | SITE_00033 | Room_00006739 | Kitchen_1 | Kitchen | Kitchen Faucet | 1.3267 | 1.3267 |  | 1.5 |  | N/A | N/A | Gpm not listed | Bag | 0.796 |  | 1.194 |  | WA | Manufactured | Kitchen Faucet | 556 | 1313.97 | Manufactured | FALSE | FALSE |  |  |  | 1743.2002 | 1568.8802 | Manufactured_FALSE | Manufactured_FALSE | Manufactured_ | Manufactured_ | Manufactured_ | unknown | unknownManufactured_ | unknownManufactured_FALSE
Water_00009781 | SITE_00033 | Room_00006742 | Bathroom_1 | Bathroom | Bathroom Faucet | 2.2 | 2.6533 | 2.2 | 3 |  | N/A | N/A | N/A | Bag | 0.796 |  | 2.388 |  | WA | Manufactured | Bathroom Faucet | 556 | 1313.97 | Manufactured | FALSE | FALSE |  |  |  | 2890.734 | 3137.7604 | Manufactured_FALSE | Manufactured_FALSE | Manufactured_ | Manufactured_ | Manufactured_ | unknown | unknownManufactured_ | unknownManufactured_FALSE
Water_00009782 | SITE_00033 | Room_00006742 | Bathroom_1 | Bathroom | Shower / Bathtub combo with diverter valve | 2.5 | 1.4156 | 2.5 | 1.5 |  | Primary | Daily / Almost Daily | Kids shower. Used more often than master bath | Bag | 0.8492 |  | 1.274 |  | WA | Manufactured | Shower | 556 | 1313.97 | Manufactured | TRUE | TRUE | TRUE | TRUE | TRUE | 3284.925 | 1673.9978 | Manufactured_TRUE | Manufactured_TRUE | Manufactured_TRUE | Manufactured_TRUE | Manufactured_TRUE | 2.5gpm | 2.5gpmManufactured_TRUE | 2.5gpmManufactured_TRUE
Water_00009783 | SITE_00033 | Room_00006743 | Bathroom_2 | Bathroom | Bathroom Faucet | 2.2111 | 2.2111 |  | 2.5 |  | N/A | N/A | Gpm not to sediment deposits that couldn't be wiped off | Bag | 0.796 |  | 1.99 |  | WA | Manufactured | Bathroom Faucet | 556 | 1313.97 | Manufactured | FALSE | FALSE |  |  |  | 2905.3337 | 2614.8003 | Manufactured_FALSE | Manufactured_FALSE | Manufactured_ | Manufactured_ | Manufactured_ | unknown | unknownManufactured_ | unknownManufactured_FALSE
Water_00009784 | SITE_00033 | Room_00006743 | Bathroom_2 | Bathroom | Shower / Bathtub combo with diverter valve | 2.5 | 1.1322 | 2.5 | 1.2 |  | Secondary | A few times per week | Parents shower. Only used a couple times a week | Bag | 0.8492 |  | 1.019 |  | WA | Manufactured | Shower | 556 | 1313.97 | Manufactured | TRUE | TRUE | TRUE | TRUE | TRUE | 3284.925 | 1338.9354 | Manufactured_TRUE | Manufactured_TRUE | Manufactured_TRUE | Manufactured_TRUE | Manufactured_TRUE | 2.5gpm | 2.5gpmManufactured_TRUE | 2.5gpmManufactured_TRUE
Water_00009785 | SITE_00038 | Room_00006793 | Kitchen_1 | Kitchen | Kitchen Faucet | 2.0344 | 2.0344 |  | 2.3 |  | N/A | N/A | Gpm not listed | Bag | 0.796 |  | 1.831 |  | WA | Manufactured | Kitchen Faucet | 561 | 1313.97 | Manufactured | FALSE | FALSE |  |  |  | 2673.199 | 2405.8791 | Manufactured_FALSE | Manufactured_FALSE | Manufactured_ | Manufactured_ | Manufactured_ | unknown | unknownManufactured_ | unknownManufactured_FALSE
Water_00009786 | SITE_00038 | Room_00006794 | Bathroom_1 | Bathroom | Bathroom Faucet | 1.5 | 3.0956 | 1.5 | 3.5 |  | N/A | N/A | N/A | Bag | 0.796 |  | 2.786 |  | WA | Manufactured | Bathroom Faucet | 561 | 1313.97 | Manufactured | FALSE | FALSE |  |  |  | 1970.955 | 3660.7204 | Manufactured_FALSE | Manufactured_FALSE | Manufactured_ | Manufactured_ | Manufactured_ | unknown | unknownManufactured_ | unknownManufactured_FALSE
Water_00009787 | SITE_00038 | Room_00006794 | Bathroom_1 | Bathroom | Shower | 2.5 | 2.3589 | 2.5 | 2.5 |  | Secondary | Never | Not used as shower. Only bathtub | Bag | 0.8492 |  | 2.123 |  | WA | Manufactured | Shower | 561 | 1313.97 | Manufactured | TRUE | FALSE | TRUE | TRUE | TRUE | 3284.925 | 2789.5583 | Manufactured_TRUE | Manufactured_FALSE | Manufactured_TRUE | Manufactured_TRUE | Manufactured_TRUE | 2.5gpm | 2.5gpmManufactured_TRUE | 2.5gpmManufactured_TRUE
Water_00009788 | SITE_00038 | Room_00006796 | Bathroom_6 | Bathroom | Bathroom Faucet | 1.5 | 2.2111 | 1.5 | 2.5 |  | N/A | N/A | N/A | Bag | 0.796 |  | 1.99 |  | WA | Manufactured | Bathroom Faucet | 561 | 1313.97 | Manufactured | FALSE | FALSE |  |  |  | 1970.955 | 2614.8003 | Manufactured_FALSE | Manufactured_FALSE | Manufactured_ | Manufactured_ | Manufactured_ | unknown | unknownManufactured_ | unknownManufactured_FALSE
Water_00009789 | SITE_00038 | Room_00006796 | Bathroom_6 | Bathroom | Shower / Bathtub combo with diverter valve | 2.6422 | 2.6422 |  | 2.8 |  | Primary | Daily / Almost Daily | N/A | Bag | 0.8492 |  | 2.378 |  | WA | Manufactured | Shower | 561 | 1313.97 | Manufactured | TRUE | TRUE | TRUE | TRUE | TRUE | 3471.8007 | 3124.6207 | Manufactured_TRUE | Manufactured_TRUE | Manufactured_TRUE | Manufactured_TRUE | Manufactured_TRUE | gt2.5gpm | gt2.5gpmManufactured_TRUE | gt2.5gpmManufactured_TRUE
Water_00009790 | SITE_00040 | Room_00006813 | Kitchen_1 | Kitchen | Kitchen Faucet | 1.3267 | 1.3267 |  | 1.5 |  | N/A | N/A | Gpm not visible. Either not listed or blocked by filter | Bag | 0.796 |  | 1.194 |  | WA | Manufactured | Kitchen Faucet | 563 | 1313.97 | Manufactured | FALSE | FALSE |  |  |  | 1743.2002 | 1568.8802 | Manufactured_FALSE | Manufactured_FALSE | Manufactured_ | Manufactured_ | Manufactured_ | unknown | unknownManufactured_ | unknownManufactured_FALSE
Water_00009791 | SITE_00040 | Room_00006820 | Bathroom_6 | Bathroom | Bathroom Faucet | 2 | 1.7689 | 2 | 2 |  | N/A | N/A | N/A | Bag | 0.796 |  | 1.592 |  | WA | Manufactured | Bathroom Faucet | 563 | 1313.97 | Manufactured | FALSE | FALSE |  |  |  | 2627.94 | 2091.8402 | Manufactured_FALSE | Manufactured_FALSE | Manufactured_ | Manufactured_ | Manufactured_ | unknown | unknownManufactured_ | unknownManufactured_FALSE
Water_00009792 | SITE_00040 | Room_00006820 | Bathroom_6 | Bathroom | Shower / Bathtub combo with diverter valve | unknown |  |  |  | Unknown | Secondary | Daily / Almost Daily | Could not test, diverter valve head not presently functional | Bag | 0.8492 |  |  | Unknown | WA | Manufactured | Shower | 563 | 1313.97 | Manufactured | TRUE | TRUE | FALSE | FALSE | FALSE | 0 | 0 | Manufactured_TRUE | Manufactured_TRUE | Manufactured_FALSE | Manufactured_FALSE | Manufactured_FALSE | unknown | unknownManufactured_FALSE | unknownManufactured_TRUE
Water_00009793 | SITE_00040 | Room_00006821 | Bathroom_7 | Bathroom | Bathroom Faucet | 2 | 1.3267 | 2 | 1.5 |  | N/A | N/A | N/A | Bag | 0.796 |  | 1.194 |  | WA | Manufactured | Bathroom Faucet | 563 | 1313.97 | Manufactured | FALSE | FALSE |  |  |  | 2627.94 | 1568.8802 | Manufactured_FALSE | Manufactured_FALSE | Manufactured_ | Manufactured_ | Manufactured_ | unknown | unknownManufactured_ | unknownManufactured_FALSE
Water_00009794 | SITE_00040 | Room_00006821 | Bathroom_7 | Bathroom | Shower / Bathtub combo with diverter valve | 2.5 | 2.3589 | 2.5 | 2.5 |  | Secondary | Daily / Almost Daily | N/A | Bag | 0.8492 |  | 2.123 |  | WA | Manufactured | Shower | 563 | 1313.97 | Manufactured | TRUE | TRUE | TRUE | TRUE | TRUE | 3284.925 | 2789.5583 | Manufactured_TRUE | Manufactured_TRUE | Manufactured_TRUE | Manufactured_TRUE | Manufactured_TRUE | 2.5gpm | 2.5gpmManufactured_TRUE | 2.5gpmManufactured_TRUE
Water_00009795 | SITE_00052 | Room_00006926 | Bathroom_6 | Bathroom | Bathroom Faucet | 1.5 | 1.3267 | 1.5 | 1.5 |  | N/A | N/A | N/A | Bag | 0.796 |  | 1.194 |  | WA | Multifamily Residence | Bathroom Faucet | 575 | 2002.39 | Multifamily Residence | FALSE | FALSE |  |  |  | 3003.585 | 2390.8537 | Multifamily Residence_FALSE | Multifamily Residence_FALSE | Multifamily Residence_ | Multifamily Residence_ | Multifamily Residence_ | unknown | unknownMultifamily Residence_ | unknownMultifamily Residence_FALSE
Water_00009796 | SITE_00052 | Room_00006926 | Bathroom_6 | Bathroom | Shower | 1.5 | 1.4156 | 1.5 | 1.5 |  | Primary | Daily / Almost Daily | N/A | Bag | 0.8492 |  | 1.274 |  | WA | Multifamily Residence | Shower | 575 | 2002.39 | Multifamily Residence | TRUE | FALSE | TRUE | TRUE | TRUE | 3003.585 | 2551.0449 | Multifamily Residence_TRUE | Multifamily Residence_FALSE | Multifamily Residence_TRUE | Multifamily Residence_TRUE | Multifamily Residence_TRUE | 1.5gpm | 1.5gpmMultifamily Residence_TRUE | 1.5gpmMultifamily Residence_TRUE
Water_00009797 | SITE_00052 | Room_00006927 | Kitchen_2 | Kitchen | Kitchen Faucet | 2.2 | 1.2378 | 2.2 | 1.4 |  | N/A | N/A | N/A | Bag | 0.796 |  | 1.114 |  | WA | Multifamily Residence | Kitchen Faucet | 575 | 2002.39 | Multifamily Residence | FALSE | FALSE |  |  |  | 4405.258 | 2230.6625 | Multifamily Residence_FALSE | Multifamily Residence_FALSE | Multifamily Residence_ | Multifamily Residence_ | Multifamily Residence_ | unknown | unknownMultifamily Residence_ | unknownMultifamily Residence_FALSE
Water_00009798 | SITE_00095 | Room_00007287 | Bathroom_1 | Bathroom | Bathroom Faucet | 1.7689 | 1.7689 |  | 2 |  | N/A | N/A | N/A | Bag | 0.796 |  | 1.592 |  | WA | Multifamily Residence | Bathroom Faucet | 618 | 739.45 | Multifamily Residence | FALSE | FALSE |  |  |  | 1308.0049 | 1177.2044 | Multifamily Residence_FALSE | Multifamily Residence_FALSE | Multifamily Residence_ | Multifamily Residence_ | Multifamily Residence_ | unknown | unknownMultifamily Residence_ | unknownMultifamily Residence_FALSE
Water_00009799 | SITE_00095 | Room_00007287 | Bathroom_1 | Bathroom | Shower / Bathtub combo with diverter valve | 1.5 | 1.8867 | 1.5 | 2 |  | Primary | Daily / Almost Daily | N/A | Bag | 0.8492 |  | 1.698 |  | WA | Multifamily Residence | Shower | 618 | 739.45 | Multifamily Residence | TRUE | TRUE | TRUE | TRUE | TRUE | 1109.175 | 1255.5861 | Multifamily Residence_TRUE | Multifamily Residence_TRUE | Multifamily Residence_TRUE | Multifamily Residence_TRUE | Multifamily Residence_TRUE | 1.5gpm | 1.5gpmMultifamily Residence_TRUE | 1.5gpmMultifamily Residence_TRUE
Water_00009800 | SITE_00095 | Room_00007285 | Kitchen_1 | Kitchen | Kitchen Faucet | 2.2111 | 2.2111 |  | 2.5 |  | N/A | N/A | N/A | Bag | 0.796 |  | 1.99 |  | WA | Multifamily Residence | Kitchen Faucet | 618 | 739.45 | Multifamily Residence | FALSE | FALSE |  |  |  | 1635.0061 | 1471.5055 | Multifamily Residence_FALSE | Multifamily Residence_FALSE | Multifamily Residence_ | Multifamily Residence_ | Multifamily Residence_ | unknown | unknownMultifamily Residence_ | unknownMultifamily Residence_FALSE
Water_00009801 | SITE_00099 | Room_00007314 | Kitchen_1 | Kitchen | Kitchen Faucet | 2.2 | 2.2111 | 2.2 | 2.5 |  | N/A | N/A | N/A | Bag | 0.796 |  | 1.99 |  | WA | Multifamily Residence | Kitchen Faucet | 622 | 739.45 | Multifamily Residence | FALSE | FALSE |  |  |  | 1626.79 | 1471.5055 | Multifamily Residence_FALSE | Multifamily Residence_FALSE | Multifamily Residence_ | Multifamily Residence_ | Multifamily Residence_ | unknown | unknownMultifamily Residence_ | unknownMultifamily Residence_FALSE
Water_00009802 | SITE_00099 | Room_00007316 | Bathroom_1 | Bathroom | Bathroom Faucet | 2.2 | 2.2111 | 2.2 | 2.5 |  | N/A | N/A | N/A | Bag | 0.796 |  | 1.99 |  | WA | Multifamily Residence | Bathroom Faucet | 622 | 739.45 | Multifamily Residence | FALSE | FALSE |  |  |  | 1626.79 | 1471.5055 | Multifamily Residence_FALSE | Multifamily Residence_FALSE | Multifamily Residence_ | Multifamily Residence_ | Multifamily Residence_ | unknown | unknownMultifamily Residence_ | unknownMultifamily Residence_FALSE
Water_00009803 | SITE_00099 | Room_00007316 | Bathroom_1 | Bathroom | Shower / Bathtub combo with diverter valve | 2.5 | 3.3022 | 2.5 | 3.5 |  | Primary | Daily / Almost Daily | N/A | Bag | 0.8492 |  | 2.972 |  | WA | Multifamily Residence | Shower | 622 | 739.45 | Multifamily Residence | TRUE | TRUE | TRUE | TRUE | TRUE | 1848.625 | 2197.6454 | Multifamily Residence_TRUE | Multifamily Residence_TRUE | Multifamily Residence_TRUE | Multifamily Residence_TRUE | Multifamily Residence_TRUE | 2.5gpm | 2.5gpmMultifamily Residence_TRUE | 2.5gpmMultifamily Residence_TRUE
Water_00009804 | SITE_00109 | Room_00007385 | Kitchen_1 | Kitchen | Kitchen Faucet | 2.2 | 1.3267 | 2.2 | 1.5 |  | N/A | N/A | N/A | Bag | 0.796 |  | 1.194 |  | WA | Multifamily Residence | Kitchen Faucet | 632 | 739.45 | Multifamily Residence | FALSE | FALSE |  |  |  | 1626.79 | 882.9033 | Multifamily Residence_FALSE | Multifamily Residence_FALSE | Multifamily Residence_ | Multifamily Residence_ | Multifamily Residence_ | unknown | unknownMultifamily Residence_ | unknownMultifamily Residence_FALSE
Water_00009805 | SITE_00109 | Room_00007388 | Bathroom_1 | Bathroom | Bathroom Faucet | 2.2 | 1.7689 | 2.2 | 2 |  | N/A | N/A | N/A | Bag | 0.796 |  | 1.592 |  | WA | Multifamily Residence | Bathroom Faucet | 632 | 739.45 | Multifamily Residence | FALSE | FALSE |  |  |  | 1626.79 | 1177.2044 | Multifamily Residence_FALSE | Multifamily Residence_FALSE | Multifamily Residence_ | Multifamily Residence_ | Multifamily Residence_ | unknown | unknownMultifamily Residence_ | unknownMultifamily Residence_FALSE
Water_00009806 | SITE_00109 | Room_00007388 | Bathroom_1 | Bathroom | Shower / Bathtub combo with diverter valve | 2.5 | 2.8311 | 2.5 | 3 |  | Primary | Daily / Almost Daily | N/A | Bag | 0.8492 |  | 2.548 |  | WA | Multifamily Residence | Shower | 632 | 739.45 | Multifamily Residence | TRUE | TRUE | TRUE | TRUE | TRUE | 1848.625 | 1884.1186 | Multifamily Residence_TRUE | Multifamily Residence_TRUE | Multifamily Residence_TRUE | Multifamily Residence_TRUE | Multifamily Residence_TRUE | 2.5gpm | 2.5gpmMultifamily Residence_TRUE | 2.5gpmMultifamily Residence_TRUE
Water_00009807 | SITE_00112 | Room_00007405 | Kitchen_1 | Kitchen | Kitchen Faucet | 1.5 | 1.3267 | 1.5 | 1.5 |  | N/A | N/A | N/A | Bag | 0.796 |  | 1.194 |  | WA | Multifamily Residence | Kitchen Faucet | 635 | 739.45 | Multifamily Residence | FALSE | FALSE |  |  |  | 1109.175 | 882.9033 | Multifamily Residence_FALSE | Multifamily Residence_FALSE | Multifamily Residence_ | Multifamily Residence_ | Multifamily Residence_ | unknown | unknownMultifamily Residence_ | unknownMultifamily Residence_FALSE
Water_00009808 | SITE_00112 | Room_00007408 | Bathroom_6 | Bathroom | Bathroom Faucet | 1.5 | 0.44222 | 1.5 | 0.5 |  | N/A | N/A | N/A | Bag | 0.796 |  | 0.398 |  | WA | Multifamily Residence | Bathroom Faucet | 635 | 739.45 | Multifamily Residence | FALSE | FALSE |  |  |  | 1109.175 | 294.3011 | Multifamily Residence_FALSE | Multifamily Residence_FALSE | Multifamily Residence_ | Multifamily Residence_ | Multifamily Residence_ | unknown | unknownMultifamily Residence_ | unknownMultifamily Residence_FALSE
Water_00009809 | SITE_00112 | Room_00007408 | Bathroom_6 | Bathroom | Shower | 1.5 | 1.6989 | 1.5 | 1.8 |  | Primary | Daily / Almost Daily | N/A | Bag | 0.8492 |  | 1.529 |  | WA | Multifamily Residence | Shower | 635 | 739.45 | Multifamily Residence | TRUE | FALSE | TRUE | TRUE | TRUE | 1109.175 | 1130.6191 | Multifamily Residence_TRUE | Multifamily Residence_FALSE | Multifamily Residence_TRUE | Multifamily Residence_TRUE | Multifamily Residence_TRUE | 1.5gpm | 1.5gpmMultifamily Residence_TRUE | 1.5gpmMultifamily Residence_TRUE
Water_00009810 | SITE_00114 | Room_00007420 | Bathroom_1 | Bathroom | Bathroom Faucet | 2 | 2.6533 | 2 | 3 |  | N/A | N/A | N/A | Bag | 0.796 |  | 2.388 |  | WA | Multifamily Residence | Bathroom Faucet | 637 | 739.45 | Multifamily Residence | FALSE | FALSE |  |  |  | 1478.9 | 1765.8066 | Multifamily Residence_FALSE | Multifamily Residence_FALSE | Multifamily Residence_ | Multifamily Residence_ | Multifamily Residence_ | unknown | unknownMultifamily Residence_ | unknownMultifamily Residence_FALSE
Water_00009811 | SITE_00114 | Room_00007420 | Bathroom_1 | Bathroom | Shower / Bathtub combo with diverter valve | 2.5 | 0.94333 | 2.5 | 1 |  | Secondary | Daily / Almost Daily | N/A | Bag | 0.8492 |  | 0.849 |  | WA | Multifamily Residence | Shower | 637 | 739.45 | Multifamily Residence | TRUE | TRUE | TRUE | TRUE | TRUE | 1848.625 | 627.793 | Multifamily Residence_TRUE | Multifamily Residence_TRUE | Multifamily Residence_TRUE | Multifamily Residence_TRUE | Multifamily Residence_TRUE | 2.5gpm | 2.5gpmMultifamily Residence_TRUE | 2.5gpmMultifamily Residence_TRUE
Water_00009812 | SITE_00114 | Room_00007421 | Bathroom_2 | Bathroom | Bathroom Faucet | 1.7689 | 1.7689 |  | 2 |  | N/A | N/A | N/A | Bag | 0.796 |  | 1.592 |  | WA | Multifamily Residence | Bathroom Faucet | 637 | 739.45 | Multifamily Residence | FALSE | FALSE |  |  |  | 1308.0049 | 1177.2044 | Multifamily Residence_FALSE | Multifamily Residence_FALSE | Multifamily Residence_ | Multifamily Residence_ | Multifamily Residence_ | unknown | unknownMultifamily Residence_ | unknownMultifamily Residence_FALSE
Water_00009813 | SITE_00114 | Room_00007421 | Bathroom_2 | Bathroom | Shower / Bathtub combo with diverter valve | 2.5 | 2.3589 | 2.5 | 2.5 |  | Primary | Daily / Almost Daily | N/A | Bag | 0.8492 |  | 2.123 |  | WA | Multifamily Residence | Shower | 637 | 739.45 | Multifamily Residence | TRUE | TRUE | TRUE | TRUE | TRUE | 1848.625 | 1569.8524 | Multifamily Residence_TRUE | Multifamily Residence_TRUE | Multifamily Residence_TRUE | Multifamily Residence_TRUE | Multifamily Residence_TRUE | 2.5gpm | 2.5gpmMultifamily Residence_TRUE | 2.5gpmMultifamily Residence_TRUE
Water_00009814 | SITE_00114 | Room_00007424 | Kitchen_2 | Kitchen | Kitchen Faucet | 2.2 | 1.7689 | 2.2 | 2 |  | N/A | N/A | N/A | Bag | 0.796 |  | 1.592 |  | WA | Multifamily Residence | Kitchen Faucet | 637 | 739.45 | Multifamily Residence | FALSE | FALSE |  |  |  | 1626.79 | 1177.2044 | Multifamily Residence_FALSE | Multifamily Residence_FALSE | Multifamily Residence_ | Multifamily Residence_ | Multifamily Residence_ | unknown | unknownMultifamily Residence_ | unknownMultifamily Residence_FALSE
Water_00009815 | SITE_00143 | Room_00007724 | Bathroom_4 | Bathroom | Bathroom Faucet | 2.2111 | 2.2111 |  | 2.5 |  | N/A | N/A | N/A | Bag | 0.796 |  | 1.99 |  | WA | Single Family | Bathroom Faucet | 665 | 2259.17 | Single Family | FALSE | FALSE |  |  |  | 4995.2759 | 4495.7483 | Single Family_FALSE | Single Family_FALSE | Single Family_ | Single Family_ | Single Family_ | unknown | unknownSingle Family_ | unknownSingle Family_FALSE
Water_00009816 | SITE_00162 | Room_00007984 | Bathroom_2 | Bathroom | Bathroom Faucet | 1.3267 | 1.3267 |  | 1.5 |  | N/A | N/A | N/A | Bag | 0.796 |  | 1.194 |  | WA | Single Family | Bathroom Faucet | 683 | 3801.52 | Single Family | FALSE | FALSE |  |  |  | 5043.3499 | 4539.0149 | Single Family_FALSE | Single Family_FALSE | Single Family_ | Single Family_ | Single Family_ | unknown | unknownSingle Family_ | unknownSingle Family_FALSE
Water_00009817 | SITE_00179 | Room_00008213 | Kitchen_1 | Kitchen | Kitchen Faucet | 2.2 | 2.2111 | 2.2 | 2.5 |  | N/A | N/A | N/A | Bag | 0.796 |  | 1.99 |  | WA | Multifamily Residence | Kitchen Faucet | 699 | 687.85 | Multifamily Residence | FALSE | FALSE |  |  |  | 1513.27 | 1368.8215 | Multifamily Residence_FALSE | Multifamily Residence_FALSE | Multifamily Residence_ | Multifamily Residence_ | Multifamily Residence_ | unknown | unknownMultifamily Residence_ | unknownMultifamily Residence_FALSE
Water_00009818 | SITE_00179 | Room_00008214 | Bathroom_1 | Bathroom | Bathroom Faucet | 1.5 | 1.3267 | 1.5 | 1.5 |  | N/A | N/A | N/A | Bag | 0.796 |  | 1.194 |  | WA | Multifamily Residence | Bathroom Faucet | 699 | 687.85 | Multifamily Residence | FALSE | FALSE |  |  |  | 1031.775 | 821.2929 | Multifamily Residence_FALSE | Multifamily Residence_FALSE | Multifamily Residence_ | Multifamily Residence_ | Multifamily Residence_ | unknown | unknownMultifamily Residence_ | unknownMultifamily Residence_FALSE
Water_00009819 | SITE_00179 | Room_00008214 | Bathroom_1 | Bathroom | Bathroom Faucet | 2.2 | 2.2111 | 2.2 | 2.5 |  | N/A | N/A | N/A | Bag | 0.796 |  | 1.99 |  | WA | Multifamily Residence | Bathroom Faucet | 699 | 687.85 | Multifamily Residence | FALSE | FALSE |  |  |  | 1513.27 | 1368.8215 | Multifamily Residence_FALSE | Multifamily Residence_FALSE | Multifamily Residence_ | Multifamily Residence_ | Multifamily Residence_ | unknown | unknownMultifamily Residence_ | unknownMultifamily Residence_FALSE
Water_00009820 | SITE_00179 | Room_00008214 | Bathroom_1 | Bathroom | Shower / Bathtub combo with diverter valve | 2.5 | 1.8867 | 2.5 | 2 |  | Primary | Daily / Almost Daily | N/A | Bag | 0.8492 |  | 1.698 |  | WA | Multifamily Residence | Shower | 699 | 687.85 | Multifamily Residence | TRUE | TRUE | TRUE | TRUE | TRUE | 1719.625 | 1167.9693 | Multifamily Residence_TRUE | Multifamily Residence_TRUE | Multifamily Residence_TRUE | Multifamily Residence_TRUE | Multifamily Residence_TRUE | 2.5gpm | 2.5gpmMultifamily Residence_TRUE | 2.5gpmMultifamily Residence_TRUE
Water_00009821 | SITE_00185 | Room_00000014 | Kitchen_1 | Kitchen | Kitchen Faucet | 1.8 | 1.5033 | 1.8 | 1.7 |  | N/A | N/A | N/A | Bag | 0.796 |  | 1.353 |  | ID | Single Family | Kitchen Faucet | 705 | 4610.02 | Single Family | FALSE | FALSE |  |  |  | 8298.036 | 6237.3571 | Single Family_FALSE | Single Family_FALSE | Single Family_ | Single Family_ | Single Family_ | unknown | unknownSingle Family_ | unknownSingle Family_FALSE
Water_00009822 | SITE_00185 | Room_00000002 | Bathroom_3 | Bathroom | Bathroom Faucet | 2 | 1.7689 | 2 | 2 |  | N/A | N/A | N/A | Bag | 0.796 |  | 1.592 |  | ID | Single Family | Bathroom Faucet | 705 | 4610.02 | Single Family | FALSE | FALSE |  |  |  | 9220.04 | 7339.1518 | Single Family_FALSE | Single Family_FALSE | Single Family_ | Single Family_ | Single Family_ | unknown | unknownSingle Family_ | unknownSingle Family_FALSE
Water_00009823 | SITE_00209 | Room_00008391 | Kitchen_1 | Kitchen | Kitchen Faucet | 3.0956 | 3.0956 |  | 3.5 |  | N/A | N/A | N/A | Bag | 0.796 |  | 2.786 |  | ID | Multifamily Residence | Kitchen Faucet | 729 | 773.6 | Multifamily Residence | FALSE | FALSE |  |  |  | 2394.7218 | 2155.2496 | Multifamily Residence_FALSE | Multifamily Residence_FALSE | Multifamily Residence_ | Multifamily Residence_ | Multifamily Residence_ | unknown | unknownMultifamily Residence_ | unknownMultifamily Residence_FALSE
Water_00009824 | SITE_00209 | Room_00008393 | Bathroom_1 | Bathroom | Shower / Bathtub combo with separate valve | 2.5 |  | 2.5 | 3.5 |  | Primary | Daily / Almost Daily | N/A | Unknown |  | N/A |  | N/A | ID | Multifamily Residence | Shower | 729 | 773.6 | Multifamily Residence | TRUE | TRUE | TRUE | FALSE | FALSE | 1934 | 0 | Multifamily Residence_TRUE | Multifamily Residence_TRUE | Multifamily Residence_TRUE | Multifamily Residence_FALSE | Multifamily Residence_FALSE | unknown | unknownMultifamily Residence_FALSE | unknownMultifamily Residence_TRUE
Water_00009825 | SITE_00209 | Room_00008393 | Bathroom_1 | Bathroom | Bathroom Faucet | 2.2 |  | 2.2 | 3 |  | N/A | N/A | N/A | Unknown |  | N/A |  | N/A | ID | Multifamily Residence | Bathroom Faucet | 729 | 773.6 | Multifamily Residence | FALSE | FALSE |  |  |  | 1701.92 | 0 | Multifamily Residence_FALSE | Multifamily Residence_FALSE | Multifamily Residence_ | Multifamily Residence_ | Multifamily Residence_ | unknown | unknownMultifamily Residence_ | unknownMultifamily Residence_FALSE
Water_00009826 | SITE_00308 | Room_00008847 | Bathroom_1 | Bathroom | Shower | 2.5 |  | 2.5 | 3 |  | Primary | A few times per week | N/A | Unknown |  | N/A |  | N/A | ID | Manufactured | Shower | 828 | 626.07 | Manufactured | TRUE | FALSE | TRUE | FALSE | FALSE | 1565.175 | 0 | Manufactured_TRUE | Manufactured_FALSE | Manufactured_TRUE | Manufactured_FALSE | Manufactured_FALSE | unknown | unknownManufactured_FALSE | unknownManufactured_TRUE
Water_00009827 | SITE_00308 | Room_00008847 | Bathroom_1 | Bathroom | Bathroom Faucet | 2 |  | 2 |  | Unknown | N/A | N/A | Sink was broken. | Unknown |  | N/A |  | N/A | ID | Manufactured | Bathroom Faucet | 828 | 626.07 | Manufactured | FALSE | FALSE |  |  |  | 1252.14 | 0 | Manufactured_FALSE | Manufactured_FALSE | Manufactured_ | Manufactured_ | Manufactured_ | unknown | unknownManufactured_ | unknownManufactured_FALSE
Water_00009828 | SITE_00308 | Room_00008850 | Kitchen_1 | Kitchen | Bathroom Faucet | 2 |  | 2 | 2 |  | N/A | N/A | N/A | Unknown |  | N/A |  | N/A | ID | Manufactured | Bathroom Faucet | 828 | 626.07 | Manufactured | FALSE | FALSE |  |  |  | 1252.14 | 0 | Manufactured_FALSE | Manufactured_FALSE | Manufactured_ | Manufactured_ | Manufactured_ | unknown | unknownManufactured_ | unknownManufactured_FALSE
Water_00009829 | SITE_00310 | Room_00008865 | Kitchen_1 | Kitchen | Kitchen Faucet | 3.5378 | 3.5378 |  | 4 |  | N/A | N/A | N/A | Bag | 0.796 |  | 3.184 |  | ID | Manufactured | Kitchen Faucet | 830 | 626.07 | Manufactured | FALSE | FALSE |  |  |  | 2214.8965 | 1993.4069 | Manufactured_FALSE | Manufactured_FALSE | Manufactured_ | Manufactured_ | Manufactured_ | unknown | unknownManufactured_ | unknownManufactured_FALSE
Water_00009830 | SITE_00310 | Room_00008867 | Bathroom_1 | Bathroom | Bathroom Faucet | 4.4222 | 4.4222 |  | 5 |  | N/A | N/A | N/A | Bag | 0.796 |  | 3.98 |  | ID | Manufactured | Bathroom Faucet | 830 | 626.07 | Manufactured | FALSE | FALSE |  |  |  | 2768.6207 | 2491.7586 | Manufactured_FALSE | Manufactured_FALSE | Manufactured_ | Manufactured_ | Manufactured_ | unknown | unknownManufactured_ | unknownManufactured_FALSE
Water_00009831 | SITE_00310 | Room_00008867 | Bathroom_1 | Bathroom | Shower / Bathtub combo with diverter valve | 2.8311 | 2.8311 |  | 3 |  | Primary | Daily / Almost Daily | N/A | Bag | 0.8492 |  | 2.548 |  | ID | Manufactured | Shower | 830 | 626.07 | Manufactured | TRUE | TRUE | TRUE | TRUE | TRUE | 1772.4737 | 1595.2264 | Manufactured_TRUE | Manufactured_TRUE | Manufactured_TRUE | Manufactured_TRUE | Manufactured_TRUE | gt2.5gpm | gt2.5gpmManufactured_TRUE | gt2.5gpmManufactured_TRUE
Water_00009832 | SITE_00313 | Room_00008895 | Kitchen_1 | Kitchen | Kitchen Faucet | 1.9456 | 1.9456 |  | 2.2 |  | N/A | N/A | N/A | Bag | 0.796 |  | 1.751 |  | ID | Manufactured | Kitchen Faucet | 833 | 1097.77 | Manufactured | FALSE | FALSE |  |  |  | 2135.7725 | 1922.1953 | Manufactured_FALSE | Manufactured_FALSE | Manufactured_ | Manufactured_ | Manufactured_ | unknown | unknownManufactured_ | unknownManufactured_FALSE
Water_00009833 | SITE_00313 | Room_00008898 | Bathroom_1 | Bathroom | Bathroom Faucet | 1.7689 | 1.7689 |  | 2 |  | N/A | N/A | N/A | Bag | 0.796 |  | 1.592 |  | ID | Manufactured | Bathroom Faucet | 833 | 1097.77 | Manufactured | FALSE | FALSE |  |  |  | 1941.8332 | 1747.6498 | Manufactured_FALSE | Manufactured_FALSE | Manufactured_ | Manufactured_ | Manufactured_ | unknown | unknownManufactured_ | unknownManufactured_FALSE
Water_00009834 | SITE_00313 | Room_00008898 | Bathroom_1 | Bathroom | Shower | 2.5 | 2.8311 | 2.5 | 3 |  | Primary | Daily / Almost Daily | N/A | Bag | 0.8492 |  | 2.548 |  | ID | Manufactured | Shower | 833 | 1097.77 | Manufactured | TRUE | FALSE | TRUE | TRUE | TRUE | 2744.425 | 2797.118 | Manufactured_TRUE | Manufactured_FALSE | Manufactured_TRUE | Manufactured_TRUE | Manufactured_TRUE | 2.5gpm | 2.5gpmManufactured_TRUE | 2.5gpmManufactured_TRUE
Water_00009835 | SITE_00313 | Room_00008900 | Bathroom_2 | Bathroom | Bathroom Faucet | 5.3067 | 5.3067 |  | 6 |  | N/A | N/A | N/A | Bag | 0.796 |  | 4.776 |  | ID | Manufactured | Bathroom Faucet | 833 | 1097.77 | Manufactured | FALSE | FALSE |  |  |  | 5825.4995 | 5242.9495 | Manufactured_FALSE | Manufactured_FALSE | Manufactured_ | Manufactured_ | Manufactured_ | unknown | unknownManufactured_ | unknownManufactured_FALSE
Water_00009836 | SITE_00313 | Room_00008900 | Bathroom_2 | Bathroom | Bathtub | unknown |  |  |  | N/A | N/A | N/A | N/A | Unknown |  | N/A |  | N/A | ID | Manufactured | Bathtub | 833 | 1097.77 | Manufactured | FALSE | FALSE |  |  |  | 0 | 0 | Manufactured_FALSE | Manufactured_FALSE | Manufactured_ | Manufactured_ | Manufactured_ | unknown | unknownManufactured_ | unknownManufactured_FALSE
Water_00009837 | SITE_00322 | Room_00008975 | Bathroom_1 | Bathroom | Bathroom Faucet | 2 |  | 2 |  | Unknown | N/A | N/A | Trash in sink, did not test flow | Bag | 0.796 |  |  | Unknown | ID | Manufactured | Bathroom Faucet | 842 | 1097.77 | Manufactured | FALSE | FALSE |  |  |  | 2195.54 | 0 | Manufactured_FALSE | Manufactured_FALSE | Manufactured_ | Manufactured_ | Manufactured_ | unknown | unknownManufactured_ | unknownManufactured_FALSE
Water_00009838 | SITE_00322 | Room_00008975 | Bathroom_1 | Bathroom | Shower / Bathtub combo with diverter valve | 1.5 |  | 1.5 |  | Unknown | Primary | Daily / Almost Daily | Shower appears to be in ill repair, did not test flow | Bag | 0.8492 |  |  | Unknown | ID | Manufactured | Shower | 842 | 1097.77 | Manufactured | TRUE | TRUE | TRUE | FALSE | FALSE | 1646.655 | 0 | Manufactured_TRUE | Manufactured_TRUE | Manufactured_TRUE | Manufactured_FALSE | Manufactured_FALSE | unknown | unknownManufactured_FALSE | unknownManufactured_TRUE
Water_00009839 | SITE_00322 | Room_00008977 | Kitchen_1 | Kitchen | Kitchen Faucet | 2.8744 | 2.8744 |  | 3.25 |  | N/A | N/A | N/A | Bag | 0.796 |  | 2.587 |  | ID | Manufactured | Kitchen Faucet | 842 | 1097.77 | Manufactured | FALSE | FALSE |  |  |  | 3155.4789 | 2839.931 | Manufactured_FALSE | Manufactured_FALSE | Manufactured_ | Manufactured_ | Manufactured_ | unknown | unknownManufactured_ | unknownManufactured_FALSE
Water_00009840 | SITE_00349 | Room_00001171 | Bathroom_4 | Bathroom | Bathroom Faucet | 2.3 | 2.3 |  | 2.6 |  | N/A | N/A | No separate aerator | Bag | 0.796 |  | 2.07 |  | ID | Single Family | Bathroom Faucet | 869 | 4610.02 | Single Family | FALSE | FALSE |  |  |  | 10603.046 | 9542.7414 | Single Family_FALSE | Single Family_FALSE | Single Family_ | Single Family_ | Single Family_ | unknown | unknownSingle Family_ | unknownSingle Family_FALSE
Water_00009841 | SITE_00358 | Room_00001316 | Bathroom_1 | Bathroom | Bathroom Faucet | 2 | 2.2111 | 2 | 2.5 |  | N/A | N/A | N/A | Bag | 0.796 |  | 1.99 |  | ID | Single Family | Bathroom Faucet | 878 | 4610.02 | Single Family | FALSE | FALSE |  |  |  | 9220.04 | 9173.9398 | Single Family_FALSE | Single Family_FALSE | Single Family_ | Single Family_ | Single Family_ | unknown | unknownSingle Family_ | unknownSingle Family_FALSE
Water_00009842 | SITE_00403 | Room_00009261 | Bathroom_3 | Bathroom | Bathroom Faucet | 0.88444 | 0.88444 |  | 1 |  | N/A | N/A | N/A | Bag | 0.796 |  | 0.796 |  | ID | Single Family | Bathroom Faucet | 923 | 4610.02 | Single Family | FALSE | FALSE |  |  |  | 4077.3066 | 3669.5759 | Single Family_FALSE | Single Family_FALSE | Single Family_ | Single Family_ | Single Family_ | unknown | unknownSingle Family_ | unknownSingle Family_FALSE
Water_00009843 | SITE_00451 | Room_00025853 | Bathroom_6 | Bathroom | Shower | 2 | 3.3022 | 2 | 3.5 |  | Primary | Daily / Almost Daily | N/A | Bag | 0.8492 |  | 2.972 |  | WA | Single Family | Shower | 971 | 3805.5 | Single Family | TRUE | FALSE | TRUE | TRUE | TRUE | 7611 | 11309.946 | Single Family_TRUE | Single Family_FALSE | Single Family_TRUE | Single Family_TRUE | Single Family_TRUE | 2.0gpm | 2.0gpmSingle Family_TRUE | 2.0gpmSingle Family_TRUE
Water_00009844 | SITE_00451 | Room_00025850 | Kitchen_1 | Kitchen | Kitchen Faucet | 3.0956 | 3.0956 |  | 3.5 |  | N/A | N/A | Might say 2.2 on faucet but difficult to read due to mineral accumulation | Bag | 0.796 |  | 2.786 |  | WA | Single Family | Kitchen Faucet | 971 | 3805.5 | Single Family | FALSE | FALSE |  |  |  | 11780.1367 | 10602.123 | Single Family_FALSE | Single Family_FALSE | Single Family_ | Single Family_ | Single Family_ | unknown | unknownSingle Family_ | unknownSingle Family_FALSE
Water_00009845 | SITE_00472 | Room_00010011 | Kitchen_1 | Kitchen | Kitchen Faucet | 1.5 | 2.0344 | 1.5 | 2.3 |  | N/A | N/A | N/A | Bag | 0.796 |  | 1.831 |  | WA | Multifamily Residence | Kitchen Faucet | 992 | 687.85 | Multifamily Residence | FALSE | FALSE |  |  |  | 1031.775 | 1259.4534 | Multifamily Residence_FALSE | Multifamily Residence_FALSE | Multifamily Residence_ | Multifamily Residence_ | Multifamily Residence_ | unknown | unknownMultifamily Residence_ | unknownMultifamily Residence_FALSE
Water_00009846 | SITE_00472 | Room_00010015 | Bathroom_1 | Bathroom | Bathroom Faucet | 2.2 | 2.1222 | 2.2 | 2.4 |  | N/A | N/A | N/A | Bag | 0.796 |  | 1.91 |  | WA | Multifamily Residence | Bathroom Faucet | 992 | 687.85 | Multifamily Residence | FALSE | FALSE |  |  |  | 1513.27 | 1313.7935 | Multifamily Residence_FALSE | Multifamily Residence_FALSE | Multifamily Residence_ | Multifamily Residence_ | Multifamily Residence_ | unknown | unknownMultifamily Residence_ | unknownMultifamily Residence_FALSE
Water_00009847 | SITE_00472 | Room_00010015 | Bathroom_1 | Bathroom | Shower / Bathtub combo with diverter valve | 2.5 |  | 2.5 | 2.6 |  | Primary | Daily / Almost Daily | N/A | Unknown |  | N/A |  | N/A | WA | Multifamily Residence | Shower | 992 | 687.85 | Multifamily Residence | TRUE | TRUE | TRUE | FALSE | FALSE | 1719.625 | 0 | Multifamily Residence_TRUE | Multifamily Residence_TRUE | Multifamily Residence_TRUE | Multifamily Residence_FALSE | Multifamily Residence_FALSE | unknown | unknownMultifamily Residence_FALSE | unknownMultifamily Residence_TRUE
Water_00009848 | SITE_00473 | Room_00010025 | Bathroom_6 | Bathroom | Bathroom Faucet | 2.2 | 1.7689 | 2.2 | 2 |  | N/A | N/A | N/A | Bag | 0.796 |  | 1.592 |  | WA | Multifamily Residence | Bathroom Faucet | 993 | 687.85 | Multifamily Residence | FALSE | FALSE |  |  |  | 1513.27 | 1095.0572 | Multifamily Residence_FALSE | Multifamily Residence_FALSE | Multifamily Residence_ | Multifamily Residence_ | Multifamily Residence_ | unknown | unknownMultifamily Residence_ | unknownMultifamily Residence_FALSE
Water_00009849 | SITE_00473 | Room_00010025 | Bathroom_6 | Bathroom | Shower / Bathtub combo with diverter valve | 2 |  | 2 | 2.3 |  | Secondary | Daily / Almost Daily | N/A | Unknown |  | N/A |  | N/A | WA | Multifamily Residence | Shower | 993 | 687.85 | Multifamily Residence | TRUE | TRUE | TRUE | FALSE | FALSE | 1375.7 | 0 | Multifamily Residence_TRUE | Multifamily Residence_TRUE | Multifamily Residence_TRUE | Multifamily Residence_FALSE | Multifamily Residence_FALSE | unknown | unknownMultifamily Residence_FALSE | unknownMultifamily Residence_TRUE
Water_00009850 | SITE_00473 | Room_00010026 | Kitchen_1 | Kitchen | Kitchen Faucet | unknown |  |  | 1.3 |  | N/A | N/A | N/A | Unknown |  | N/A |  | N/A | WA | Multifamily Residence | Kitchen Faucet | 993 | 687.85 | Multifamily Residence | FALSE | FALSE |  |  |  | 0 | 0 | Multifamily Residence_FALSE | Multifamily Residence_FALSE | Multifamily Residence_ | Multifamily Residence_ | Multifamily Residence_ | unknown | unknownMultifamily Residence_ | unknownMultifamily Residence_FALSE
Water_00009851 | SITE_00473 | Room_00010028 | Bathroom_1 | Bathroom | Bathroom Faucet | 2.2 |  | 2.2 | 2.5 |  | N/A | N/A | N/A | Unknown |  | N/A |  | N/A | WA | Multifamily Residence | Bathroom Faucet | 993 | 687.85 | Multifamily Residence | FALSE | FALSE |  |  |  | 1513.27 | 0 | Multifamily Residence_FALSE | Multifamily Residence_FALSE | Multifamily Residence_ | Multifamily Residence_ | Multifamily Residence_ | unknown | unknownMultifamily Residence_ | unknownMultifamily Residence_FALSE
Water_00009852 | SITE_00473 | Room_00010028 | Bathroom_1 | Bathroom | Shower / Bathtub combo with diverter valve | unknown |  |  | 3 |  | Primary | Unknown | N/A | Unknown |  | N/A |  | N/A | WA | Multifamily Residence | Shower | 993 | 687.85 | Multifamily Residence | TRUE | TRUE | FALSE | FALSE | FALSE | 0 | 0 | Multifamily Residence_TRUE | Multifamily Residence_TRUE | Multifamily Residence_FALSE | Multifamily Residence_FALSE | Multifamily Residence_FALSE | unknown | unknownMultifamily Residence_FALSE | unknownMultifamily Residence_TRUE
Water_00009853 | SITE_00476 | Room_00010060 | Bathroom_1 | Bathroom | Bathroom Faucet | 1.7689 | 1.7689 |  | 2 |  | N/A | N/A | N/A | Bag | 0.796 |  | 1.592 |  | WA | Manufactured | Bathroom Faucet | 996 | 1824.63 | Manufactured | FALSE | FALSE |  |  |  | 3227.5677 | 2904.811 | Manufactured_FALSE | Manufactured_FALSE | Manufactured_ | Manufactured_ | Manufactured_ | unknown | unknownManufactured_ | unknownManufactured_FALSE
Water_00009854 | SITE_00476 | Room_00010060 | Bathroom_1 | Bathroom | Shower | 1.8867 | 1.8867 |  | 2 |  | Secondary | Daily / Almost Daily | N/A | Bag | 0.8492 |  | 1.698 |  | WA | Manufactured | Shower | 996 | 1824.63 | Manufactured | TRUE | FALSE | TRUE | TRUE | TRUE | 3442.4686 | 3098.2217 | Manufactured_TRUE | Manufactured_FALSE | Manufactured_TRUE | Manufactured_TRUE | Manufactured_TRUE | 2.0gpm | 2.0gpmManufactured_TRUE | 2.0gpmManufactured_TRUE
Water_00009855 | SITE_00476 | Room_00010062 | Kitchen_1 | Kitchen | Kitchen Faucet | 2.2 | 2.2111 | 2.2 | 2.5 |  | N/A | N/A | N/A | Bag | 0.796 |  | 1.99 |  | WA | Manufactured | Kitchen Faucet | 996 | 1824.63 | Manufactured | FALSE | FALSE |  |  |  | 4014.186 | 3631.0137 | Manufactured_FALSE | Manufactured_FALSE | Manufactured_ | Manufactured_ | Manufactured_ | unknown | unknownManufactured_ | unknownManufactured_FALSE
Water_00009856 | SITE_00476 | Room_00010069 | Bathroom_2 | Bathroom | Bathroom Faucet | 2.0344 | 2.0344 |  | 2.3 |  | N/A | N/A | N/A | Bag | 0.796 |  | 1.831 |  | WA | Manufactured | Bathroom Faucet | 996 | 1824.63 | Manufactured | FALSE | FALSE |  |  |  | 3712.1084 | 3340.8975 | Manufactured_FALSE | Manufactured_FALSE | Manufactured_ | Manufactured_ | Manufactured_ | unknown | unknownManufactured_ | unknownManufactured_FALSE
Water_00009857 | SITE_00476 | Room_00010069 | Bathroom_2 | Bathroom | Shower | 2.6422 | 2.6422 |  | 2.8 |  | Secondary | Daily / Almost Daily | N/A | Bag | 0.8492 |  | 2.378 |  | WA | Manufactured | Shower | 996 | 1824.63 | Manufactured | TRUE | FALSE | TRUE | TRUE | TRUE | 4821.0779 | 4338.9701 | Manufactured_TRUE | Manufactured_FALSE | Manufactured_TRUE | Manufactured_TRUE | Manufactured_TRUE | gt2.5gpm | gt2.5gpmManufactured_TRUE | gt2.5gpmManufactured_TRUE
Water_00009858 | SITE_01245 | Room_00010072 | Kitchen_1 | Kitchen | Kitchen Faucet | 2.2 | 2.6533 | 2.2 | 3 |  | N/A | N/A | N/A | Bag | 0.796 |  | 2.388 |  | OR | Multifamily Residence | Kitchen Faucet | 1760 | 4053.65 | Multifamily Residence | FALSE | FALSE |  |  |  | 8918.03 | 9680.1162 | Multifamily Residence_FALSE | Multifamily Residence_FALSE | Multifamily Residence_ | Multifamily Residence_ | Multifamily Residence_ | unknown | unknownMultifamily Residence_ | unknownMultifamily Residence_FALSE
Water_00009859 | SITE_01245 | Room_00010075 | Bathroom_1 | Bathroom | Bathroom Faucet | 2.6533 | 2.6533 |  | 3 |  | N/A | N/A | N/A | Bag | 0.796 |  | 2.388 |  | OR | Multifamily Residence | Bathroom Faucet | 1760 | 4053.65 | Multifamily Residence | FALSE | FALSE |  |  |  | 10755.6847 | 9680.1162 | Multifamily Residence_FALSE | Multifamily Residence_FALSE | Multifamily Residence_ | Multifamily Residence_ | Multifamily Residence_ | unknown | unknownMultifamily Residence_ | unknownMultifamily Residence_FALSE
Water_00009860 | SITE_01245 | Room_00010075 | Bathroom_1 | Bathroom | Shower / Bathtub combo with diverter valve | 2.8311 | 2.8311 |  | 3 |  | Primary | Daily / Almost Daily | N/A | Bag | 0.8492 |  | 2.548 |  | OR | Multifamily Residence | Shower | 1760 | 4053.65 | Multifamily Residence | TRUE | TRUE | TRUE | TRUE | TRUE | 11476.3336 | 10328.7002 | Multifamily Residence_TRUE | Multifamily Residence_TRUE | Multifamily Residence_TRUE | Multifamily Residence_TRUE | Multifamily Residence_TRUE | gt2.5gpm | gt2.5gpmMultifamily Residence_TRUE | gt2.5gpmMultifamily Residence_TRUE
Water_00009861 | SITE_00478 | Room_00010088 | Kitchen_1 | Kitchen | Kitchen Faucet | 2.0344 | 2.0344 |  | 2.3 |  | N/A | N/A | N/A | Bag | 0.796 |  | 1.831 |  | WA | Multifamily Residence | Kitchen Faucet | 998 | 687.85 | Multifamily Residence | FALSE | FALSE |  |  |  | 1399.3926 | 1259.4534 | Multifamily Residence_FALSE | Multifamily Residence_FALSE | Multifamily Residence_ | Multifamily Residence_ | Multifamily Residence_ | unknown | unknownMultifamily Residence_ | unknownMultifamily Residence_FALSE
Water_00009862 | SITE_00478 | Room_00010093 | Bathroom_1 | Bathroom | Bathroom Faucet | 1.8 | 2.1222 | 1.8 | 2.4 |  | N/A | N/A | N/A | Bag | 0.796 |  | 1.91 |  | WA | Multifamily Residence | Bathroom Faucet | 998 | 687.85 | Multifamily Residence | FALSE | FALSE |  |  |  | 1238.13 | 1313.7935 | Multifamily Residence_FALSE | Multifamily Residence_FALSE | Multifamily Residence_ | Multifamily Residence_ | Multifamily Residence_ | unknown | unknownMultifamily Residence_ | unknownMultifamily Residence_FALSE
Water_00009863 | SITE_00478 | Room_00010093 | Bathroom_1 | Bathroom | Shower / Bathtub combo with diverter valve | 2 |  | 2 | 2.5 |  | All used about the same | Daily / Almost Daily | N/A | Unknown |  | N/A |  | N/A | WA | Multifamily Residence | Shower | 998 | 687.85 | Multifamily Residence | TRUE | TRUE | TRUE | FALSE | FALSE | 1375.7 | 0 | Multifamily Residence_TRUE | Multifamily Residence_TRUE | Multifamily Residence_TRUE | Multifamily Residence_FALSE | Multifamily Residence_FALSE | unknown | unknownMultifamily Residence_FALSE | unknownMultifamily Residence_TRUE
Water_00009864 | SITE_00478 | Room_00010098 | Bathroom_2 | Bathroom | Bathroom Faucet | 2 | 2.2111 | 2 | 2.5 |  | N/A | N/A | N/A | Bag | 0.796 |  | 1.99 |  | WA | Multifamily Residence | Bathroom Faucet | 998 | 687.85 | Multifamily Residence | FALSE | FALSE |  |  |  | 1375.7 | 1368.8215 | Multifamily Residence_FALSE | Multifamily Residence_FALSE | Multifamily Residence_ | Multifamily Residence_ | Multifamily Residence_ | unknown | unknownMultifamily Residence_ | unknownMultifamily Residence_FALSE
Water_00009865 | SITE_00478 | Room_00010098 | Bathroom_2 | Bathroom | Shower / Bathtub combo with diverter valve | 2.5 |  | 2.5 | 2.9 |  | All used about the same | Daily / Almost Daily | N/A | Unknown |  | N/A |  | N/A | WA | Multifamily Residence | Shower | 998 | 687.85 | Multifamily Residence | TRUE | TRUE | TRUE | FALSE | FALSE | 1719.625 | 0 | Multifamily Residence_TRUE | Multifamily Residence_TRUE | Multifamily Residence_TRUE | Multifamily Residence_FALSE | Multifamily Residence_FALSE | unknown | unknownMultifamily Residence_FALSE | unknownMultifamily Residence_TRUE
Water_00009866 | SITE_00479 | Room_00010102 | Kitchen_1 | Kitchen | Kitchen Faucet | 1.8578 | 1.8578 |  | 2.1 |  | N/A | N/A | N/A | Bag | 0.796 |  | 1.672 |  | WA | Single Family | Kitchen Faucet | 999 | 3931.6 | Single Family | FALSE | FALSE |  |  |  | 7304.0391 | 6573.6352 | Single Family_FALSE | Single Family_FALSE | Single Family_ | Single Family_ | Single Family_ | unknown | unknownSingle Family_ | unknownSingle Family_FALSE
Water_00009867 | SITE_00479 | Room_00010107 | Bathroom_1 | Bathroom | Bathroom Faucet | 1.9456 | 1.9456 |  | 2.2 |  | N/A | N/A | N/A | Bag | 0.796 |  | 1.751 |  | WA | Single Family | Bathroom Faucet | 999 | 3931.6 | Single Family | FALSE | FALSE |  |  |  | 7649.1462 | 6884.2316 | Single Family_FALSE | Single Family_FALSE | Single Family_ | Single Family_ | Single Family_ | unknown | unknownSingle Family_ | unknownSingle Family_FALSE
Water_00009868 | SITE_00479 | Room_00010107 | Bathroom_1 | Bathroom | Shower / Bathtub combo with diverter valve | unknown |  |  | 2.4 |  | Secondary | A few times per week | N/A | Unknown |  | N/A |  | N/A | WA | Single Family | Shower | 999 | 3931.6 | Single Family | TRUE | TRUE | FALSE | FALSE | FALSE | 0 | 0 | Single Family_TRUE | Single Family_TRUE | Single Family_FALSE | Single Family_FALSE | Single Family_FALSE | unknown | unknownSingle Family_FALSE | unknownSingle Family_TRUE
Water_00009869 | SITE_00479 | Room_00010110 | Bathroom_2 | Bathroom | Bathroom Faucet | 1.9456 | 1.9456 |  | 2.2 |  | N/A | N/A | N/A | Bag | 0.796 |  | 1.751 |  | WA | Single Family | Bathroom Faucet | 999 | 3931.6 | Single Family | FALSE | FALSE |  |  |  | 7649.1462 | 6884.2316 | Single Family_FALSE | Single Family_FALSE | Single Family_ | Single Family_ | Single Family_ | unknown | unknownSingle Family_ | unknownSingle Family_FALSE
Water_00009870 | SITE_00479 | Room_00010110 | Bathroom_2 | Bathroom | Shower / Bathtub combo with diverter valve | unknown |  |  | 2.3 |  | Primary | Daily / Almost Daily | N/A | Unknown |  | N/A |  | N/A | WA | Single Family | Shower | 999 | 3931.6 | Single Family | TRUE | TRUE | FALSE | FALSE | FALSE | 0 | 0 | Single Family_TRUE | Single Family_TRUE | Single Family_FALSE | Single Family_FALSE | Single Family_FALSE | unknown | unknownSingle Family_FALSE | unknownSingle Family_TRUE
Water_00009871 | SITE_00480 | Room_00010115 | Kitchen_1 | Kitchen | Kitchen Faucet | 2 | 1.8578 | 2 | 2.1 |  | N/A | N/A | N/A | Bag | 0.796 |  | 1.672 |  | WA | Multifamily Residence | Kitchen Faucet | 1000 | 687.85 | Multifamily Residence | FALSE | FALSE |  |  |  | 1375.7 | 1150.0852 | Multifamily Residence_FALSE | Multifamily Residence_FALSE | Multifamily Residence_ | Multifamily Residence_ | Multifamily Residence_ | unknown | unknownMultifamily Residence_ | unknownMultifamily Residence_FALSE
Water_00009872 | SITE_00480 | Room_00010121 | Bathroom_1 | Bathroom | Bathroom Faucet | 2 | 1.7689 | 2 | 2 |  | N/A | N/A | N/A | Bag | 0.796 |  | 1.592 |  | WA | Multifamily Residence | Bathroom Faucet | 1000 | 687.85 | Multifamily Residence | FALSE | FALSE |  |  |  | 1375.7 | 1095.0572 | Multifamily Residence_FALSE | Multifamily Residence_FALSE | Multifamily Residence_ | Multifamily Residence_ | Multifamily Residence_ | unknown | unknownMultifamily Residence_ | unknownMultifamily Residence_FALSE
Water_00009873 | SITE_00480 | Room_00010121 | Bathroom_1 | Bathroom | Shower / Bathtub combo with diverter valve | unknown |  |  |  | Unknown | Primary | Daily / Almost Daily | Dual showerhead | Unknown |  | N/A |  | N/A | WA | Multifamily Residence | Shower | 1000 | 687.85 | Multifamily Residence | TRUE | TRUE | FALSE | FALSE | FALSE | 0 | 0 | Multifamily Residence_TRUE | Multifamily Residence_TRUE | Multifamily Residence_FALSE | Multifamily Residence_FALSE | Multifamily Residence_FALSE | unknown | unknownMultifamily Residence_FALSE | unknownMultifamily Residence_TRUE
Water_00009874 | SITE_00481 | Room_00010127 | Kitchen_1 | Kitchen | Kitchen Faucet | 2 | 1.68 | 2 | 1.9 |  | N/A | N/A | N/A | Bag | 0.796 |  | 1.512 |  | WA | Multifamily Residence | Kitchen Faucet | 1001 | 687.85 | Multifamily Residence | FALSE | FALSE |  |  |  | 1375.7 | 1040.0292 | Multifamily Residence_FALSE | Multifamily Residence_FALSE | Multifamily Residence_ | Multifamily Residence_ | Multifamily Residence_ | unknown | unknownMultifamily Residence_ | unknownMultifamily Residence_FALSE
Water_00009875 | SITE_00481 | Room_00010130 | Bathroom_1 | Bathroom | Bathroom Faucet | 1.5 | 3.98 | 1.5 | 4.5 |  | N/A | N/A | N/A | Bag | 0.796 |  | 3.582 |  | WA | Multifamily Residence | Bathroom Faucet | 1001 | 687.85 | Multifamily Residence | FALSE | FALSE |  |  |  | 1031.775 | 2463.8787 | Multifamily Residence_FALSE | Multifamily Residence_FALSE | Multifamily Residence_ | Multifamily Residence_ | Multifamily Residence_ | unknown | unknownMultifamily Residence_ | unknownMultifamily Residence_FALSE
Water_00009876 | SITE_00481 | Room_00010130 | Bathroom_1 | Bathroom | Shower | unknown |  |  | 2.4 |  | Secondary | A few times per month | N/A | Unknown |  | N/A |  | N/A | WA | Multifamily Residence | Shower | 1001 | 687.85 | Multifamily Residence | TRUE | FALSE | FALSE | FALSE | FALSE | 0 | 0 | Multifamily Residence_TRUE | Multifamily Residence_FALSE | Multifamily Residence_FALSE | Multifamily Residence_FALSE | Multifamily Residence_FALSE | unknown | unknownMultifamily Residence_FALSE | unknownMultifamily Residence_TRUE
Water_00009877 | SITE_00481 | Room_00010135 | Bathroom_2 | Bathroom | Bathroom Faucet | 1.5 | 1.7689 | 1.5 | 2 |  | N/A | N/A | N/A | Bag | 0.796 |  | 1.592 |  | WA | Multifamily Residence | Bathroom Faucet | 1001 | 687.85 | Multifamily Residence | FALSE | FALSE |  |  |  | 1031.775 | 1095.0572 | Multifamily Residence_FALSE | Multifamily Residence_FALSE | Multifamily Residence_ | Multifamily Residence_ | Multifamily Residence_ | unknown | unknownMultifamily Residence_ | unknownMultifamily Residence_FALSE
Water_00009878 | SITE_00481 | Room_00010135 | Bathroom_2 | Bathroom | Shower / Bathtub combo with diverter valve | unknown |  |  | 2.2 |  | Primary | A few times per week | N/A | Unknown |  | N/A |  | N/A | WA | Multifamily Residence | Shower | 1001 | 687.85 | Multifamily Residence | TRUE | TRUE | FALSE | FALSE | FALSE | 0 | 0 | Multifamily Residence_TRUE | Multifamily Residence_TRUE | Multifamily Residence_FALSE | Multifamily Residence_FALSE | Multifamily Residence_FALSE | unknown | unknownMultifamily Residence_FALSE | unknownMultifamily Residence_TRUE
Water_00009879 | SITE_00482 | Room_00010144 | Bathroom_6 | Bathroom | Bathroom Faucet | 1.5 | 1.9456 | 1.5 | 2.2 |  | N/A | N/A | Water filter system hooked up | Bag | 0.796 |  | 1.751 |  | WA | Multifamily Residence | Bathroom Faucet | 1002 | 687.85 | Multifamily Residence | FALSE | FALSE |  |  |  | 1031.775 | 1204.4253 | Multifamily Residence_FALSE | Multifamily Residence_FALSE | Multifamily Residence_ | Multifamily Residence_ | Multifamily Residence_ | unknown | unknownMultifamily Residence_ | unknownMultifamily Residence_FALSE
Water_00009880 | SITE_00482 | Room_00010144 | Bathroom_6 | Bathroom | Shower / Bathtub combo with diverter valve | unknown |  |  |  | Unknown | Primary | Daily / Almost Daily | Dual showerhead, filter as well | Unknown |  | N/A |  | N/A | WA | Multifamily Residence | Shower | 1002 | 687.85 | Multifamily Residence | TRUE | TRUE | FALSE | FALSE | FALSE | 0 | 0 | Multifamily Residence_TRUE | Multifamily Residence_TRUE | Multifamily Residence_FALSE | Multifamily Residence_FALSE | Multifamily Residence_FALSE | unknown | unknownMultifamily Residence_FALSE | unknownMultifamily Residence_TRUE
Water_00009881 | SITE_00482 | Room_00010149 | Bathroom_2 | Bathroom | Bathroom Faucet | 1.5 |  | 1.5 | 1.1 |  | N/A | N/A | N/A | Unknown |  | N/A |  | N/A | WA | Multifamily Residence | Bathroom Faucet | 1002 | 687.85 | Multifamily Residence | FALSE | FALSE |  |  |  | 1031.775 | 0 | Multifamily Residence_FALSE | Multifamily Residence_FALSE | Multifamily Residence_ | Multifamily Residence_ | Multifamily Residence_ | unknown | unknownMultifamily Residence_ | unknownMultifamily Residence_FALSE
Water_00009882 | SITE_00482 | Room_00010146 | Kitchen_1 | Kitchen | Kitchen Faucet | 1.8 |  | 1.8 | 3.4 |  | N/A | N/A | N/A | Unknown |  | N/A |  | N/A | WA | Multifamily Residence | Kitchen Faucet | 1002 | 687.85 | Multifamily Residence | FALSE | FALSE |  |  |  | 1238.13 | 0 | Multifamily Residence_FALSE | Multifamily Residence_FALSE | Multifamily Residence_ | Multifamily Residence_ | Multifamily Residence_ | unknown | unknownMultifamily Residence_ | unknownMultifamily Residence_FALSE
Water_00009883 | SITE_00483 | Room_00010153 | Bathroom_6 | Bathroom | Shower / Bathtub combo with diverter valve | unknown |  |  | 2.3 |  | Primary | Daily / Almost Daily | Moen ecoperformance, no numbers listed | Unknown |  | N/A |  | N/A | WA | Single Family | Shower | 1003 | 3931.6 | Single Family | TRUE | TRUE | FALSE | FALSE | FALSE | 0 | 0 | Single Family_TRUE | Single Family_TRUE | Single Family_FALSE | Single Family_FALSE | Single Family_FALSE | unknown | unknownSingle Family_FALSE | unknownSingle Family_TRUE
Water_00009884 | SITE_00483 | Room_00010153 | Bathroom_6 | Bathroom | Bathroom Faucet | 2 | 3.98 | 2 | 4.5 |  | N/A | N/A | N/A | Bag | 0.796 |  | 3.582 |  | WA | Single Family | Bathroom Faucet | 1003 | 3931.6 | Single Family | FALSE | FALSE |  |  |  | 7863.2 | 14082.9912 | Single Family_FALSE | Single Family_FALSE | Single Family_ | Single Family_ | Single Family_ | unknown | unknownSingle Family_ | unknownSingle Family_FALSE
Water_00009885 | SITE_00483 | Room_00010155 | Kitchen_2 | Kitchen | Kitchen Faucet | 1.5 | 1.2378 | 1.5 | 1.4 |  | N/A | N/A | N/A | Bag | 0.796 |  | 1.114 |  | WA | Single Family | Kitchen Faucet | 1003 | 3931.6 | Single Family | FALSE | FALSE |  |  |  | 5897.4 | 4379.8024 | Single Family_FALSE | Single Family_FALSE | Single Family_ | Single Family_ | Single Family_ | unknown | unknownSingle Family_ | unknownSingle Family_FALSE
Water_00009886 | SITE_00485 | Room_00010166 | Bathroom_1 | Bathroom | Shower / Bathtub combo with diverter valve | unknown |  |  | 2 |  | Primary | Daily / Almost Daily | N/A | Unknown |  | N/A |  | N/A | WA | Multifamily Residence | Shower | 1005 | 687.85 | Multifamily Residence | TRUE | TRUE | FALSE | FALSE | FALSE | 0 | 0 | Multifamily Residence_TRUE | Multifamily Residence_TRUE | Multifamily Residence_FALSE | Multifamily Residence_FALSE | Multifamily Residence_FALSE | unknown | unknownMultifamily Residence_FALSE | unknownMultifamily Residence_TRUE
Water_00009887 | SITE_00485 | Room_00010166 | Bathroom_1 | Bathroom | Bathroom Faucet | 1.5 | 1.0611 | 1.5 | 1.2 |  | N/A | N/A | N/A | Bag | 0.796 |  | 0.955 |  | WA | Multifamily Residence | Bathroom Faucet | 1005 | 687.85 | Multifamily Residence | FALSE | FALSE |  |  |  | 1031.775 | 656.8967 | Multifamily Residence_FALSE | Multifamily Residence_FALSE | Multifamily Residence_ | Multifamily Residence_ | Multifamily Residence_ | unknown | unknownMultifamily Residence_ | unknownMultifamily Residence_FALSE
Water_00009888 | SITE_00485 | Room_00010168 | Kitchen_1 | Kitchen | Kitchen Faucet | 2 | 1.7689 | 2 | 2 |  | N/A | N/A | N/A | Bag | 0.796 |  | 1.592 |  | WA | Multifamily Residence | Kitchen Faucet | 1005 | 687.85 | Multifamily Residence | FALSE | FALSE |  |  |  | 1375.7 | 1095.0572 | Multifamily Residence_FALSE | Multifamily Residence_FALSE | Multifamily Residence_ | Multifamily Residence_ | Multifamily Residence_ | unknown | unknownMultifamily Residence_ | unknownMultifamily Residence_FALSE
Water_00009889 | SITE_00486 | Room_00010177 | Bathroom_7 | Bathroom | Bathroom Faucet | 1.5 |  | 1.5 | 1 |  | N/A | N/A | N/A | Unknown |  | N/A |  | N/A | WA | Multifamily Residence | Bathroom Faucet | 1006 | 687.85 | Multifamily Residence | FALSE | FALSE |  |  |  | 1031.775 | 0 | Multifamily Residence_FALSE | Multifamily Residence_FALSE | Multifamily Residence_ | Multifamily Residence_ | Multifamily Residence_ | unknown | unknownMultifamily Residence_ | unknownMultifamily Residence_FALSE
Water_00009890 | SITE_00486 | Room_00010177 | Bathroom_7 | Bathroom | Shower | unknown |  |  | 2.5 |  | Primary | A few times per week | N/A | Unknown |  | N/A |  | N/A | WA | Multifamily Residence | Shower | 1006 | 687.85 | Multifamily Residence | TRUE | FALSE | FALSE | FALSE | FALSE | 0 | 0 | Multifamily Residence_TRUE | Multifamily Residence_FALSE | Multifamily Residence_FALSE | Multifamily Residence_FALSE | Multifamily Residence_FALSE | unknown | unknownMultifamily Residence_FALSE | unknownMultifamily Residence_TRUE
Water_00009891 | SITE_00486 | Room_00010179 | Kitchen_2 | Kitchen | Kitchen Faucet | 2.2 |  | 2.2 | 2.3 |  | N/A | N/A | N/A | Unknown |  | N/A |  | N/A | WA | Multifamily Residence | Kitchen Faucet | 1006 | 687.85 | Multifamily Residence | FALSE | FALSE |  |  |  | 1513.27 | 0 | Multifamily Residence_FALSE | Multifamily Residence_FALSE | Multifamily Residence_ | Multifamily Residence_ | Multifamily Residence_ | unknown | unknownMultifamily Residence_ | unknownMultifamily Residence_FALSE
Water_00009892 | SITE_00487 | Room_00010181 | Kitchen_1 | Kitchen | Kitchen Faucet | 3.0956 | 3.0956 |  | 3.5 |  | N/A | N/A | N/A | Bag | 0.796 |  | 2.786 |  | WA | Multifamily Residence | Kitchen Faucet | 1007 | 687.85 | Multifamily Residence | FALSE | FALSE |  |  |  | 2129.2779 | 1916.3501 | Multifamily Residence_FALSE | Multifamily Residence_FALSE | Multifamily Residence_ | Multifamily Residence_ | Multifamily Residence_ | unknown | unknownMultifamily Residence_ | unknownMultifamily Residence_FALSE
Water_00009893 | SITE_00487 | Room_00010183 | Bathroom_1 | Bathroom | Bathroom Faucet | 2.2111 | 2.2111 |  | 2.5 |  | N/A | N/A | N/A | Bag | 0.796 |  | 1.99 |  | WA | Multifamily Residence | Bathroom Faucet | 1007 | 687.85 | Multifamily Residence | FALSE | FALSE |  |  |  | 1520.9128 | 1368.8215 | Multifamily Residence_FALSE | Multifamily Residence_FALSE | Multifamily Residence_ | Multifamily Residence_ | Multifamily Residence_ | unknown | unknownMultifamily Residence_ | unknownMultifamily Residence_FALSE
Water_00009894 | SITE_00487 | Room_00010183 | Bathroom_1 | Bathroom | Shower / Bathtub combo with diverter valve | 2.5 | 3.7744 | 2.5 | 4 |  | Primary | Daily / Almost Daily | N/A | Bag | 0.8492 |  | 3.397 |  | WA | Multifamily Residence | Shower | 1007 | 687.85 | Multifamily Residence | TRUE | TRUE | TRUE | TRUE | TRUE | 1719.625 | 2336.6264 | Multifamily Residence_TRUE | Multifamily Residence_TRUE | Multifamily Residence_TRUE | Multifamily Residence_TRUE | Multifamily Residence_TRUE | 2.5gpm | 2.5gpmMultifamily Residence_TRUE | 2.5gpmMultifamily Residence_TRUE
Water_00009895 | SITE_00488 | Room_00010198 | Bathroom_1 | Bathroom | Bathroom Faucet | 1.5922 | 1.5922 |  | 1.8 |  | N/A | N/A | N/A | Bag | 0.796 |  | 1.433 |  | WA | Multifamily Residence | Bathroom Faucet | 1008 | 687.85 | Multifamily Residence | FALSE | FALSE |  |  |  | 1095.2101 | 985.6891 | Multifamily Residence_FALSE | Multifamily Residence_FALSE | Multifamily Residence_ | Multifamily Residence_ | Multifamily Residence_ | unknown | unknownMultifamily Residence_ | unknownMultifamily Residence_FALSE
Water_00009896 | SITE_00488 | Room_00010198 | Bathroom_1 | Bathroom | Shower / Bathtub combo with diverter valve | 2.5 | 2.6422 | 2.5 | 2.8 |  | Primary | Daily / Almost Daily | N/A | Bag | 0.8492 |  | 2.378 |  | WA | Multifamily Residence | Shower | 1008 | 687.85 | Multifamily Residence | TRUE | TRUE | TRUE | TRUE | TRUE | 1719.625 | 1635.7073 | Multifamily Residence_TRUE | Multifamily Residence_TRUE | Multifamily Residence_TRUE | Multifamily Residence_TRUE | Multifamily Residence_TRUE | 2.5gpm | 2.5gpmMultifamily Residence_TRUE | 2.5gpmMultifamily Residence_TRUE
Water_00009897 | SITE_00488 | Room_00010200 | Kitchen_1 | Kitchen | Kitchen Faucet | 1.5 | 1.7689 | 1.5 | 2 |  | N/A | N/A | N/A | Bag | 0.796 |  | 1.592 |  | WA | Multifamily Residence | Kitchen Faucet | 1008 | 687.85 | Multifamily Residence | FALSE | FALSE |  |  |  | 1031.775 | 1095.0572 | Multifamily Residence_FALSE | Multifamily Residence_FALSE | Multifamily Residence_ | Multifamily Residence_ | Multifamily Residence_ | unknown | unknownMultifamily Residence_ | unknownMultifamily Residence_FALSE
Water_00009898 | SITE_00490 | Room_00010207 | Bathroom_1 | Bathroom | Bathroom Faucet | 1.5 | 1.2378 | 1.5 | 1.4 |  | N/A | N/A | N/A | Bag | 0.796 |  | 1.114 |  | WA | Multifamily Residence | Bathroom Faucet | 1010 | 687.85 | Multifamily Residence | FALSE | FALSE |  |  |  | 1031.775 | 766.2649 | Multifamily Residence_FALSE | Multifamily Residence_FALSE | Multifamily Residence_ | Multifamily Residence_ | Multifamily Residence_ | unknown | unknownMultifamily Residence_ | unknownMultifamily Residence_FALSE
Water_00009899 | SITE_00490 | Room_00010207 | Bathroom_1 | Bathroom | Shower | 2.5 |  | 2.5 | 2.4 |  | Primary | Daily / Almost Daily | N/A | Unknown |  | N/A |  | N/A | WA | Multifamily Residence | Shower | 1010 | 687.85 | Multifamily Residence | TRUE | FALSE | TRUE | FALSE | FALSE | 1719.625 | 0 | Multifamily Residence_TRUE | Multifamily Residence_FALSE | Multifamily Residence_TRUE | Multifamily Residence_FALSE | Multifamily Residence_FALSE | unknown | unknownMultifamily Residence_FALSE | unknownMultifamily Residence_TRUE
Water_00009900 | SITE_00490 | Room_00010212 | Bathroom_2 | Bathroom | Bathroom Faucet | 1.5 | 1.7689 | 1.5 | 2 |  | N/A | N/A | N/A | Bag | 0.796 |  | 1.592 |  | WA | Multifamily Residence | Bathroom Faucet | 1010 | 687.85 | Multifamily Residence | FALSE | FALSE |  |  |  | 1031.775 | 1095.0572 | Multifamily Residence_FALSE | Multifamily Residence_FALSE | Multifamily Residence_ | Multifamily Residence_ | Multifamily Residence_ | unknown | unknownMultifamily Residence_ | unknownMultifamily Residence_FALSE
Water_00009901 | SITE_00490 | Room_00010212 | Bathroom_2 | Bathroom | Shower / Bathtub combo with diverter valve | unknown |  |  | 0.5 |  | Secondary | A few times per month | N/A | Unknown |  | N/A |  | N/A | WA | Multifamily Residence | Shower | 1010 | 687.85 | Multifamily Residence | TRUE | TRUE | FALSE | FALSE | FALSE | 0 | 0 | Multifamily Residence_TRUE | Multifamily Residence_TRUE | Multifamily Residence_FALSE | Multifamily Residence_FALSE | Multifamily Residence_FALSE | unknown | unknownMultifamily Residence_FALSE | unknownMultifamily Residence_TRUE
Water_00009902 | SITE_00490 | Room_00010214 | Kitchen_1 | Kitchen | Kitchen Faucet | 2 | 2.0344 | 2 | 2.3 |  | N/A | N/A | N/A | Bag | 0.796 |  | 1.831 |  | WA | Multifamily Residence | Kitchen Faucet | 1010 | 687.85 | Multifamily Residence | FALSE | FALSE |  |  |  | 1375.7 | 1259.4534 | Multifamily Residence_FALSE | Multifamily Residence_FALSE | Multifamily Residence_ | Multifamily Residence_ | Multifamily Residence_ | unknown | unknownMultifamily Residence_ | unknownMultifamily Residence_FALSE
Water_00009903 | SITE_00509 | Room_00010503 | Bathroom_6 | Bathroom | Bathroom Faucet | 1.5 | 1.15 | 1.5 | 1.3 |  | N/A | N/A | N/A | Bag | 0.796 |  | 1.035 |  | WA | Single Family | Bathroom Faucet | 1029 | 3931.6 | Single Family | FALSE | FALSE |  |  |  | 5897.4 | 4069.206 | Single Family_FALSE | Single Family_FALSE | Single Family_ | Single Family_ | Single Family_ | unknown | unknownSingle Family_ | unknownSingle Family_FALSE
Water_00009904 | SITE_00509 | Room_00010503 | Bathroom_6 | Bathroom | Bathroom Faucet | 1.5 | 1.2378 | 1.5 | 1.4 |  | N/A | N/A | N/A | Bag | 0.796 |  | 1.114 |  | WA | Single Family | Bathroom Faucet | 1029 | 3931.6 | Single Family | FALSE | FALSE |  |  |  | 5897.4 | 4379.8024 | Single Family_FALSE | Single Family_FALSE | Single Family_ | Single Family_ | Single Family_ | unknown | unknownSingle Family_ | unknownSingle Family_FALSE
Water_00009905 | SITE_00509 | Room_00010503 | Bathroom_6 | Bathroom | Shower / Bathtub combo with diverter valve | 2.5 |  | 2.5 | 3.2 |  | Secondary | Daily / Almost Daily | N/A | Unknown |  | N/A |  | N/A | WA | Single Family | Shower | 1029 | 3931.6 | Single Family | TRUE | TRUE | TRUE | FALSE | FALSE | 9829 | 0 | Single Family_TRUE | Single Family_TRUE | Single Family_TRUE | Single Family_FALSE | Single Family_FALSE | unknown | unknownSingle Family_FALSE | unknownSingle Family_TRUE
Water_00009906 | SITE_00509 | Room_00010508 | Bathroom_7 | Bathroom | Bathroom Faucet | 1.5 | 1.3267 | 1.5 | 1.5 |  | N/A | N/A | N/A | Bag | 0.796 |  | 1.194 |  | WA | Single Family | Bathroom Faucet | 1029 | 3931.6 | Single Family | FALSE | FALSE |  |  |  | 5897.4 | 4694.3304 | Single Family_FALSE | Single Family_FALSE | Single Family_ | Single Family_ | Single Family_ | unknown | unknownSingle Family_ | unknownSingle Family_FALSE
Water_00009907 | SITE_00509 | Room_00010508 | Bathroom_7 | Bathroom | Bathroom Faucet | 1.5 | 1.4156 | 1.5 | 1.6 |  | N/A | N/A | N/A | Bag | 0.796 |  | 1.274 |  | WA | Single Family | Bathroom Faucet | 1029 | 3931.6 | Single Family | FALSE | FALSE |  |  |  | 5897.4 | 5008.8584 | Single Family_FALSE | Single Family_FALSE | Single Family_ | Single Family_ | Single Family_ | unknown | unknownSingle Family_ | unknownSingle Family_FALSE
Water_00009908 | SITE_00509 | Room_00010508 | Bathroom_7 | Bathroom | Shower | unknown |  |  | 2.7 |  | All used about the same | Daily / Almost Daily | N/A | Unknown |  | N/A |  | N/A | WA | Single Family | Shower | 1029 | 3931.6 | Single Family | TRUE | FALSE | FALSE | FALSE | FALSE | 0 | 0 | Single Family_TRUE | Single Family_FALSE | Single Family_FALSE | Single Family_FALSE | Single Family_FALSE | unknown | unknownSingle Family_FALSE | unknownSingle Family_TRUE
Water_00009909 | SITE_00509 | Room_00010508 | Bathroom_7 | Bathroom | Bathtub | unknown |  |  |  | N/A | N/A | N/A | N/A | Unknown |  | N/A |  | N/A | WA | Single Family | Bathtub | 1029 | 3931.6 | Single Family | FALSE | FALSE |  |  |  | 0 | 0 | Single Family_FALSE | Single Family_FALSE | Single Family_ | Single Family_ | Single Family_ | unknown | unknownSingle Family_ | unknownSingle Family_FALSE
Water_00009910 | SITE_00509 | Room_00010514 | Bathroom_1 | Bathroom | Bathroom Faucet | 1.5 |  | 1.5 | 1.3 |  | N/A | N/A | N/A | Unknown |  | N/A |  | N/A | WA | Single Family | Bathroom Faucet | 1029 | 3931.6 | Single Family | FALSE | FALSE |  |  |  | 5897.4 | 0 | Single Family_FALSE | Single Family_FALSE | Single Family_ | Single Family_ | Single Family_ | unknown | unknownSingle Family_ | unknownSingle Family_FALSE
Water_00009911 | SITE_00509 | Room_00010514 | Bathroom_1 | Bathroom | Bathroom Faucet | 1.5 |  | 1.5 | 1.2 |  | N/A | N/A | N/A | Unknown |  | N/A |  | N/A | WA | Single Family | Bathroom Faucet | 1029 | 3931.6 | Single Family | FALSE | FALSE |  |  |  | 5897.4 | 0 | Single Family_FALSE | Single Family_FALSE | Single Family_ | Single Family_ | Single Family_ | unknown | unknownSingle Family_ | unknownSingle Family_FALSE
Water_00009912 | SITE_00509 | Room_00010514 | Bathroom_1 | Bathroom | Bathtub | unknown |  |  |  | N/A | N/A | N/A | N/A | Unknown |  | N/A |  | N/A | WA | Single Family | Bathtub | 1029 | 3931.6 | Single Family | FALSE | FALSE |  |  |  | 0 | 0 | Single Family_FALSE | Single Family_FALSE | Single Family_ | Single Family_ | Single Family_ | unknown | unknownSingle Family_ | unknownSingle Family_FALSE
Water_00009913 | SITE_00509 | Room_00010514 | Bathroom_1 | Bathroom | Shower | unknown |  |  | 2.2 |  | Secondary | A few times per month | N/A | Unknown |  | N/A |  | N/A | WA | Single Family | Shower | 1029 | 3931.6 | Single Family | TRUE | FALSE | FALSE | FALSE | FALSE | 0 | 0 | Single Family_TRUE | Single Family_FALSE | Single Family_FALSE | Single Family_FALSE | Single Family_FALSE | unknown | unknownSingle Family_FALSE | unknownSingle Family_TRUE
Water_00009914 | SITE_00509 | Room_00010517 | Bathroom_2 | Bathroom | Bathroom Faucet | 1.5 |  | 1.5 | 1.2 |  | N/A | N/A | N/A | Unknown |  | N/A |  | N/A | WA | Single Family | Bathroom Faucet | 1029 | 3931.6 | Single Family | FALSE | FALSE |  |  |  | 5897.4 | 0 | Single Family_FALSE | Single Family_FALSE | Single Family_ | Single Family_ | Single Family_ | unknown | unknownSingle Family_ | unknownSingle Family_FALSE
Water_00009915 | SITE_00509 | Room_00010521 | Kitchen_1 | Kitchen | Kitchen Faucet | 2.2 |  | 2.2 | 2.2 |  | N/A | N/A | N/A | Unknown |  | N/A |  | N/A | WA | Single Family | Kitchen Faucet | 1029 | 3931.6 | Single Family | FALSE | FALSE |  |  |  | 8649.52 | 0 | Single Family_FALSE | Single Family_FALSE | Single Family_ | Single Family_ | Single Family_ | unknown | unknownSingle Family_ | unknownSingle Family_FALSE
Water_00009916 | SITE_00510 | Room_00010524 | Bathroom_6 | Bathroom | Bathroom Faucet | 2 |  | 2 |  | Unknown | N/A | N/A | Used for storage | Bag | 0.796 |  |  | Unknown | OR | Manufactured | Bathroom Faucet | 1030 | 1135.4 | Manufactured | FALSE | FALSE |  |  |  | 2270.8 | 0 | Manufactured_FALSE | Manufactured_FALSE | Manufactured_ | Manufactured_ | Manufactured_ | unknown | unknownManufactured_ | unknownManufactured_FALSE
Water_00009917 | SITE_00611 | Room_00011878 | Bathroom_2 | Bathroom | Bathroom Faucet | 2 |  | 2 | 1.5 |  | N/A | N/A | N/A | Unknown |  | N/A |  | N/A | OR | Single Family | Bathroom Faucet | 1130 | 2348.97 | Single Family | FALSE | FALSE |  |  |  | 4697.94 | 0 | Single Family_FALSE | Single Family_FALSE | Single Family_ | Single Family_ | Single Family_ | unknown | unknownSingle Family_ | unknownSingle Family_FALSE
Water_00009918 | SITE_00714 | Room_00013158 | Kitchen_1 | Kitchen | Kitchen Faucet | 3.98 | 3.98 |  | 4.5 |  | N/A | N/A | N/A | Bag | 0.796 |  | 3.582 |  | WA | Single Family | Kitchen Faucet | 1233 | 3931.6 | Single Family | FALSE | FALSE |  |  |  | 15647.768 | 14082.9912 | Single Family_FALSE | Single Family_FALSE | Single Family_ | Single Family_ | Single Family_ | unknown | unknownSingle Family_ | unknownSingle Family_FALSE
Water_00009919 | SITE_00714 | Room_00013165 | Bathroom_1 | Bathroom | Shower / Bathtub combo with diverter valve | 2.5 | 4.2456 | 2.5 | 4.5 |  | Secondary | A few times per year | N/A | Bag | 0.8492 |  | 3.821 |  | WA | Single Family | Shower | 1233 | 3931.6 | Single Family | TRUE | TRUE | TRUE | TRUE | TRUE | 9829 | 15022.6436 | Single Family_TRUE | Single Family_TRUE | Single Family_TRUE | Single Family_TRUE | Single Family_TRUE | 2.5gpm | 2.5gpmSingle Family_TRUE | 2.5gpmSingle Family_TRUE
Water_00009920 | SITE_00714 | Room_00013165 | Bathroom_1 | Bathroom | Bathroom Faucet | 1.8 | 3.0956 | 1.8 | 3.5 |  | N/A | N/A | N/A | Bag | 0.796 |  | 2.786 |  | WA | Single Family | Bathroom Faucet | 1233 | 3931.6 | Single Family | FALSE | FALSE |  |  |  | 7076.88 | 10953.4376 | Single Family_FALSE | Single Family_FALSE | Single Family_ | Single Family_ | Single Family_ | unknown | unknownSingle Family_ | unknownSingle Family_FALSE
Water_00009921 | SITE_00714 | Room_00013167 | Bathroom_2 | Bathroom | Bathroom Faucet | 2 | 2.6533 | 2 | 3 |  | N/A | N/A | N/A | Bag | 0.796 |  | 2.388 |  | WA | Single Family | Bathroom Faucet | 1233 | 3931.6 | Single Family | FALSE | FALSE |  |  |  | 7863.2 | 9388.6608 | Single Family_FALSE | Single Family_FALSE | Single Family_ | Single Family_ | Single Family_ | unknown | unknownSingle Family_ | unknownSingle Family_FALSE
Water_00009922 | SITE_00714 | Room_00013167 | Bathroom_2 | Bathroom | Bathroom Faucet | 2 | 2.6533 | 2 | 3 |  | N/A | N/A | N/A | Bag | 0.796 |  | 2.388 |  | WA | Single Family | Bathroom Faucet | 1233 | 3931.6 | Single Family | FALSE | FALSE |  |  |  | 7863.2 | 9388.6608 | Single Family_FALSE | Single Family_FALSE | Single Family_ | Single Family_ | Single Family_ | unknown | unknownSingle Family_ | unknownSingle Family_FALSE
Water_00009923 | SITE_00714 | Room_00013167 | Bathroom_2 | Bathroom | Shower | 3.7744 | 3.7744 |  | 4 |  | Primary | Daily / Almost Daily | N/A | Bag | 0.8492 |  | 3.397 |  | WA | Single Family | Shower | 1233 | 3931.6 | Single Family | TRUE | FALSE | TRUE | TRUE | TRUE | 14839.6058 | 13355.6452 | Single Family_TRUE | Single Family_FALSE | Single Family_TRUE | Single Family_TRUE | Single Family_TRUE | gt2.5gpm | gt2.5gpmSingle Family_TRUE | gt2.5gpmSingle Family_TRUE
Water_00009924 | SITE_00731 | Room_00013409 | Kitchen_1 | Kitchen | Kitchen Faucet | 3.98 | 3.98 |  | 4.5 |  | N/A | N/A | N/A | Bag | 0.796 |  | 3.582 |  | WA | Single Family | Kitchen Faucet | 1250 | 3931.6 | Single Family | FALSE | FALSE |  |  |  | 15647.768 | 14082.9912 | Single Family_FALSE | Single Family_FALSE | Single Family_ | Single Family_ | Single Family_ | unknown | unknownSingle Family_ | unknownSingle Family_FALSE
Water_00009925 | SITE_00731 | Room_00013412 | Bathroom_1 | Bathroom | Bathroom Faucet | 2.2 | 2.4322 | 2.2 | 2.75 |  | N/A | N/A | N/A | Bag | 0.796 |  | 2.189 |  | WA | Single Family | Bathroom Faucet | 1250 | 3931.6 | Single Family | FALSE | FALSE |  |  |  | 8649.52 | 8606.2724 | Single Family_FALSE | Single Family_FALSE | Single Family_ | Single Family_ | Single Family_ | unknown | unknownSingle Family_ | unknownSingle Family_FALSE
Water_00009926 | SITE_00731 | Room_00013412 | Bathroom_1 | Bathroom | Bathroom Faucet | 2.2 | 2.4322 | 2.2 | 2.75 |  | N/A | N/A | N/A | Bag | 0.796 |  | 2.189 |  | WA | Single Family | Bathroom Faucet | 1250 | 3931.6 | Single Family | FALSE | FALSE |  |  |  | 8649.52 | 8606.2724 | Single Family_FALSE | Single Family_FALSE | Single Family_ | Single Family_ | Single Family_ | unknown | unknownSingle Family_ | unknownSingle Family_FALSE
Water_00009927 | SITE_00731 | Room_00013412 | Bathroom_1 | Bathroom | Shower | 3.0667 | 3.0667 |  | 3.25 |  | Primary | Daily / Almost Daily | N/A | Bag | 0.8492 |  | 2.76 |  | WA | Single Family | Shower | 1250 | 3931.6 | Single Family | TRUE | FALSE | TRUE | TRUE | TRUE | 12056.9067 | 10851.216 | Single Family_TRUE | Single Family_FALSE | Single Family_TRUE | Single Family_TRUE | Single Family_TRUE | gt2.5gpm | gt2.5gpmSingle Family_TRUE | gt2.5gpmSingle Family_TRUE
Water_00009928 | SITE_00731 | Room_00013412 | Bathroom_1 | Bathroom | Bathtub | unknown |  |  |  | N/A | N/A | N/A | N/A | Unknown |  | N/A |  | N/A | WA | Single Family | Bathtub | 1250 | 3931.6 | Single Family | FALSE | FALSE |  |  |  | 0 | 0 | Single Family_FALSE | Single Family_FALSE | Single Family_ | Single Family_ | Single Family_ | unknown | unknownSingle Family_ | unknownSingle Family_FALSE
Water_00009929 | SITE_00731 | Room_00013415 | Bathroom_2 | Bathroom | Bathroom Faucet | 2.2 | 2.4322 | 2.2 | 2.75 |  | N/A | N/A | N/A | Bag | 0.796 |  | 2.189 |  | WA | Single Family | Bathroom Faucet | 1250 | 3931.6 | Single Family | FALSE | FALSE |  |  |  | 8649.52 | 8606.2724 | Single Family_FALSE | Single Family_FALSE | Single Family_ | Single Family_ | Single Family_ | unknown | unknownSingle Family_ | unknownSingle Family_FALSE
Water_00009930 | SITE_00731 | Room_00013415 | Bathroom_2 | Bathroom | Shower / Bathtub combo with diverter valve | 2.5 | 2.3589 | 2.5 | 2.5 |  | Secondary | A few times per week | N/A | Bag | 0.8492 |  | 2.123 |  | WA | Single Family | Shower | 1250 | 3931.6 | Single Family | TRUE | TRUE | TRUE | TRUE | TRUE | 9829 | 8346.7868 | Single Family_TRUE | Single Family_TRUE | Single Family_TRUE | Single Family_TRUE | Single Family_TRUE | 2.5gpm | 2.5gpmSingle Family_TRUE | 2.5gpmSingle Family_TRUE
Water_00009931 | SITE_00732 | Room_00013421 | Kitchen_1 | Kitchen | Kitchen Faucet | 2.2 | 1.7689 | 2.2 | 2 |  | N/A | N/A | N/A | Bag | 0.796 |  | 1.592 |  | WA | Single Family | Kitchen Faucet | 1251 | 3931.6 | Single Family | FALSE | FALSE |  |  |  | 8649.52 | 6259.1072 | Single Family_FALSE | Single Family_FALSE | Single Family_ | Single Family_ | Single Family_ | unknown | unknownSingle Family_ | unknownSingle Family_FALSE
Water_00009932 | SITE_00732 | Room_00013425 | Bathroom_1 | Bathroom | Bathroom Faucet | 1.8 | 2.4322 | 1.8 | 2.75 |  | N/A | N/A | N/A | Bag | 0.796 |  | 2.189 |  | WA | Single Family | Bathroom Faucet | 1251 | 3931.6 | Single Family | FALSE | FALSE |  |  |  | 7076.88 | 8606.2724 | Single Family_FALSE | Single Family_FALSE | Single Family_ | Single Family_ | Single Family_ | unknown | unknownSingle Family_ | unknownSingle Family_FALSE
Water_00009933 | SITE_00732 | Room_00013428 | Bathroom_2 | Bathroom | Bathroom Faucet | 1.9456 | 1.9456 |  | 2.2 |  | N/A | N/A | N/A | Bag | 0.796 |  | 1.751 |  | WA | Single Family | Bathroom Faucet | 1251 | 3931.6 | Single Family | FALSE | FALSE |  |  |  | 7649.1462 | 6884.2316 | Single Family_FALSE | Single Family_FALSE | Single Family_ | Single Family_ | Single Family_ | unknown | unknownSingle Family_ | unknownSingle Family_FALSE
Water_00009934 | SITE_00732 | Room_00013428 | Bathroom_2 | Bathroom | Bathroom Faucet | 1.9456 | 1.9456 |  | 2.2 |  | N/A | N/A | N/A | Bag | 0.796 |  | 1.751 |  | WA | Single Family | Bathroom Faucet | 1251 | 3931.6 | Single Family | FALSE | FALSE |  |  |  | 7649.1462 | 6884.2316 | Single Family_FALSE | Single Family_FALSE | Single Family_ | Single Family_ | Single Family_ | unknown | unknownSingle Family_ | unknownSingle Family_FALSE
Water_00009935 | SITE_00732 | Room_00013428 | Bathroom_2 | Bathroom | Shower / Bathtub combo with diverter valve | 2 | 2.8311 | 2 | 3 |  | Secondary | A few times per year | N/A | Bag | 0.8492 |  | 2.548 |  | WA | Single Family | Shower | 1251 | 3931.6 | Single Family | TRUE | TRUE | TRUE | TRUE | TRUE | 7863.2 | 10017.7168 | Single Family_TRUE | Single Family_TRUE | Single Family_TRUE | Single Family_TRUE | Single Family_TRUE | 2.0gpm | 2.0gpmSingle Family_TRUE | 2.0gpmSingle Family_TRUE
Water_00009936 | SITE_00732 | Room_00013434 | Bathroom_3 | Bathroom | Bathroom Faucet | 1.3267 | 1.3267 |  | 1.5 |  | N/A | N/A | N/A | Bag | 0.796 |  | 1.194 |  | WA | Single Family | Bathroom Faucet | 1251 | 3931.6 | Single Family | FALSE | FALSE |  |  |  | 5215.9227 | 4694.3304 | Single Family_FALSE | Single Family_FALSE | Single Family_ | Single Family_ | Single Family_ | unknown | unknownSingle Family_ | unknownSingle Family_FALSE
Water_00009937 | SITE_00732 | Room_00013434 | Bathroom_3 | Bathroom | Bathroom Faucet | 1.3267 | 1.3267 |  | 1.5 |  | N/A | N/A | N/A | Bag | 0.796 |  | 1.194 |  | WA | Single Family | Bathroom Faucet | 1251 | 3931.6 | Single Family | FALSE | FALSE |  |  |  | 5215.9227 | 4694.3304 | Single Family_FALSE | Single Family_FALSE | Single Family_ | Single Family_ | Single Family_ | unknown | unknownSingle Family_ | unknownSingle Family_FALSE
Water_00009938 | SITE_00732 | Room_00013434 | Bathroom_3 | Bathroom | Shower | unknown |  |  |  | Unknown | Primary | Daily / Almost Daily | Too big to measure with bag | Bag | 0.8492 |  |  | Unknown | WA | Single Family | Shower | 1251 | 3931.6 | Single Family | TRUE | FALSE | FALSE | FALSE | FALSE | 0 | 0 | Single Family_TRUE | Single Family_FALSE | Single Family_FALSE | Single Family_FALSE | Single Family_FALSE | unknown | unknownSingle Family_FALSE | unknownSingle Family_TRUE
Water_00009939 | SITE_00739 | Room_00013527 | Kitchen_1 | Kitchen | Kitchen Faucet | 2.2 | 2.6533 | 2.2 | 3 |  | N/A | N/A | N/A | Bag | 0.796 |  | 2.388 |  | WA | Single Family | Kitchen Faucet | 1258 | 3931.6 | Single Family | FALSE | FALSE |  |  |  | 8649.52 | 9388.6608 | Single Family_FALSE | Single Family_FALSE | Single Family_ | Single Family_ | Single Family_ | unknown | unknownSingle Family_ | unknownSingle Family_FALSE
Water_00009940 | SITE_00739 | Room_00013531 | Bathroom_1 | Bathroom | Bathroom Faucet | 2.2 | 2.6533 | 2.2 | 3 |  | N/A | N/A | N/A | Bag | 0.796 |  | 2.388 |  | WA | Single Family | Bathroom Faucet | 1258 | 3931.6 | Single Family | FALSE | FALSE |  |  |  | 8649.52 | 9388.6608 | Single Family_FALSE | Single Family_FALSE | Single Family_ | Single Family_ | Single Family_ | unknown | unknownSingle Family_ | unknownSingle Family_FALSE
Water_00009941 | SITE_00739 | Room_00013531 | Bathroom_1 | Bathroom | Shower / Bathtub combo with diverter valve | 2.5 | 2.1233 | 2.5 | 2.25 |  | Secondary | A few times per year | N/A | Bag | 0.8492 |  | 1.911 |  | WA | Single Family | Shower | 1258 | 3931.6 | Single Family | TRUE | TRUE | TRUE | TRUE | TRUE | 9829 | 7513.2876 | Single Family_TRUE | Single Family_TRUE | Single Family_TRUE | Single Family_TRUE | Single Family_TRUE | 2.5gpm | 2.5gpmSingle Family_TRUE | 2.5gpmSingle Family_TRUE
Water_00009942 | SITE_00739 | Room_00013535 | Bathroom_2 | Bathroom | Bathroom Faucet | 2.2 | 2.6533 | 2.2 | 3 |  | N/A | N/A | N/A | Bag | 0.796 |  | 2.388 |  | WA | Single Family | Bathroom Faucet | 1258 | 3931.6 | Single Family | FALSE | FALSE |  |  |  | 8649.52 | 9388.6608 | Single Family_FALSE | Single Family_FALSE | Single Family_ | Single Family_ | Single Family_ | unknown | unknownSingle Family_ | unknownSingle Family_FALSE
Water_00009943 | SITE_00739 | Room_00013535 | Bathroom_2 | Bathroom | Shower / Bathtub combo with diverter valve | 2 | 2.8311 | 2 | 3 |  | Primary | Daily / Almost Daily | N/A | Bag | 0.8492 |  | 2.548 |  | WA | Single Family | Shower | 1258 | 3931.6 | Single Family | TRUE | TRUE | TRUE | TRUE | TRUE | 7863.2 | 10017.7168 | Single Family_TRUE | Single Family_TRUE | Single Family_TRUE | Single Family_TRUE | Single Family_TRUE | 2.0gpm | 2.0gpmSingle Family_TRUE | 2.0gpmSingle Family_TRUE
Water_00009944 | SITE_01010 | Room_00003436 | Bathroom_2 | Bathroom | Bathroom Faucet | unknown |  |  | 1.5 |  | N/A | N/A | N/A | Unknown |  | N/A |  | N/A | MT | Single Family | Bathroom Faucet | 1526 | 1882.4 | Single Family | FALSE | FALSE |  |  |  | 0 | 0 | Single Family_FALSE | Single Family_FALSE | Single Family_ | Single Family_ | Single Family_ | unknown | unknownSingle Family_ | unknownSingle Family_FALSE
Water_00009945 | SITE_01192 | Room_00016964 | Kitchen_1 | Kitchen | Kitchen Faucet | 1.5033 | 1.5033 |  | 1.7 |  | N/A | N/A | N/A | Bag | 0.796 |  | 1.353 |  | WA | Single Family | Kitchen Faucet | 1707 | 3801.52 | Single Family | FALSE | FALSE |  |  |  | 5714.9517 | 5143.4566 | Single Family_FALSE | Single Family_FALSE | Single Family_ | Single Family_ | Single Family_ | unknown | unknownSingle Family_ | unknownSingle Family_FALSE
Water_00009946 | SITE_01192 | Room_00016970 | Bathroom_1 | Bathroom | Shower / Bathtub combo with diverter valve | 2.5 | 2.8311 | 2.5 | 3 |  | Secondary | Daily / Almost Daily | N/A | Bag | 0.8492 |  | 2.548 |  | WA | Single Family | Shower | 1707 | 3801.52 | Single Family | TRUE | TRUE | TRUE | TRUE | TRUE | 9503.8 | 9686.273 | Single Family_TRUE | Single Family_TRUE | Single Family_TRUE | Single Family_TRUE | Single Family_TRUE | 2.5gpm | 2.5gpmSingle Family_TRUE | 2.5gpmSingle Family_TRUE
Water_00009947 | SITE_01192 | Room_00016970 | Bathroom_1 | Bathroom | Bathroom Faucet | 2.2 | 1.7689 | 2.2 | 2 |  | N/A | N/A | N/A | Bag | 0.796 |  | 1.592 |  | WA | Single Family | Bathroom Faucet | 1707 | 3801.52 | Single Family | FALSE | FALSE |  |  |  | 8363.344 | 6052.0198 | Single Family_FALSE | Single Family_FALSE | Single Family_ | Single Family_ | Single Family_ | unknown | unknownSingle Family_ | unknownSingle Family_FALSE
Water_00009948 | SITE_01192 | Room_00016973 | Bathroom_2 | Bathroom | Bathroom Faucet | 2.2 | 1.5922 | 2.2 | 1.8 |  | N/A | N/A | N/A | Bag | 0.796 |  | 1.433 |  | WA | Single Family | Bathroom Faucet | 1707 | 3801.52 | Single Family | FALSE | FALSE |  |  |  | 8363.344 | 5447.5782 | Single Family_FALSE | Single Family_FALSE | Single Family_ | Single Family_ | Single Family_ | unknown | unknownSingle Family_ | unknownSingle Family_FALSE
Water_00009949 | SITE_01192 | Room_00016973 | Bathroom_2 | Bathroom | Bathroom Faucet | 2.2 | 1.5922 | 2.2 | 1.8 |  | N/A | N/A | N/A | Bag | 0.796 |  | 1.433 |  | WA | Single Family | Bathroom Faucet | 1707 | 3801.52 | Single Family | FALSE | FALSE |  |  |  | 8363.344 | 5447.5782 | Single Family_FALSE | Single Family_FALSE | Single Family_ | Single Family_ | Single Family_ | unknown | unknownSingle Family_ | unknownSingle Family_FALSE
Water_00009950 | SITE_01192 | Room_00016973 | Bathroom_2 | Bathroom | Shower | 2.5 | 2.0756 | 2.5 | 2.2 |  | Primary | Daily / Almost Daily | N/A | Bag | 0.8492 |  | 1.868 |  | WA | Single Family | Shower | 1707 | 3801.52 | Single Family | TRUE | FALSE | TRUE | TRUE | TRUE | 9503.8 | 7101.2394 | Single Family_TRUE | Single Family_FALSE | Single Family_TRUE | Single Family_TRUE | Single Family_TRUE | 2.5gpm | 2.5gpmSingle Family_TRUE | 2.5gpmSingle Family_TRUE
Water_00009951 | SITE_01192 | Room_00016973 | Bathroom_2 | Bathroom | Bathtub | unknown |  |  |  | N/A | N/A | N/A | N/A | Unknown |  | N/A |  | N/A | WA | Single Family | Bathtub | 1707 | 3801.52 | Single Family | FALSE | FALSE |  |  |  | 0 | 0 | Single Family_FALSE | Single Family_FALSE | Single Family_ | Single Family_ | Single Family_ | unknown | unknownSingle Family_ | unknownSingle Family_FALSE
Water_00009952 | SITE_01192 | Room_00016980 | Bathroom_3 | Bathroom | Bathroom Faucet | 2.2 | 1.5922 | 2.2 | 1.8 |  | N/A | N/A | N/A | Bag | 0.796 |  | 1.433 |  | WA | Single Family | Bathroom Faucet | 1707 | 3801.52 | Single Family | FALSE | FALSE |  |  |  | 8363.344 | 5447.5782 | Single Family_FALSE | Single Family_FALSE | Single Family_ | Single Family_ | Single Family_ | unknown | unknownSingle Family_ | unknownSingle Family_FALSE
Water_00009953 | SITE_01192 | Room_00016980 | Bathroom_3 | Bathroom | Bathroom Faucet | 2.2 | 1.5922 | 2.2 | 1.8 |  | N/A | N/A | N/A | Bag | 0.796 |  | 1.433 |  | WA | Single Family | Bathroom Faucet | 1707 | 3801.52 | Single Family | FALSE | FALSE |  |  |  | 8363.344 | 5447.5782 | Single Family_FALSE | Single Family_FALSE | Single Family_ | Single Family_ | Single Family_ | unknown | unknownSingle Family_ | unknownSingle Family_FALSE
Water_00009954 | SITE_01192 | Room_00016980 | Bathroom_3 | Bathroom | Shower | 2.5 | 3.5856 | 2.5 | 3.8 |  | Secondary | A few times per year | N/A | Bag | 0.8492 |  | 3.227 |  | WA | Single Family | Shower | 1707 | 3801.52 | Single Family | TRUE | FALSE | TRUE | TRUE | TRUE | 9503.8 | 12267.505 | Single Family_TRUE | Single Family_FALSE | Single Family_TRUE | Single Family_TRUE | Single Family_TRUE | 2.5gpm | 2.5gpmSingle Family_TRUE | 2.5gpmSingle Family_TRUE
Water_00009955 | SITE_01249 | Room_00017652 | Kitchen_1 | Kitchen | Kitchen Faucet | 1.9456 | 1.9456 |  | 2.2 |  | N/A | N/A | N/A | Bag | 0.796 |  | 1.751 |  | OR | Multifamily Residence | Kitchen Faucet | 1764 | 751.56 | Multifamily Residence | FALSE | FALSE |  |  |  | 1462.2017 | 1315.9816 | Multifamily Residence_FALSE | Multifamily Residence_FALSE | Multifamily Residence_ | Multifamily Residence_ | Multifamily Residence_ | unknown | unknownMultifamily Residence_ | unknownMultifamily Residence_FALSE
Water_00009956 | SITE_01249 | Room_00017657 | Bathroom_6 | Bathroom | Bathroom Faucet | 2.2 | 1.7689 | 2.2 | 2 |  | N/A | N/A | N/A | Bag | 0.796 |  | 1.592 |  | OR | Multifamily Residence | Bathroom Faucet | 1764 | 751.56 | Multifamily Residence | FALSE | FALSE |  |  |  | 1653.432 | 1196.4835 | Multifamily Residence_FALSE | Multifamily Residence_FALSE | Multifamily Residence_ | Multifamily Residence_ | Multifamily Residence_ | unknown | unknownMultifamily Residence_ | unknownMultifamily Residence_FALSE
Water_00009957 | SITE_01249 | Room_00017657 | Bathroom_6 | Bathroom | Shower / Bathtub combo with diverter valve | 1.5 | 2.0756 | 1.5 | 2.2 |  | Primary | Daily / Almost Daily | N/A | Bag | 0.8492 |  | 1.868 |  | OR | Multifamily Residence | Shower | 1764 | 751.56 | Multifamily Residence | TRUE | TRUE | TRUE | TRUE | TRUE | 1127.34 | 1403.9141 | Multifamily Residence_TRUE | Multifamily Residence_TRUE | Multifamily Residence_TRUE | Multifamily Residence_TRUE | Multifamily Residence_TRUE | 1.5gpm | 1.5gpmMultifamily Residence_TRUE | 1.5gpmMultifamily Residence_TRUE
Water_00009958 | SITE_01250 | Room_00017660 | Living Room_1 | Living Room | Kitchen Faucet | 1.5 | 1.3267 | 1.5 | 1.5 |  | N/A | N/A | N/A | Bag | 0.796 |  | 1.194 |  | OR | Multifamily Residence | Kitchen Faucet | 1765 | 751.56 | Multifamily Residence | FALSE | FALSE |  |  |  | 1127.34 | 897.3626 | Multifamily Residence_FALSE | Multifamily Residence_FALSE | Multifamily Residence_ | Multifamily Residence_ | Multifamily Residence_ | unknown | unknownMultifamily Residence_ | unknownMultifamily Residence_FALSE
Water_00009959 | SITE_01250 | Room_00017662 | Bathroom_1 | Bathroom | Bathroom Faucet | 1.5 | 1.3267 | 1.5 | 1.5 |  | N/A | N/A | N/A | Bag | 0.796 |  | 1.194 |  | OR | Multifamily Residence | Bathroom Faucet | 1765 | 751.56 | Multifamily Residence | FALSE | FALSE |  |  |  | 1127.34 | 897.3626 | Multifamily Residence_FALSE | Multifamily Residence_FALSE | Multifamily Residence_ | Multifamily Residence_ | Multifamily Residence_ | unknown | unknownMultifamily Residence_ | unknownMultifamily Residence_FALSE
Water_00009960 | SITE_01250 | Room_00017662 | Bathroom_1 | Bathroom | Shower / Bathtub combo with diverter valve | 2 | 1.8867 | 2 | 2 |  | Secondary | A few times per week | N/A | Bag | 0.8492 |  | 1.698 |  | OR | Multifamily Residence | Shower | 1765 | 751.56 | Multifamily Residence | TRUE | TRUE | TRUE | TRUE | TRUE | 1503.12 | 1276.1489 | Multifamily Residence_TRUE | Multifamily Residence_TRUE | Multifamily Residence_TRUE | Multifamily Residence_TRUE | Multifamily Residence_TRUE | 2.0gpm | 2.0gpmMultifamily Residence_TRUE | 2.0gpmMultifamily Residence_TRUE
Water_00009961 | SITE_01250 | Room_00017663 | Bathroom_2 | Bathroom | Bathroom Faucet | 1.3267 | 1.3267 |  | 1.5 |  | N/A | N/A | N/A | Bag | 0.796 |  | 1.194 |  | OR | Multifamily Residence | Bathroom Faucet | 1765 | 751.56 | Multifamily Residence | FALSE | FALSE |  |  |  | 997.0696 | 897.3626 | Multifamily Residence_FALSE | Multifamily Residence_FALSE | Multifamily Residence_ | Multifamily Residence_ | Multifamily Residence_ | unknown | unknownMultifamily Residence_ | unknownMultifamily Residence_FALSE
Water_00009962 | SITE_01250 | Room_00017663 | Bathroom_2 | Bathroom | Shower / Bathtub combo with diverter valve | 2.5 | 2.3589 | 2.5 | 2.5 |  | Primary | Daily / Almost Daily | N/A | Bag | 0.8492 |  | 2.123 |  | OR | Multifamily Residence | Shower | 1765 | 751.56 | Multifamily Residence | TRUE | TRUE | TRUE | TRUE | TRUE | 1878.9 | 1595.5619 | Multifamily Residence_TRUE | Multifamily Residence_TRUE | Multifamily Residence_TRUE | Multifamily Residence_TRUE | Multifamily Residence_TRUE | 2.5gpm | 2.5gpmMultifamily Residence_TRUE | 2.5gpmMultifamily Residence_TRUE
Water_00009963 | SITE_01252 | Room_00017675 | Kitchen_1 | Kitchen | Kitchen Faucet | 2.2 | 1.7689 | 2.2 | 2 |  | N/A | N/A | N/A | Bag | 0.796 |  | 1.592 |  | OR | Multifamily Residence | Kitchen Faucet | 1767 | 751.56 | Multifamily Residence | FALSE | FALSE |  |  |  | 1653.432 | 1196.4835 | Multifamily Residence_FALSE | Multifamily Residence_FALSE | Multifamily Residence_ | Multifamily Residence_ | Multifamily Residence_ | unknown | unknownMultifamily Residence_ | unknownMultifamily Residence_FALSE
Water_00009964 | SITE_01252 | Room_00017678 | Bathroom_1 | Bathroom | Bathroom Faucet | 4.4222 | 4.4222 |  | 5 |  | N/A | N/A | N/A | Bag | 0.796 |  | 3.98 |  | OR | Multifamily Residence | Bathroom Faucet | 1767 | 751.56 | Multifamily Residence | FALSE | FALSE |  |  |  | 3323.5653 | 2991.2088 | Multifamily Residence_FALSE | Multifamily Residence_FALSE | Multifamily Residence_ | Multifamily Residence_ | Multifamily Residence_ | unknown | unknownMultifamily Residence_ | unknownMultifamily Residence_FALSE
Water_00009965 | SITE_01252 | Room_00017678 | Bathroom_1 | Bathroom | Shower / Bathtub combo with diverter valve | 2.8311 | 2.8311 |  | 3 |  | Primary | Daily / Almost Daily | N/A | Bag | 0.8492 |  | 2.548 |  | OR | Multifamily Residence | Shower | 1767 | 751.56 | Multifamily Residence | TRUE | TRUE | TRUE | TRUE | TRUE | 2127.7499 | 1914.9749 | Multifamily Residence_TRUE | Multifamily Residence_TRUE | Multifamily Residence_TRUE | Multifamily Residence_TRUE | Multifamily Residence_TRUE | gt2.5gpm | gt2.5gpmMultifamily Residence_TRUE | gt2.5gpmMultifamily Residence_TRUE
Water_00009966 | SITE_01257 | Room_00017708 | Bathroom_1 | Bathroom | Bathroom Faucet | unknown |  |  |  | Unknown | N/A | N/A | Cant access, full of stuff | Bag | 0.796 |  |  | Unknown | OR | Multifamily Residence | Bathroom Faucet | 1772 | 751.56 | Multifamily Residence | FALSE | FALSE |  |  |  | 0 | 0 | Multifamily Residence_FALSE | Multifamily Residence_FALSE | Multifamily Residence_ | Multifamily Residence_ | Multifamily Residence_ | unknown | unknownMultifamily Residence_ | unknownMultifamily Residence_FALSE
Water_00009967 | SITE_01257 | Room_00017708 | Bathroom_1 | Bathroom | Shower / Bathtub combo with diverter valve | unknown |  |  |  | Unknown | Secondary | A few times per year | Cant access, full of stuff | Bag | 0.8492 |  |  | Unknown | OR | Multifamily Residence | Shower | 1772 | 751.56 | Multifamily Residence | TRUE | TRUE | FALSE | FALSE | FALSE | 0 | 0 | Multifamily Residence_TRUE | Multifamily Residence_TRUE | Multifamily Residence_FALSE | Multifamily Residence_FALSE | Multifamily Residence_FALSE | unknown | unknownMultifamily Residence_FALSE | unknownMultifamily Residence_TRUE
Water_00009968 | SITE_01257 | Room_00017711 | Bathroom_2 | Bathroom | Bathroom Faucet | 1.5 | 1.3267 | 1.5 | 1.5 |  | N/A | N/A | N/A | Bag | 0.796 |  | 1.194 |  | OR | Multifamily Residence | Bathroom Faucet | 1772 | 751.56 | Multifamily Residence | FALSE | FALSE |  |  |  | 1127.34 | 897.3626 | Multifamily Residence_FALSE | Multifamily Residence_FALSE | Multifamily Residence_ | Multifamily Residence_ | Multifamily Residence_ | unknown | unknownMultifamily Residence_ | unknownMultifamily Residence_FALSE
Water_00009969 | SITE_01257 | Room_00017711 | Bathroom_2 | Bathroom | Shower / Bathtub combo with diverter valve | 2 | 1.4156 | 2 | 1.5 |  | Primary | Daily / Almost Daily | N/A | Bag | 0.8492 |  | 1.274 |  | OR | Multifamily Residence | Shower | 1772 | 751.56 | Multifamily Residence | TRUE | TRUE | TRUE | TRUE | TRUE | 1503.12 | 957.4874 | Multifamily Residence_TRUE | Multifamily Residence_TRUE | Multifamily Residence_TRUE | Multifamily Residence_TRUE | Multifamily Residence_TRUE | 2.0gpm | 2.0gpmMultifamily Residence_TRUE | 2.0gpmMultifamily Residence_TRUE
Water_00009970 | SITE_01257 | Room_00017714 | Kitchen_2 | Kitchen | Kitchen Faucet | 3.5378 | 3.5378 |  | 4 |  | N/A | N/A | N/A | Bag | 0.796 |  | 3.184 |  | OR | Multifamily Residence | Kitchen Faucet | 1772 | 751.56 | Multifamily Residence | FALSE | FALSE |  |  |  | 2658.8523 | 2392.967 | Multifamily Residence_FALSE | Multifamily Residence_FALSE | Multifamily Residence_ | Multifamily Residence_ | Multifamily Residence_ | unknown | unknownMultifamily Residence_ | unknownMultifamily Residence_FALSE
Water_00009971 | SITE_01281 | Room_00017934 | Bathroom_1 | Bathroom | Bathroom Faucet | 1.5 | 1.2378 | 1.5 | 1.4 |  | N/A | N/A | N/A | Bag | 0.796 |  | 1.114 |  | OR | Multifamily Residence | Bathroom Faucet | 1796 | 751.56 | Multifamily Residence | FALSE | FALSE |  |  |  | 1127.34 | 837.2378 | Multifamily Residence_FALSE | Multifamily Residence_FALSE | Multifamily Residence_ | Multifamily Residence_ | Multifamily Residence_ | unknown | unknownMultifamily Residence_ | unknownMultifamily Residence_FALSE
Water_00009972 | SITE_01281 | Room_00017934 | Bathroom_1 | Bathroom | Shower / Bathtub combo with separate valve | 2.5 | 1.9811 | 2.5 | 2.1 |  | Primary | Daily / Almost Daily | N/A | Bag | 0.8492 |  | 1.783 |  | OR | Multifamily Residence | Shower | 1796 | 751.56 | Multifamily Residence | TRUE | TRUE | TRUE | TRUE | TRUE | 1878.9 | 1340.0315 | Multifamily Residence_TRUE | Multifamily Residence_TRUE | Multifamily Residence_TRUE | Multifamily Residence_TRUE | Multifamily Residence_TRUE | 2.5gpm | 2.5gpmMultifamily Residence_TRUE | 2.5gpmMultifamily Residence_TRUE
Water_00009973 | SITE_01281 | Room_00017937 | Kitchen_1 | Kitchen | Bathroom Faucet | 1.5 | 1.7689 | 1.5 | 2 |  | N/A | N/A | N/A | Bag | 0.796 |  | 1.592 |  | OR | Multifamily Residence | Bathroom Faucet | 1796 | 751.56 | Multifamily Residence | FALSE | FALSE |  |  |  | 1127.34 | 1196.4835 | Multifamily Residence_FALSE | Multifamily Residence_FALSE | Multifamily Residence_ | Multifamily Residence_ | Multifamily Residence_ | unknown | unknownMultifamily Residence_ | unknownMultifamily Residence_FALSE
Water_00009974 | SITE_01300 | Room_00018107 | Bathroom_6 | Bathroom | Bathroom Faucet | unknown |  |  | 3.5 |  | N/A | N/A | Restrictor removed. | Unknown |  | N/A |  | N/A | OR | Single Family | Bathroom Faucet | 1815 | 3405.58 | Single Family | FALSE | FALSE |  |  |  | 0 | 0 | Single Family_FALSE | Single Family_FALSE | Single Family_ | Single Family_ | Single Family_ | unknown | unknownSingle Family_ | unknownSingle Family_FALSE
Water_00009975 | SITE_01475 | Room_00005649 | Bathroom_1 | Bathroom | Bathroom Faucet | 2.2 | 2.2111 | 2.2 | 2.5 |  | N/A | N/A | N/A | Bag | 0.796 |  | 1.99 |  | OR | Single Family | Bathroom Faucet | 1989 | 3405.58 | Single Family | FALSE | FALSE |  |  |  | 7492.276 | 6777.1042 | Single Family_FALSE | Single Family_FALSE | Single Family_ | Single Family_ | Single Family_ | unknown | unknownSingle Family_ | unknownSingle Family_FALSE
Water_00009976 | SITE_01475 | Room_00005650 | Bathroom_2 | Bathroom | Bathroom Faucet | 2.2 | 2.4767 | 2.2 | 2.8 |  | N/A | N/A | N/A | Bag | 0.796 |  | 2.229 |  | OR | Single Family | Bathroom Faucet | 1989 | 3405.58 | Single Family | FALSE | FALSE |  |  |  | 7492.276 | 7591.0378 | Single Family_FALSE | Single Family_FALSE | Single Family_ | Single Family_ | Single Family_ | unknown | unknownSingle Family_ | unknownSingle Family_FALSE
Water_00009977 | SITE_02059 | Room_00025356 | Bathroom_7 | Bathroom | Bathroom Faucet | 1.68 | 1.68 |  | 1.9 |  | N/A | N/A | No aerator | Bag | 0.796 |  | 1.512 |  | WA | Single Family | Bathroom Faucet | 2566 | 2986.36 | Single Family | FALSE | FALSE |  |  |  | 5017.0848 | 4515.3763 | Single Family_FALSE | Single Family_FALSE | Single Family_ | Single Family_ | Single Family_ | unknown | unknownSingle Family_ | unknownSingle Family_FALSE
Water_00000001 | SITE_00185 | Room_00025847 | Bathroom_1 | Bathroom | Bathroom Faucet | 2 | 2.2111 | 2 | 2.5 |  | N/A | N/A | N/A | Bag | 0.796 |  | 1.99 |  | ID | Single Family | Bathroom Faucet | 705 | 4610.02 | Single Family | FALSE | FALSE |  |  |  | 9220.04 | 9173.9398 | Single Family_FALSE | Single Family_FALSE | Single Family_ | Single Family_ | Single Family_ | unknown | unknownSingle Family_ | unknownSingle Family_FALSE
Water_00000002 | SITE_00185 | Room_00000001 | Bathroom_2 | Bathroom | Bathroom Faucet | 1.7689 | 1.7689 |  | 2 |  | N/A | N/A | N/A | Bag | 0.796 |  | 1.592 |  | ID | Single Family | Bathroom Faucet | 705 | 4610.02 | Single Family | FALSE | FALSE |  |  |  | 8154.6132 | 7339.1518 | Single Family_FALSE | Single Family_FALSE | Single Family_ | Single Family_ | Single Family_ | unknown | unknownSingle Family_ | unknownSingle Family_FALSE
Water_00000003 | SITE_00185 | Room_00000001 | Bathroom_2 | Bathroom | Bathroom Faucet | 1.7689 | 1.7689 |  | 2 |  | N/A | N/A | N/A | Bag | 0.796 |  | 1.592 |  | ID | Single Family | Bathroom Faucet | 705 | 4610.02 | Single Family | FALSE | FALSE |  |  |  | 8154.6132 | 7339.1518 | Single Family_FALSE | Single Family_FALSE | Single Family_ | Single Family_ | Single Family_ | unknown | unknownSingle Family_ | unknownSingle Family_FALSE
Water_00000004 | SITE_00185 | Room_00000001 | Bathroom_2 | Bathroom | Bathtub | unknown |  |  |  | N/A | N/A | N/A | N/A | Unknown |  | N/A |  | N/A | ID | Single Family | Bathtub | 705 | 4610.02 | Single Family | FALSE | FALSE |  |  |  | 0 | 0 | Single Family_FALSE | Single Family_FALSE | Single Family_ | Single Family_ | Single Family_ | unknown | unknownSingle Family_ | unknownSingle Family_FALSE
Water_00000005 | SITE_00185 | Room_00000001 | Bathroom_2 | Bathroom | Shower | 2.5 | 2.8311 | 2.5 | 3 |  | All used about the same | Daily / Almost Daily | N/A | Bag | 0.8492 |  | 2.548 |  | ID | Single Family | Shower | 705 | 4610.02 | Single Family | TRUE | FALSE | TRUE | TRUE | TRUE | 11525.05 | 11746.331 | Single Family_TRUE | Single Family_FALSE | Single Family_TRUE | Single Family_TRUE | Single Family_TRUE | 2.5gpm | 2.5gpmSingle Family_TRUE | 2.5gpmSingle Family_TRUE
Water_00000006 | SITE_00185 | Room_00000002 | Bathroom_3 | Bathroom | Bathroom Faucet | 2 | 1.7689 | 2 | 2 |  | N/A | N/A | N/A | Bag | 0.796 |  | 1.592 |  | ID | Single Family | Bathroom Faucet | 705 | 4610.02 | Single Family | FALSE | FALSE |  |  |  | 9220.04 | 7339.1518 | Single Family_FALSE | Single Family_FALSE | Single Family_ | Single Family_ | Single Family_ | unknown | unknownSingle Family_ | unknownSingle Family_FALSE
Water_00000007 | SITE_00185 | Room_00000002 | Bathroom_3 | Bathroom | Shower / Bathtub combo with diverter valve | 2.5 | 2.3589 | 2.5 | 2.5 |  | All used about the same | Daily / Almost Daily | N/A | Bag | 0.8492 |  | 2.123 |  | ID | Single Family | Shower | 705 | 4610.02 | Single Family | TRUE | TRUE | TRUE | TRUE | TRUE | 11525.05 | 9787.0725 | Single Family_TRUE | Single Family_TRUE | Single Family_TRUE | Single Family_TRUE | Single Family_TRUE | 2.5gpm | 2.5gpmSingle Family_TRUE | 2.5gpmSingle Family_TRUE
Water_00000008 | SITE_00191 | Room_00000027 | Kitchen_1 | Kitchen | Kitchen Faucet | 1.15 | 1.15 |  | 1.3 |  | N/A | N/A | N/A | Bag | 0.796 |  | 1.035 |  | ID | Single Family | Kitchen Faucet | 711 | 4610.02 | Single Family | FALSE | FALSE |  |  |  | 5301.523 | 4771.3707 | Single Family_FALSE | Single Family_FALSE | Single Family_ | Single Family_ | Single Family_ | unknown | unknownSingle Family_ | unknownSingle Family_FALSE
Water_00000009 | SITE_00191 | Room_00000020 | Bathroom_1 | Bathroom | Shower | 1.51 | 1.51 |  | 1.6 |  | Primary | Daily / Almost Daily | N/A | Bag | 0.8492 |  | 1.359 |  | ID | Single Family | Shower | 711 | 4610.02 | Single Family | TRUE | FALSE | TRUE | TRUE | TRUE | 6961.1302 | 6265.0172 | Single Family_TRUE | Single Family_FALSE | Single Family_TRUE | Single Family_TRUE | Single Family_TRUE | 1.8gpm | 1.8gpmSingle Family_TRUE | 1.8gpmSingle Family_TRUE
Water_00000010 | SITE_00191 | Room_00000020 | Bathroom_1 | Bathroom | Bathroom Faucet | 2.2111 | 2.2111 |  | 2.5 |  | N/A | N/A | N/A | Bag | 0.796 |  | 1.99 |  | ID | Single Family | Bathroom Faucet | 711 | 4610.02 | Single Family | FALSE | FALSE |  |  |  | 10193.2664 | 9173.9398 | Single Family_FALSE | Single Family_FALSE | Single Family_ | Single Family_ | Single Family_ | unknown | unknownSingle Family_ | unknownSingle Family_FALSE
Water_00000011 | SITE_00191 | Room_00000021 | Bathroom_2 | Bathroom | Bathroom Faucet | 8.8444 | 8.8444 |  | 10 |  | N/A | N/A | Filled bag in 4 seconds | Bag | 0.796 |  | 7.96 |  | ID | Single Family | Bathroom Faucet | 711 | 4610.02 | Single Family | FALSE | FALSE |  |  |  | 40773.0658 | 36695.7592 | Single Family_FALSE | Single Family_FALSE | Single Family_ | Single Family_ | Single Family_ | unknown | unknownSingle Family_ | unknownSingle Family_FALSE
Water_00000012 | SITE_00191 | Room_00000021 | Bathroom_2 | Bathroom | Shower / Bathtub combo with diverter valve | 1.51 | 1.51 |  | 1.6 |  | Primary | Daily / Almost Daily | Flow only partially diverted, actual usage is higher | Bag | 0.8492 |  | 1.359 |  | ID | Single Family | Shower | 711 | 4610.02 | Single Family | TRUE | TRUE | TRUE | TRUE | TRUE | 6961.1302 | 6265.0172 | Single Family_TRUE | Single Family_TRUE | Single Family_TRUE | Single Family_TRUE | Single Family_TRUE | 1.8gpm | 1.8gpmSingle Family_TRUE | 1.8gpmSingle Family_TRUE
Water_00000013 | SITE_00233 | Room_00000038 | Kitchen_1 | Kitchen | Kitchen Faucet | 2.2 | 1.2378 | 2.2 | 1.4 |  | N/A | N/A | N/A | Bag | 0.796 |  | 1.114 |  | ID | Manufactured | Kitchen Faucet | 753 | 626.07 | Manufactured | FALSE | FALSE |  |  |  | 1377.354 | 697.442 | Manufactured_FALSE | Manufactured_FALSE | Manufactured_ | Manufactured_ | Manufactured_ | unknown | unknownManufactured_ | unknownManufactured_FALSE
Water_00000014 | SITE_00233 | Room_00000033 | Bathroom_2 | Bathroom | Bathroom Faucet | 2 | 1.2378 | 2 | 1.4 |  | N/A | N/A | N/A | Bag | 0.796 |  | 1.114 |  | ID | Manufactured | Bathroom Faucet | 753 | 626.07 | Manufactured | FALSE | FALSE |  |  |  | 1252.14 | 697.442 | Manufactured_FALSE | Manufactured_FALSE | Manufactured_ | Manufactured_ | Manufactured_ | unknown | unknownManufactured_ | unknownManufactured_FALSE
Water_00000015 | SITE_00233 | Room_00000032 | Bathroom_1 | Bathroom | Bathroom Faucet | 2 | 1.2378 | 2 | 1.4 |  | N/A | N/A | N/A | Bag | 0.796 |  | 1.114 |  | ID | Manufactured | Bathroom Faucet | 753 | 626.07 | Manufactured | FALSE | FALSE |  |  |  | 1252.14 | 697.442 | Manufactured_FALSE | Manufactured_FALSE | Manufactured_ | Manufactured_ | Manufactured_ | unknown | unknownManufactured_ | unknownManufactured_FALSE
Water_00000016 | SITE_00233 | Room_00000032 | Bathroom_1 | Bathroom | Bathroom Faucet | 2 | 3.0956 | 2 | 3.5 |  | N/A | N/A | N/A | Bag | 0.796 |  | 2.786 |  | ID | Manufactured | Bathroom Faucet | 753 | 626.07 | Manufactured | FALSE | FALSE |  |  |  | 1252.14 | 1744.231 | Manufactured_FALSE | Manufactured_FALSE | Manufactured_ | Manufactured_ | Manufactured_ | unknown | unknownManufactured_ | unknownManufactured_FALSE
Water_00000017 | SITE_00233 | Room_00000032 | Bathroom_1 | Bathroom | Shower / Bathtub combo with diverter valve | 2.5 | 1.3211 | 2.5 | 1.4 |  | All used about the same | Unknown | N/A | Bag | 0.8492 |  | 1.189 |  | ID | Manufactured | Shower | 753 | 626.07 | Manufactured | TRUE | TRUE | TRUE | TRUE | TRUE | 1565.175 | 744.3972 | Manufactured_TRUE | Manufactured_TRUE | Manufactured_TRUE | Manufactured_TRUE | Manufactured_TRUE | 2.5gpm | 2.5gpmManufactured_TRUE | 2.5gpmManufactured_TRUE
Water_00000018 | SITE_00234 | Room_00000049 | Kitchen_1 | Kitchen | Kitchen Faucet | 2 | 1.3267 | 2 | 1.5 |  | N/A | N/A | N/A | Bag | 0.796 |  | 1.194 |  | ID | Manufactured | Kitchen Faucet | 754 | 626.07 | Manufactured | FALSE | FALSE |  |  |  | 1252.14 | 747.5276 | Manufactured_FALSE | Manufactured_FALSE | Manufactured_ | Manufactured_ | Manufactured_ | unknown | unknownManufactured_ | unknownManufactured_FALSE
Water_00000019 | SITE_00234 | Room_00000042 | Bathroom_1 | Bathroom | Bathroom Faucet | 1.5 | 1.3267 | 1.5 | 1.5 |  | N/A | N/A | N/A | Bag | 0.796 |  | 1.194 |  | ID | Manufactured | Bathroom Faucet | 754 | 626.07 | Manufactured | FALSE | FALSE |  |  |  | 939.105 | 747.5276 | Manufactured_FALSE | Manufactured_FALSE | Manufactured_ | Manufactured_ | Manufactured_ | unknown | unknownManufactured_ | unknownManufactured_FALSE
Water_00000020 | SITE_00234 | Room_00000043 | Bathroom_6 | Bathroom | Bathroom Faucet | 1.5 | 0.88444 | 1.5 | 1 |  | N/A | N/A | Low pressure | Bag | 0.796 |  | 0.796 |  | ID | Manufactured | Bathroom Faucet | 754 | 626.07 | Manufactured | FALSE | FALSE |  |  |  | 939.105 | 498.3517 | Manufactured_FALSE | Manufactured_FALSE | Manufactured_ | Manufactured_ | Manufactured_ | unknown | unknownManufactured_ | unknownManufactured_FALSE
Water_00000021 | SITE_00234 | Room_00000043 | Bathroom_6 | Bathroom | Shower / Bathtub combo with diverter valve | unknown |  |  | 2.2 |  | All used about the same | Daily / Almost Daily | N/A | Unknown |  | N/A |  | N/A | ID | Manufactured | Shower | 754 | 626.07 | Manufactured | TRUE | TRUE | FALSE | FALSE | FALSE | 0 | 0 | Manufactured_TRUE | Manufactured_TRUE | Manufactured_FALSE | Manufactured_FALSE | Manufactured_FALSE | unknown | unknownManufactured_FALSE | unknownManufactured_TRUE
Water_00000022 | SITE_00235 | Room_00000053 | Bathroom_1 | Bathroom | Shower | unknown |  |  | 3.2 |  | Primary | Daily / Almost Daily | N/A | Unknown |  | N/A |  | N/A | ID | Single Family | Shower | 755 | 4610.02 | Single Family | TRUE | FALSE | FALSE | FALSE | FALSE | 0 | 0 | Single Family_TRUE | Single Family_FALSE | Single Family_FALSE | Single Family_FALSE | Single Family_FALSE | unknown | unknownSingle Family_FALSE | unknownSingle Family_TRUE
Water_00000023 | SITE_00235 | Room_00000053 | Bathroom_1 | Bathroom | Bathroom Faucet | 2 |  | 2 | 2.5 |  | N/A | N/A | N/A | Unknown |  | N/A |  | N/A | ID | Single Family | Bathroom Faucet | 755 | 4610.02 | Single Family | FALSE | FALSE |  |  |  | 9220.04 | 0 | Single Family_FALSE | Single Family_FALSE | Single Family_ | Single Family_ | Single Family_ | unknown | unknownSingle Family_ | unknownSingle Family_FALSE
Water_00000024 | SITE_00235 | Room_00000053 | Bathroom_1 | Bathroom | Bathroom Faucet | 2 |  | 2 | 2.5 |  | N/A | N/A | N/A | Unknown |  | N/A |  | N/A | ID | Single Family | Bathroom Faucet | 755 | 4610.02 | Single Family | FALSE | FALSE |  |  |  | 9220.04 | 0 | Single Family_FALSE | Single Family_FALSE | Single Family_ | Single Family_ | Single Family_ | unknown | unknownSingle Family_ | unknownSingle Family_FALSE
Water_00000025 | SITE_00235 | Room_00000054 | Bathroom_2 | Bathroom | Shower / Bathtub combo with diverter valve | 2.5 |  | 2.5 |  | Unknown | Secondary | A few times per year | Valve was shut off to childproof it. | Unknown |  | N/A |  | N/A | ID | Single Family | Shower | 755 | 4610.02 | Single Family | TRUE | TRUE | TRUE | FALSE | FALSE | 11525.05 | 0 | Single Family_TRUE | Single Family_TRUE | Single Family_TRUE | Single Family_FALSE | Single Family_FALSE | unknown | unknownSingle Family_FALSE | unknownSingle Family_TRUE
Water_00000026 | SITE_00235 | Room_00000054 | Bathroom_2 | Bathroom | Bathroom Faucet | 1.5 |  | 1.5 | 1.5 |  | N/A | N/A | N/A | Unknown |  | N/A |  | N/A | ID | Single Family | Bathroom Faucet | 755 | 4610.02 | Single Family | FALSE | FALSE |  |  |  | 6915.03 | 0 | Single Family_FALSE | Single Family_FALSE | Single Family_ | Single Family_ | Single Family_ | unknown | unknownSingle Family_ | unknownSingle Family_FALSE
Water_00000027 | SITE_00235 | Room_00000055 | Bathroom_3 | Bathroom | Bathroom Faucet | unknown |  |  | 2.5 |  | N/A | N/A | N/A | Unknown |  | N/A |  | N/A | ID | Single Family | Bathroom Faucet | 755 | 4610.02 | Single Family | FALSE | FALSE |  |  |  | 0 | 0 | Single Family_FALSE | Single Family_FALSE | Single Family_ | Single Family_ | Single Family_ | unknown | unknownSingle Family_ | unknownSingle Family_FALSE
Water_00000028 | SITE_00235 | Room_00000055 | Bathroom_3 | Bathroom | Shower / Bathtub combo with diverter valve | unknown |  |  | 2.5 |  | Secondary | A few times per year | N/A | Unknown |  | N/A |  | N/A | ID | Single Family | Shower | 755 | 4610.02 | Single Family | TRUE | TRUE | FALSE | FALSE | FALSE | 0 | 0 | Single Family_TRUE | Single Family_TRUE | Single Family_FALSE | Single Family_FALSE | Single Family_FALSE | unknown | unknownSingle Family_FALSE | unknownSingle Family_TRUE
Water_00000029 | SITE_00236 | Room_00000077 | Bathroom_1 | Bathroom | Bathroom Faucet | 1.5 | 1.5033 | 1.5 | 1.7 |  | N/A | N/A | N/A | Bag | 0.796 |  | 1.353 |  | ID | Manufactured | Bathroom Faucet | 756 | 626.07 | Manufactured | FALSE | FALSE |  |  |  | 939.105 | 847.0727 | Manufactured_FALSE | Manufactured_FALSE | Manufactured_ | Manufactured_ | Manufactured_ | unknown | unknownManufactured_ | unknownManufactured_FALSE
Water_00000030 | SITE_00236 | Room_00000077 | Bathroom_1 | Bathroom | Shower / Bathtub combo with diverter valve | unknown |  |  |  | Unknown | Secondary | A few times per year | Hanging clothes on pole, no access | Unknown |  | N/A |  | N/A | ID | Manufactured | Shower | 756 | 626.07 | Manufactured | TRUE | TRUE | FALSE | FALSE | FALSE | 0 | 0 | Manufactured_TRUE | Manufactured_TRUE | Manufactured_FALSE | Manufactured_FALSE | Manufactured_FALSE | unknown | unknownManufactured_FALSE | unknownManufactured_TRUE
Water_00000031 | SITE_00236 | Room_00000078 | Bathroom_2 | Bathroom | Bathroom Faucet | 2.2 | 2.4767 | 2.2 | 2.8 |  | N/A | N/A | N/A | Bag | 0.796 |  | 2.229 |  | ID | Manufactured | Bathroom Faucet | 756 | 626.07 | Manufactured | FALSE | FALSE |  |  |  | 1377.354 | 1395.51 | Manufactured_FALSE | Manufactured_FALSE | Manufactured_ | Manufactured_ | Manufactured_ | unknown | unknownManufactured_ | unknownManufactured_FALSE
Water_00000032 | SITE_00236 | Room_00000078 | Bathroom_2 | Bathroom | Bathroom Faucet | 1.5 | 1.3267 | 1.5 | 1.5 |  | N/A | N/A | N/A | Bag | 0.796 |  | 1.194 |  | ID | Manufactured | Bathroom Faucet | 756 | 626.07 | Manufactured | FALSE | FALSE |  |  |  | 939.105 | 747.5276 | Manufactured_FALSE | Manufactured_FALSE | Manufactured_ | Manufactured_ | Manufactured_ | unknown | unknownManufactured_ | unknownManufactured_FALSE
Water_00000033 | SITE_00236 | Room_00000078 | Bathroom_2 | Bathroom | Shower | 2.5 |  | 2.5 | 2.5 |  | Primary | Daily / Almost Daily | N/A | Unknown |  | N/A |  | N/A | ID | Manufactured | Shower | 756 | 626.07 | Manufactured | TRUE | FALSE | TRUE | FALSE | FALSE | 1565.175 | 0 | Manufactured_TRUE | Manufactured_FALSE | Manufactured_TRUE | Manufactured_FALSE | Manufactured_FALSE | unknown | unknownManufactured_FALSE | unknownManufactured_TRUE
Water_00000034 | SITE_00236 | Room_00000089 | Kitchen_1 | Kitchen | Kitchen Faucet | 1.8 | 2.4767 | 1.8 | 2.8 |  | N/A | N/A | N/A | Bag | 0.796 |  | 2.229 |  | ID | Manufactured | Kitchen Faucet | 756 | 626.07 | Manufactured | FALSE | FALSE |  |  |  | 1126.926 | 1395.51 | Manufactured_FALSE | Manufactured_FALSE | Manufactured_ | Manufactured_ | Manufactured_ | unknown | unknownManufactured_ | unknownManufactured_FALSE
Water_00000035 | SITE_00237 | Room_00000095 | Bathroom_1 | Bathroom | Bathroom Faucet | 1.5 | 1.8578 | 1.5 | 2.1 |  | N/A | N/A | N/A | Bag | 0.796 |  | 1.672 |  | ID | Manufactured | Bathroom Faucet | 757 | 626.07 | Manufactured | FALSE | FALSE |  |  |  | 939.105 | 1046.789 | Manufactured_FALSE | Manufactured_FALSE | Manufactured_ | Manufactured_ | Manufactured_ | unknown | unknownManufactured_ | unknownManufactured_FALSE
Water_00000036 | SITE_00237 | Room_00000095 | Bathroom_1 | Bathroom | Shower / Bathtub combo with diverter valve | 2.5 | 1.6044 | 2.5 | 1.7 |  | Secondary | Daily / Almost Daily | N/A | Bag | 0.8492 |  | 1.444 |  | ID | Manufactured | Shower | 757 | 626.07 | Manufactured | TRUE | TRUE | TRUE | TRUE | TRUE | 1565.175 | 904.0451 | Manufactured_TRUE | Manufactured_TRUE | Manufactured_TRUE | Manufactured_TRUE | Manufactured_TRUE | 2.5gpm | 2.5gpmManufactured_TRUE | 2.5gpmManufactured_TRUE
Water_00000037 | SITE_00237 | Room_00000096 | Bathroom_2 | Bathroom | Bathroom Faucet | 1.5 | 1.3267 | 1.5 | 1.5 |  | N/A | N/A | N/A | Bag | 0.796 |  | 1.194 |  | ID | Manufactured | Bathroom Faucet | 757 | 626.07 | Manufactured | FALSE | FALSE |  |  |  | 939.105 | 747.5276 | Manufactured_FALSE | Manufactured_FALSE | Manufactured_ | Manufactured_ | Manufactured_ | unknown | unknownManufactured_ | unknownManufactured_FALSE
Water_00000038 | SITE_00237 | Room_00000096 | Bathroom_2 | Bathroom | Shower / Bathtub combo with diverter valve | 2.5 | 1.4156 | 2.5 | 1.5 |  | Primary | Daily / Almost Daily | N/A | Bag | 0.8492 |  | 1.274 |  | ID | Manufactured | Shower | 757 | 626.07 | Manufactured | TRUE | TRUE | TRUE | TRUE | TRUE | 1565.175 | 797.6132 | Manufactured_TRUE | Manufactured_TRUE | Manufactured_TRUE | Manufactured_TRUE | Manufactured_TRUE | 2.5gpm | 2.5gpmManufactured_TRUE | 2.5gpmManufactured_TRUE
Water_00000039 | SITE_00237 | Room_00000102 | Kitchen_1 | Kitchen | Kitchen Faucet | 1.4156 | 1.4156 |  | 1.6 |  | N/A | N/A | N/A | Bag | 0.796 |  | 1.274 |  | ID | Manufactured | Kitchen Faucet | 757 | 626.07 | Manufactured | FALSE | FALSE |  |  |  | 886.2369 | 797.6132 | Manufactured_FALSE | Manufactured_FALSE | Manufactured_ | Manufactured_ | Manufactured_ | unknown | unknownManufactured_ | unknownManufactured_FALSE
Water_00000040 | SITE_00238 | Room_00000117 | Kitchen_1 | Kitchen | Kitchen Faucet | 2.2111 | 2.2111 |  | 2.5 |  | N/A | N/A | N/A | Bag | 0.796 |  | 1.99 |  | ID | Manufactured | Kitchen Faucet | 758 | 626.07 | Manufactured | FALSE | FALSE |  |  |  | 1384.3103 | 1245.8793 | Manufactured_FALSE | Manufactured_FALSE | Manufactured_ | Manufactured_ | Manufactured_ | unknown | unknownManufactured_ | unknownManufactured_FALSE
Water_00000041 | SITE_00238 | Room_00000107 | Bathroom_1 | Bathroom | Bathroom Faucet | 1.7689 | 1.7689 |  | 2 |  | N/A | N/A | N/A | Bag | 0.796 |  | 1.592 |  | ID | Manufactured | Bathroom Faucet | 758 | 626.07 | Manufactured | FALSE | FALSE |  |  |  | 1107.4483 | 996.7034 | Manufactured_FALSE | Manufactured_FALSE | Manufactured_ | Manufactured_ | Manufactured_ | unknown | unknownManufactured_ | unknownManufactured_FALSE
Water_00000042 | SITE_00238 | Room_00000107 | Bathroom_1 | Bathroom | Shower / Bathtub combo with diverter valve | 2.17 | 2.17 |  | 2.3 |  | Secondary | A few times per week | N/A | Bag | 0.8492 |  | 1.953 |  | ID | Manufactured | Shower | 758 | 626.07 | Manufactured | TRUE | TRUE | TRUE | TRUE | TRUE | 1358.5719 | 1222.7147 | Manufactured_TRUE | Manufactured_TRUE | Manufactured_TRUE | Manufactured_TRUE | Manufactured_TRUE | 2.5gpm | 2.5gpmManufactured_TRUE | 2.5gpmManufactured_TRUE
Water_00000043 | SITE_00238 | Room_00000108 | Bathroom_2 | Bathroom | Bathroom Faucet | 2.6533 | 2.6533 |  | 3 |  | N/A | N/A | N/A | Bag | 0.796 |  | 2.388 |  | ID | Manufactured | Bathroom Faucet | 758 | 626.07 | Manufactured | FALSE | FALSE |  |  |  | 1661.1724 | 1495.0552 | Manufactured_FALSE | Manufactured_FALSE | Manufactured_ | Manufactured_ | Manufactured_ | unknown | unknownManufactured_ | unknownManufactured_FALSE
Water_00000044 | SITE_00238 | Room_00000108 | Bathroom_2 | Bathroom | Bathroom Faucet | 2.6533 | 2.6533 |  | 3 |  | N/A | N/A | N/A | Bag | 0.796 |  | 2.388 |  | ID | Manufactured | Bathroom Faucet | 758 | 626.07 | Manufactured | FALSE | FALSE |  |  |  | 1661.1724 | 1495.0552 | Manufactured_FALSE | Manufactured_FALSE | Manufactured_ | Manufactured_ | Manufactured_ | unknown | unknownManufactured_ | unknownManufactured_FALSE
Water_00000045 | SITE_00238 | Room_00000108 | Bathroom_2 | Bathroom | Shower / Bathtub combo with diverter valve | 2.17 | 2.17 |  | 2.3 |  | Primary | Daily / Almost Daily | N/A | Bag | 0.8492 |  | 1.953 |  | ID | Manufactured | Shower | 758 | 626.07 | Manufactured | TRUE | TRUE | TRUE | TRUE | TRUE | 1358.5719 | 1222.7147 | Manufactured_TRUE | Manufactured_TRUE | Manufactured_TRUE | Manufactured_TRUE | Manufactured_TRUE | 2.5gpm | 2.5gpmManufactured_TRUE | 2.5gpmManufactured_TRUE
Water_00000046 | SITE_00239 | Room_00000130 | Kitchen_1 | Kitchen | Kitchen Faucet | 1.2378 | 1.2378 |  | 1.4 |  | N/A | N/A | N/A | Bag | 0.796 |  | 1.114 |  | ID | Manufactured | Kitchen Faucet | 759 | 626.07 | Manufactured | FALSE | FALSE |  |  |  | 774.9355 | 697.442 | Manufactured_FALSE | Manufactured_FALSE | Manufactured_ | Manufactured_ | Manufactured_ | unknown | unknownManufactured_ | unknownManufactured_FALSE
Water_00000047 | SITE_00239 | Room_00000122 | Bathroom_1 | Bathroom | Bathroom Faucet | 1.68 | 1.68 |  | 1.9 |  | N/A | N/A | N/A | Bag | 0.796 |  | 1.512 |  | ID | Manufactured | Bathroom Faucet | 759 | 626.07 | Manufactured | FALSE | FALSE |  |  |  | 1051.7976 | 946.6178 | Manufactured_FALSE | Manufactured_FALSE | Manufactured_ | Manufactured_ | Manufactured_ | unknown | unknownManufactured_ | unknownManufactured_FALSE
Water_00000048 | SITE_00239 | Room_00000122 | Bathroom_1 | Bathroom | Shower / Bathtub combo with diverter valve | 2.5 | 2.17 | 2.5 | 2.3 |  | Secondary | A few times per week | N/A | Bag | 0.8492 |  | 1.953 |  | ID | Manufactured | Shower | 759 | 626.07 | Manufactured | TRUE | TRUE | TRUE | TRUE | TRUE | 1565.175 | 1222.7147 | Manufactured_TRUE | Manufactured_TRUE | Manufactured_TRUE | Manufactured_TRUE | Manufactured_TRUE | 2.5gpm | 2.5gpmManufactured_TRUE | 2.5gpmManufactured_TRUE
Water_00000049 | SITE_00239 | Room_00000123 | Bathroom_2 | Bathroom | Bathroom Faucet | 2.83 | 2.83 |  | 3.2 |  | N/A | N/A | N/A | Bag | 0.796 |  | 2.547 |  | ID | Manufactured | Bathroom Faucet | 759 | 626.07 | Manufactured | FALSE | FALSE |  |  |  | 1771.7781 | 1594.6003 | Manufactured_FALSE | Manufactured_FALSE | Manufactured_ | Manufactured_ | Manufactured_ | unknown | unknownManufactured_ | unknownManufactured_FALSE
Water_00000050 | SITE_00239 | Room_00000123 | Bathroom_2 | Bathroom | Bathtub | unknown |  |  |  | N/A | N/A | N/A | N/A | Unknown |  | N/A |  | N/A | ID | Manufactured | Bathtub | 759 | 626.07 | Manufactured | FALSE | FALSE |  |  |  | 0 | 0 | Manufactured_FALSE | Manufactured_FALSE | Manufactured_ | Manufactured_ | Manufactured_ | unknown | unknownManufactured_ | unknownManufactured_FALSE
Water_00000051 | SITE_00239 | Room_00000123 | Bathroom_2 | Bathroom | Bathroom Faucet | 2.3 | 2.3 |  | 2.6 |  | N/A | N/A | N/A | Bag | 0.796 |  | 2.07 |  | ID | Manufactured | Bathroom Faucet | 759 | 626.07 | Manufactured | FALSE | FALSE |  |  |  | 1439.961 | 1295.9649 | Manufactured_FALSE | Manufactured_FALSE | Manufactured_ | Manufactured_ | Manufactured_ | unknown | unknownManufactured_ | unknownManufactured_FALSE
Water_00000052 | SITE_00239 | Room_00000123 | Bathroom_2 | Bathroom | Shower | 2.5 | 2.3589 | 2.5 | 2.5 |  | Primary | Daily / Almost Daily | N/A | Bag | 0.8492 |  | 2.123 |  | ID | Manufactured | Shower | 759 | 626.07 | Manufactured | TRUE | FALSE | TRUE | TRUE | TRUE | 1565.175 | 1329.1466 | Manufactured_TRUE | Manufactured_FALSE | Manufactured_TRUE | Manufactured_TRUE | Manufactured_TRUE | 2.5gpm | 2.5gpmManufactured_TRUE | 2.5gpmManufactured_TRUE
Water_00000053 | SITE_00240 | Room_00000136 | Bathroom_1 | Bathroom | Bathroom Faucet | unknown |  |  | 2 |  | N/A | N/A | N/A | Unknown |  | N/A |  | N/A | ID | Manufactured | Bathroom Faucet | 760 | 1097.77 | Manufactured | FALSE | FALSE |  |  |  | 0 | 0 | Manufactured_FALSE | Manufactured_FALSE | Manufactured_ | Manufactured_ | Manufactured_ | unknown | unknownManufactured_ | unknownManufactured_FALSE
Water_00000054 | SITE_00240 | Room_00000136 | Bathroom_1 | Bathroom | Shower / Bathtub combo with diverter valve | 2.5 |  | 2.5 | 1.7 |  | All used about the same | Daily / Almost Daily | N/A | Unknown |  | N/A |  | N/A | ID | Manufactured | Shower | 760 | 1097.77 | Manufactured | TRUE | TRUE | TRUE | FALSE | FALSE | 2744.425 | 0 | Manufactured_TRUE | Manufactured_TRUE | Manufactured_TRUE | Manufactured_FALSE | Manufactured_FALSE | unknown | unknownManufactured_FALSE | unknownManufactured_TRUE
Water_00000055 | SITE_00240 | Room_00000139 | Kitchen_1 | Kitchen | Kitchen Faucet | unknown |  |  | 1.5 |  | N/A | N/A | N/A | Unknown |  | N/A |  | N/A | ID | Manufactured | Kitchen Faucet | 760 | 1097.77 | Manufactured | FALSE | FALSE |  |  |  | 0 | 0 | Manufactured_FALSE | Manufactured_FALSE | Manufactured_ | Manufactured_ | Manufactured_ | unknown | unknownManufactured_ | unknownManufactured_FALSE
Water_00000056 | SITE_00240 | Room_00000140 | Laundry_1 | Laundry | Shower / Bathtub combo with diverter valve | 2.5 |  | 2.5 | 1.5 |  | All used about the same | Daily / Almost Daily | N/A | Unknown |  | N/A |  | N/A | ID | Manufactured | Shower | 760 | 1097.77 | Manufactured | TRUE | TRUE | TRUE | FALSE | FALSE | 2744.425 | 0 | Manufactured_TRUE | Manufactured_TRUE | Manufactured_TRUE | Manufactured_FALSE | Manufactured_FALSE | unknown | unknownManufactured_FALSE | unknownManufactured_TRUE
Water_00000057 | SITE_00240 | Room_00000140 | Laundry_1 | Laundry | Bathroom Faucet | unknown |  |  | 2 |  | N/A | N/A | N/A | Unknown |  | N/A |  | N/A | ID | Manufactured | Bathroom Faucet | 760 | 1097.77 | Manufactured | FALSE | FALSE |  |  |  | 0 | 0 | Manufactured_FALSE | Manufactured_FALSE | Manufactured_ | Manufactured_ | Manufactured_ | unknown | unknownManufactured_ | unknownManufactured_FALSE
Water_00000058 | SITE_00241 | Room_00000146 | Bathroom_1 | Bathroom | Bathroom Faucet | 2 |  | 2 | 3 |  | N/A | N/A | N/A | Unknown |  | N/A |  | N/A | ID | Manufactured | Bathroom Faucet | 761 | 626.07 | Manufactured | FALSE | FALSE |  |  |  | 1252.14 | 0 | Manufactured_FALSE | Manufactured_FALSE | Manufactured_ | Manufactured_ | Manufactured_ | unknown | unknownManufactured_ | unknownManufactured_FALSE
Water_00000059 | SITE_00241 | Room_00000146 | Bathroom_1 | Bathroom | Shower | unknown |  |  | 3 |  | Primary | A few times per week | N/A | Unknown |  | N/A |  | N/A | ID | Manufactured | Shower | 761 | 626.07 | Manufactured | TRUE | FALSE | FALSE | FALSE | FALSE | 0 | 0 | Manufactured_TRUE | Manufactured_FALSE | Manufactured_FALSE | Manufactured_FALSE | Manufactured_FALSE | unknown | unknownManufactured_FALSE | unknownManufactured_TRUE
Water_00000060 | SITE_00241 | Room_00000147 | Bathroom_2 | Bathroom | Bathroom Faucet | 2 |  | 2 | 2.5 |  | N/A | N/A | N/A | Unknown |  | N/A |  | N/A | ID | Manufactured | Bathroom Faucet | 761 | 626.07 | Manufactured | FALSE | FALSE |  |  |  | 1252.14 | 0 | Manufactured_FALSE | Manufactured_FALSE | Manufactured_ | Manufactured_ | Manufactured_ | unknown | unknownManufactured_ | unknownManufactured_FALSE
Water_00000061 | SITE_00241 | Room_00000147 | Bathroom_2 | Bathroom | Shower / Bathtub combo with diverter valve | 2 |  | 2 | 2.5 |  | Secondary | Unknown | N/A | Unknown |  | N/A |  | N/A | ID | Manufactured | Shower | 761 | 626.07 | Manufactured | TRUE | TRUE | TRUE | FALSE | FALSE | 1252.14 | 0 | Manufactured_TRUE | Manufactured_TRUE | Manufactured_TRUE | Manufactured_FALSE | Manufactured_FALSE | unknown | unknownManufactured_FALSE | unknownManufactured_TRUE
Water_00000062 | SITE_00241 | Room_00000156 | Kitchen_1 | Kitchen | Kitchen Faucet | 2.2111 | 2.2111 |  | 2.5 |  | N/A | N/A | N/A | Bag | 0.796 |  | 1.99 |  | ID | Manufactured | Kitchen Faucet | 761 | 626.07 | Manufactured | FALSE | FALSE |  |  |  | 1384.3103 | 1245.8793 | Manufactured_FALSE | Manufactured_FALSE | Manufactured_ | Manufactured_ | Manufactured_ | unknown | unknownManufactured_ | unknownManufactured_FALSE
Water_00000063 | SITE_00242 | Room_00000169 | Kitchen_1 | Kitchen | Kitchen Faucet | 2.2 | 3.7144 | 2.2 | 4.2 |  | N/A | N/A | N/A | Bag | 0.796 |  | 3.343 |  | ID | Manufactured | Kitchen Faucet | 762 | 626.07 | Manufactured | FALSE | FALSE |  |  |  | 1377.354 | 2092.952 | Manufactured_FALSE | Manufactured_FALSE | Manufactured_ | Manufactured_ | Manufactured_ | unknown | unknownManufactured_ | unknownManufactured_FALSE
Water_00000064 | SITE_00242 | Room_00000161 | Bathroom_1 | Bathroom | Bathroom Faucet | 2.2 | 1.3267 | 2.2 | 1.5 |  | N/A | N/A | N/A | Bag | 0.796 |  | 1.194 |  | ID | Manufactured | Bathroom Faucet | 762 | 626.07 | Manufactured | FALSE | FALSE |  |  |  | 1377.354 | 747.5276 | Manufactured_FALSE | Manufactured_FALSE | Manufactured_ | Manufactured_ | Manufactured_ | unknown | unknownManufactured_ | unknownManufactured_FALSE
Water_00000065 | SITE_00242 | Room_00000162 | Bathroom_2 | Bathroom | Bathroom Faucet | 2 | 1.5033 | 2 | 1.7 |  | N/A | N/A | N/A | Bag | 0.796 |  | 1.353 |  | ID | Manufactured | Bathroom Faucet | 762 | 626.07 | Manufactured | FALSE | FALSE |  |  |  | 1252.14 | 847.0727 | Manufactured_FALSE | Manufactured_FALSE | Manufactured_ | Manufactured_ | Manufactured_ | unknown | unknownManufactured_ | unknownManufactured_FALSE
Water_00000066 | SITE_00242 | Room_00000162 | Bathroom_2 | Bathroom | Shower | 1.51 | 1.51 |  | 1.6 |  | Secondary | Daily / Almost Daily | N/A | Bag | 0.8492 |  | 1.359 |  | ID | Manufactured | Shower | 762 | 626.07 | Manufactured | TRUE | FALSE | TRUE | TRUE | TRUE | 945.3657 | 850.8291 | Manufactured_TRUE | Manufactured_FALSE | Manufactured_TRUE | Manufactured_TRUE | Manufactured_TRUE | 1.8gpm | 1.8gpmManufactured_TRUE | 1.8gpmManufactured_TRUE
Water_00000067 | SITE_00242 | Room_00000162 | Bathroom_2 | Bathroom | Bathtub | unknown |  |  |  | N/A | N/A | N/A | N/A | Unknown |  | N/A |  | N/A | ID | Manufactured | Bathtub | 762 | 626.07 | Manufactured | FALSE | FALSE |  |  |  | 0 | 0 | Manufactured_FALSE | Manufactured_FALSE | Manufactured_ | Manufactured_ | Manufactured_ | unknown | unknownManufactured_ | unknownManufactured_FALSE
Water_00000068 | SITE_00242 | Room_00000161 | Bathroom_1 | Bathroom | Shower / Bathtub combo with diverter valve | 1.4156 | 1.4156 |  | 1.5 |  | Secondary | Daily / Almost Daily | N/A | Bag | 0.8492 |  | 1.274 |  | ID | Manufactured | Shower | 762 | 626.07 | Manufactured | TRUE | TRUE | TRUE | TRUE | TRUE | 886.2369 | 797.6132 | Manufactured_TRUE | Manufactured_TRUE | Manufactured_TRUE | Manufactured_TRUE | Manufactured_TRUE | <1.5gpm | <1.5gpmManufactured_TRUE | <1.5gpmManufactured_TRUE
Water_00000069 | SITE_00243 | Room_00000186 | Kitchen_1 | Kitchen | Kitchen Faucet | unknown |  |  | 1.6 |  | N/A | N/A | N/A | Unknown |  | N/A |  | N/A | ID | Single Family | Kitchen Faucet | 763 | 4610.02 | Single Family | FALSE | FALSE |  |  |  | 0 | 0 | Single Family_FALSE | Single Family_FALSE | Single Family_ | Single Family_ | Single Family_ | unknown | unknownSingle Family_ | unknownSingle Family_FALSE
Water_00000070 | SITE_00243 | Room_00000176 | Bathroom_1 | Bathroom | Bathroom Faucet | 2.2 |  | 2.2 | 3.5 |  | N/A | N/A | N/A | Unknown |  | N/A |  | N/A | ID | Single Family | Bathroom Faucet | 763 | 4610.02 | Single Family | FALSE | FALSE |  |  |  | 10142.044 | 0 | Single Family_FALSE | Single Family_FALSE | Single Family_ | Single Family_ | Single Family_ | unknown | unknownSingle Family_ | unknownSingle Family_FALSE
Water_00000071 | SITE_00243 | Room_00000176 | Bathroom_1 | Bathroom | Shower | 2.5 |  | 2.5 | 1.75 |  | Secondary | A few times per week | N/A | Unknown |  | N/A |  | N/A | ID | Single Family | Shower | 763 | 4610.02 | Single Family | TRUE | FALSE | TRUE | FALSE | FALSE | 11525.05 | 0 | Single Family_TRUE | Single Family_FALSE | Single Family_TRUE | Single Family_FALSE | Single Family_FALSE | unknown | unknownSingle Family_FALSE | unknownSingle Family_TRUE
Water_00000072 | SITE_00243 | Room_00000177 | Bathroom_2 | Bathroom | Bathroom Faucet | unknown |  |  | 2.8 |  | N/A | N/A | N/A | Unknown |  | N/A |  | N/A | ID | Single Family | Bathroom Faucet | 763 | 4610.02 | Single Family | FALSE | FALSE |  |  |  | 0 | 0 | Single Family_FALSE | Single Family_FALSE | Single Family_ | Single Family_ | Single Family_ | unknown | unknownSingle Family_ | unknownSingle Family_FALSE
Water_00000073 | SITE_00243 | Room_00000177 | Bathroom_2 | Bathroom | Shower | unknown |  |  | 1.5 |  | Primary | Daily / Almost Daily | N/A | Unknown |  | N/A |  | N/A | ID | Single Family | Shower | 763 | 4610.02 | Single Family | TRUE | FALSE | FALSE | FALSE | FALSE | 0 | 0 | Single Family_TRUE | Single Family_FALSE | Single Family_FALSE | Single Family_FALSE | Single Family_FALSE | unknown | unknownSingle Family_FALSE | unknownSingle Family_TRUE
Water_00000074 | SITE_00244 | Room_00000200 | Kitchen_1 | Kitchen | Kitchen Faucet | 3.5378 | 3.5378 |  | 4 |  | N/A | N/A | Restriction head was removed. | Bag | 0.796 |  | 3.184 |  | ID | Manufactured | Kitchen Faucet | 764 | 626.07 | Manufactured | FALSE | FALSE |  |  |  | 2214.8965 | 1993.4069 | Manufactured_FALSE | Manufactured_FALSE | Manufactured_ | Manufactured_ | Manufactured_ | unknown | unknownManufactured_ | unknownManufactured_FALSE
Water_00000075 | SITE_00244 | Room_00000192 | Bathroom_1 | Bathroom | Bathroom Faucet | 2 |  | 2 | 2 |  | N/A | N/A | N/A | Unknown |  | N/A |  | N/A | ID | Manufactured | Bathroom Faucet | 764 | 626.07 | Manufactured | FALSE | FALSE |  |  |  | 1252.14 | 0 | Manufactured_FALSE | Manufactured_FALSE | Manufactured_ | Manufactured_ | Manufactured_ | unknown | unknownManufactured_ | unknownManufactured_FALSE
Water_00000076 | SITE_00244 | Room_00000192 | Bathroom_1 | Bathroom | Shower / Bathtub combo with diverter valve | 2.5 |  | 2.5 | 2.5 |  | Secondary | A few times per week | N/A | Unknown |  | N/A |  | N/A | ID | Manufactured | Shower | 764 | 626.07 | Manufactured | TRUE | TRUE | TRUE | FALSE | FALSE | 1565.175 | 0 | Manufactured_TRUE | Manufactured_TRUE | Manufactured_TRUE | Manufactured_FALSE | Manufactured_FALSE | unknown | unknownManufactured_FALSE | unknownManufactured_TRUE
Water_00000077 | SITE_00244 | Room_00000193 | Bathroom_2 | Bathroom | Bathroom Faucet | 2 |  | 2 | 2 |  | N/A | N/A | N/A | Unknown |  | N/A |  | N/A | ID | Manufactured | Bathroom Faucet | 764 | 626.07 | Manufactured | FALSE | FALSE |  |  |  | 1252.14 | 0 | Manufactured_FALSE | Manufactured_FALSE | Manufactured_ | Manufactured_ | Manufactured_ | unknown | unknownManufactured_ | unknownManufactured_FALSE
Water_00000078 | SITE_00244 | Room_00000193 | Bathroom_2 | Bathroom | Bathroom Faucet | 2 |  | 2 | 2 |  | N/A | N/A | N/A | Unknown |  | N/A |  | N/A | ID | Manufactured | Bathroom Faucet | 764 | 626.07 | Manufactured | FALSE | FALSE |  |  |  | 1252.14 | 0 | Manufactured_FALSE | Manufactured_FALSE | Manufactured_ | Manufactured_ | Manufactured_ | unknown | unknownManufactured_ | unknownManufactured_FALSE
Water_00000079 | SITE_00244 | Room_00000193 | Bathroom_2 | Bathroom | Shower | 2.5 |  | 2.5 | 2.5 |  | Primary | Daily / Almost Daily | N/A | Unknown |  | N/A |  | N/A | ID | Manufactured | Shower | 764 | 626.07 | Manufactured | TRUE | FALSE | TRUE | FALSE | FALSE | 1565.175 | 0 | Manufactured_TRUE | Manufactured_FALSE | Manufactured_TRUE | Manufactured_FALSE | Manufactured_FALSE | unknown | unknownManufactured_FALSE | unknownManufactured_TRUE
Water_00000080 | SITE_00245 | Room_00000215 | Kitchen_1 | Kitchen | Kitchen Faucet | unknown |  |  | 2 |  | N/A | N/A | N/A | Unknown |  | N/A |  | N/A | ID | Manufactured | Kitchen Faucet | 765 | 626.07 | Manufactured | FALSE | FALSE |  |  |  | 0 | 0 | Manufactured_FALSE | Manufactured_FALSE | Manufactured_ | Manufactured_ | Manufactured_ | unknown | unknownManufactured_ | unknownManufactured_FALSE
Water_00000081 | SITE_00245 | Room_00000208 | Bathroom_1 | Bathroom | Bathroom Faucet | unknown |  |  | 2 |  | N/A | N/A | N/A | Unknown |  | N/A |  | N/A | ID | Manufactured | Bathroom Faucet | 765 | 626.07 | Manufactured | FALSE | FALSE |  |  |  | 0 | 0 | Manufactured_FALSE | Manufactured_FALSE | Manufactured_ | Manufactured_ | Manufactured_ | unknown | unknownManufactured_ | unknownManufactured_FALSE
Water_00000082 | SITE_00245 | Room_00000208 | Bathroom_1 | Bathroom | Shower / Bathtub combo with diverter valve | unknown |  |  | 2.5 |  | Primary | Daily / Almost Daily | N/A | Unknown |  | N/A |  | N/A | ID | Manufactured | Shower | 765 | 626.07 | Manufactured | TRUE | TRUE | FALSE | FALSE | FALSE | 0 | 0 | Manufactured_TRUE | Manufactured_TRUE | Manufactured_FALSE | Manufactured_FALSE | Manufactured_FALSE | unknown | unknownManufactured_FALSE | unknownManufactured_TRUE
Water_00000083 | SITE_00246 | Room_00000219 | Bathroom_1 | Bathroom | Bathroom Faucet | unknown |  |  | 2.5 |  | N/A | N/A | N/A | Unknown |  | N/A |  | N/A | ID | Manufactured | Bathroom Faucet | 766 | 626.07 | Manufactured | FALSE | FALSE |  |  |  | 0 | 0 | Manufactured_FALSE | Manufactured_FALSE | Manufactured_ | Manufactured_ | Manufactured_ | unknown | unknownManufactured_ | unknownManufactured_FALSE
Water_00000084 | SITE_00246 | Room_00000219 | Bathroom_1 | Bathroom | Shower | 1.5 |  | 1.5 | 2 |  | All used about the same | Daily / Almost Daily | N/A | Unknown |  | N/A |  | N/A | ID | Manufactured | Shower | 766 | 626.07 | Manufactured | TRUE | FALSE | TRUE | FALSE | FALSE | 939.105 | 0 | Manufactured_TRUE | Manufactured_FALSE | Manufactured_TRUE | Manufactured_FALSE | Manufactured_FALSE | unknown | unknownManufactured_FALSE | unknownManufactured_TRUE
Water_00000085 | SITE_00246 | Room_00000220 | Bathroom_2 | Bathroom | Bathroom Faucet | 2.2 |  | 2.2 | 2 |  | N/A | N/A | N/A | Unknown |  | N/A |  | N/A | ID | Manufactured | Bathroom Faucet | 766 | 626.07 | Manufactured | FALSE | FALSE |  |  |  | 1377.354 | 0 | Manufactured_FALSE | Manufactured_FALSE | Manufactured_ | Manufactured_ | Manufactured_ | unknown | unknownManufactured_ | unknownManufactured_FALSE
Water_00000086 | SITE_00246 | Room_00000221 | Bathroom_3 | Bathroom | Bathroom Faucet | unknown |  |  | 2.5 |  | N/A | N/A | N/A | Unknown |  | N/A |  | N/A | ID | Manufactured | Bathroom Faucet | 766 | 626.07 | Manufactured | FALSE | FALSE |  |  |  | 0 | 0 | Manufactured_FALSE | Manufactured_FALSE | Manufactured_ | Manufactured_ | Manufactured_ | unknown | unknownManufactured_ | unknownManufactured_FALSE
Water_00000087 | SITE_00246 | Room_00000221 | Bathroom_3 | Bathroom | Shower | 1.5 |  | 1.5 | 2 |  | All used about the same | Daily / Almost Daily | N/A | Unknown |  | N/A |  | N/A | ID | Manufactured | Shower | 766 | 626.07 | Manufactured | TRUE | FALSE | TRUE | FALSE | FALSE | 939.105 | 0 | Manufactured_TRUE | Manufactured_FALSE | Manufactured_TRUE | Manufactured_FALSE | Manufactured_FALSE | unknown | unknownManufactured_FALSE | unknownManufactured_TRUE
Water_00000088 | SITE_00246 | Room_00000229 | Kitchen_1 | Kitchen | Kitchen Faucet | 1.5 | 1.3267 | 1.5 | 1.5 |  | N/A | N/A | N/A | Bag | 0.796 |  | 1.194 |  | ID | Manufactured | Kitchen Faucet | 766 | 626.07 | Manufactured | FALSE | FALSE |  |  |  | 939.105 | 747.5276 | Manufactured_FALSE | Manufactured_FALSE | Manufactured_ | Manufactured_ | Manufactured_ | unknown | unknownManufactured_ | unknownManufactured_FALSE
Water_00000089 | SITE_00247 | Room_00000236 | Bathroom_1 | Bathroom | Bathroom Faucet | 1.5 | 1.3267 | 1.5 | 1.5 |  | N/A | N/A | N/A | Bag | 0.796 |  | 1.194 |  | ID | Manufactured | Bathroom Faucet | 767 | 626.07 | Manufactured | FALSE | FALSE |  |  |  | 939.105 | 747.5276 | Manufactured_FALSE | Manufactured_FALSE | Manufactured_ | Manufactured_ | Manufactured_ | unknown | unknownManufactured_ | unknownManufactured_FALSE
Water_00000090 | SITE_00247 | Room_00000236 | Bathroom_1 | Bathroom | Shower | unknown |  |  | 3.2 |  | All used about the same | Daily / Almost Daily | N/A | Unknown |  | N/A |  | N/A | ID | Manufactured | Shower | 767 | 626.07 | Manufactured | TRUE | FALSE | FALSE | FALSE | FALSE | 0 | 0 | Manufactured_TRUE | Manufactured_FALSE | Manufactured_FALSE | Manufactured_FALSE | Manufactured_FALSE | unknown | unknownManufactured_FALSE | unknownManufactured_TRUE
Water_00000091 | SITE_00247 | Room_00000246 | Kitchen_1 | Kitchen | Kitchen Faucet | 1.7689 | 1.7689 |  | 2 |  | N/A | N/A | No writing | Bag | 0.796 |  | 1.592 |  | ID | Manufactured | Kitchen Faucet | 767 | 626.07 | Manufactured | FALSE | FALSE |  |  |  | 1107.4483 | 996.7034 | Manufactured_FALSE | Manufactured_FALSE | Manufactured_ | Manufactured_ | Manufactured_ | unknown | unknownManufactured_ | unknownManufactured_FALSE
Water_00000092 | SITE_00247 | Room_00000237 | Bathroom_2 | Bathroom | Bathroom Faucet | 1.5 | 1.5922 | 1.5 | 1.8 |  | N/A | N/A | N/A | Bag | 0.796 |  | 1.433 |  | ID | Manufactured | Bathroom Faucet | 767 | 626.07 | Manufactured | FALSE | FALSE |  |  |  | 939.105 | 897.1583 | Manufactured_FALSE | Manufactured_FALSE | Manufactured_ | Manufactured_ | Manufactured_ | unknown | unknownManufactured_ | unknownManufactured_FALSE
Water_00000093 | SITE_00247 | Room_00000237 | Bathroom_2 | Bathroom | Shower | 2.5 |  | 2.5 |  | Unknown | Unknown | Never | Cat box in shower | Unknown |  | N/A |  | N/A | ID | Manufactured | Shower | 767 | 626.07 | Manufactured | TRUE | FALSE | TRUE | FALSE | FALSE | 1565.175 | 0 | Manufactured_TRUE | Manufactured_FALSE | Manufactured_TRUE | Manufactured_FALSE | Manufactured_FALSE | unknown | unknownManufactured_FALSE | unknownManufactured_TRUE
Water_00000094 | SITE_00247 | Room_00000238 | Bathroom_3 | Bathroom | Bathroom Faucet | 1.5 | 1.3267 | 1.5 | 1.5 |  | N/A | N/A | N/A | Bag | 0.796 |  | 1.194 |  | ID | Manufactured | Bathroom Faucet | 767 | 626.07 | Manufactured | FALSE | FALSE |  |  |  | 939.105 | 747.5276 | Manufactured_FALSE | Manufactured_FALSE | Manufactured_ | Manufactured_ | Manufactured_ | unknown | unknownManufactured_ | unknownManufactured_FALSE
Water_00000095 | SITE_00247 | Room_00000238 | Bathroom_3 | Bathroom | Shower / Bathtub combo with diverter valve | 2.5 |  | 2.5 | 2.2 |  | All used about the same | Daily / Almost Daily | N/A | Unknown |  | N/A |  | N/A | ID | Manufactured | Shower | 767 | 626.07 | Manufactured | TRUE | TRUE | TRUE | FALSE | FALSE | 1565.175 | 0 | Manufactured_TRUE | Manufactured_TRUE | Manufactured_TRUE | Manufactured_FALSE | Manufactured_FALSE | unknown | unknownManufactured_FALSE | unknownManufactured_TRUE
Water_00000096 | SITE_00248 | Room_00000262 | Kitchen_1 | Kitchen | Kitchen Faucet | 2.1222 | 2.1222 |  | 2.4 |  | N/A | N/A | N/A | Bag | 0.796 |  | 1.91 |  | ID | Manufactured | Kitchen Faucet | 768 | 626.07 | Manufactured | FALSE | FALSE |  |  |  | 1328.6597 | 1195.7937 | Manufactured_FALSE | Manufactured_FALSE | Manufactured_ | Manufactured_ | Manufactured_ | unknown | unknownManufactured_ | unknownManufactured_FALSE
Water_00000097 | SITE_00248 | Room_00000252 | Bathroom_1 | Bathroom | Bathroom Faucet | 2 | 1.8578 | 2 | 2.1 |  | N/A | N/A | N/A | Bag | 0.796 |  | 1.672 |  | ID | Manufactured | Bathroom Faucet | 768 | 626.07 | Manufactured | FALSE | FALSE |  |  |  | 1252.14 | 1046.789 | Manufactured_FALSE | Manufactured_FALSE | Manufactured_ | Manufactured_ | Manufactured_ | unknown | unknownManufactured_ | unknownManufactured_FALSE
Water_00000098 | SITE_00248 | Room_00000252 | Bathroom_1 | Bathroom | Bathroom Faucet | 2 | 1.8578 | 2 | 2.1 |  | N/A | N/A | N/A | Bag | 0.796 |  | 1.672 |  | ID | Manufactured | Bathroom Faucet | 768 | 626.07 | Manufactured | FALSE | FALSE |  |  |  | 1252.14 | 1046.789 | Manufactured_FALSE | Manufactured_FALSE | Manufactured_ | Manufactured_ | Manufactured_ | unknown | unknownManufactured_ | unknownManufactured_FALSE
Water_00000099 | SITE_00248 | Room_00000252 | Bathroom_1 | Bathroom | Bathtub | unknown |  |  |  | N/A | N/A | N/A | N/A | Unknown |  | N/A |  | N/A | ID | Manufactured | Bathtub | 768 | 626.07 | Manufactured | FALSE | FALSE |  |  |  | 0 | 0 | Manufactured_FALSE | Manufactured_FALSE | Manufactured_ | Manufactured_ | Manufactured_ | unknown | unknownManufactured_ | unknownManufactured_FALSE
Water_00000100 | SITE_00248 | Room_00000252 | Bathroom_1 | Bathroom | Shower | 2 | 1.8867 | 2 | 2 |  | Secondary | Daily / Almost Daily | N/A | Bag | 0.8492 |  | 1.698 |  | ID | Manufactured | Shower | 768 | 626.07 | Manufactured | TRUE | FALSE | TRUE | TRUE | TRUE | 1252.14 | 1063.0669 | Manufactured_TRUE | Manufactured_FALSE | Manufactured_TRUE | Manufactured_TRUE | Manufactured_TRUE | 2.0gpm | 2.0gpmManufactured_TRUE | 2.0gpmManufactured_TRUE
Water_00000101 | SITE_00248 | Room_00000253 | Bathroom_2 | Bathroom | Bathroom Faucet | 2 | 2.0344 | 2 | 2.3 |  | N/A | N/A | N/A | Bag | 0.796 |  | 1.831 |  | ID | Manufactured | Bathroom Faucet | 768 | 626.07 | Manufactured | FALSE | FALSE |  |  |  | 1252.14 | 1146.3342 | Manufactured_FALSE | Manufactured_FALSE | Manufactured_ | Manufactured_ | Manufactured_ | unknown | unknownManufactured_ | unknownManufactured_FALSE
Water_00000102 | SITE_00248 | Room_00000253 | Bathroom_2 | Bathroom | Shower / Bathtub combo with diverter valve | 2 | 1.8867 | 2 | 2 |  | Primary | Daily / Almost Daily | N/A | Bag | 0.8492 |  | 1.698 |  | ID | Manufactured | Shower | 768 | 626.07 | Manufactured | TRUE | TRUE | TRUE | TRUE | TRUE | 1252.14 | 1063.0669 | Manufactured_TRUE | Manufactured_TRUE | Manufactured_TRUE | Manufactured_TRUE | Manufactured_TRUE | 2.0gpm | 2.0gpmManufactured_TRUE | 2.0gpmManufactured_TRUE
Water_00000103 | SITE_00248 | Room_00000254 | Bathroom_3 | Bathroom | Bathroom Faucet | 2 | 2.3 | 2 | 2.6 |  | N/A | N/A | N/A | Bag | 0.796 |  | 2.07 |  | ID | Manufactured | Bathroom Faucet | 768 | 626.07 | Manufactured | FALSE | FALSE |  |  |  | 1252.14 | 1295.9649 | Manufactured_FALSE | Manufactured_FALSE | Manufactured_ | Manufactured_ | Manufactured_ | unknown | unknownManufactured_ | unknownManufactured_FALSE
Water_00000104 | SITE_00248 | Room_00000254 | Bathroom_3 | Bathroom | Shower / Bathtub combo with diverter valve | 2 | 1.8867 | 2 | 2 |  | Secondary | Daily / Almost Daily | N/A | Bag | 0.8492 |  | 1.698 |  | ID | Manufactured | Shower | 768 | 626.07 | Manufactured | TRUE | TRUE | TRUE | TRUE | TRUE | 1252.14 | 1063.0669 | Manufactured_TRUE | Manufactured_TRUE | Manufactured_TRUE | Manufactured_TRUE | Manufactured_TRUE | 2.0gpm | 2.0gpmManufactured_TRUE | 2.0gpmManufactured_TRUE
Water_00000105 | SITE_00249 | Room_00000274 | Kitchen_1 | Kitchen | Kitchen Faucet | 2.2 |  | 2.2 | 2 |  | N/A | N/A | N/A | Unknown |  | N/A |  | N/A | ID | Manufactured | Kitchen Faucet | 769 | 626.07 | Manufactured | FALSE | FALSE |  |  |  | 1377.354 | 0 | Manufactured_FALSE | Manufactured_FALSE | Manufactured_ | Manufactured_ | Manufactured_ | unknown | unknownManufactured_ | unknownManufactured_FALSE
Water_00000106 | SITE_00249 | Room_00000267 | Bathroom_1 | Bathroom | Bathroom Faucet | 2.2 |  | 2.2 | 2 |  | N/A | N/A | N/A | Unknown |  | N/A |  | N/A | ID | Manufactured | Bathroom Faucet | 769 | 626.07 | Manufactured | FALSE | FALSE |  |  |  | 1377.354 | 0 | Manufactured_FALSE | Manufactured_FALSE | Manufactured_ | Manufactured_ | Manufactured_ | unknown | unknownManufactured_ | unknownManufactured_FALSE
Water_00000107 | SITE_00249 | Room_00000267 | Bathroom_1 | Bathroom | Shower / Bathtub combo with diverter valve | unknown |  |  | 1.8 |  | Primary | A few times per week | N/A | Unknown |  | N/A |  | N/A | ID | Manufactured | Shower | 769 | 626.07 | Manufactured | TRUE | TRUE | FALSE | FALSE | FALSE | 0 | 0 | Manufactured_TRUE | Manufactured_TRUE | Manufactured_FALSE | Manufactured_FALSE | Manufactured_FALSE | unknown | unknownManufactured_FALSE | unknownManufactured_TRUE
Water_00000108 | SITE_00249 | Room_00000268 | Bathroom_2 | Bathroom | Bathroom Faucet | unknown |  |  | 1.7 |  | N/A | N/A | N/A | Unknown |  | N/A |  | N/A | ID | Manufactured | Bathroom Faucet | 769 | 626.07 | Manufactured | FALSE | FALSE |  |  |  | 0 | 0 | Manufactured_FALSE | Manufactured_FALSE | Manufactured_ | Manufactured_ | Manufactured_ | unknown | unknownManufactured_ | unknownManufactured_FALSE
Water_00000109 | SITE_00249 | Room_00000268 | Bathroom_2 | Bathroom | Shower / Bathtub combo with diverter valve | unknown |  |  | 2.25 |  | Primary | Daily / Almost Daily | N/A | Unknown |  | N/A |  | N/A | ID | Manufactured | Shower | 769 | 626.07 | Manufactured | TRUE | TRUE | FALSE | FALSE | FALSE | 0 | 0 | Manufactured_TRUE | Manufactured_TRUE | Manufactured_FALSE | Manufactured_FALSE | Manufactured_FALSE | unknown | unknownManufactured_FALSE | unknownManufactured_TRUE
Water_00000110 | SITE_00250 | Room_00000286 | Kitchen_1 | Kitchen | Kitchen Faucet | 2.2 | 1.3267 | 2.2 | 1.5 |  | N/A | N/A | N/A | Bag | 0.796 |  | 1.194 |  | ID | Manufactured | Kitchen Faucet | 770 | 1097.77 | Manufactured | FALSE | FALSE |  |  |  | 2415.094 | 1310.7374 | Manufactured_FALSE | Manufactured_FALSE | Manufactured_ | Manufactured_ | Manufactured_ | unknown | unknownManufactured_ | unknownManufactured_FALSE
Water_00000111 | SITE_00250 | Room_00000278 | Bathroom_1 | Bathroom | Bathroom Faucet | 2.2 | 1.3267 | 2.2 | 1.5 |  | N/A | N/A | N/A | Bag | 0.796 |  | 1.194 |  | ID | Manufactured | Bathroom Faucet | 770 | 1097.77 | Manufactured | FALSE | FALSE |  |  |  | 2415.094 | 1310.7374 | Manufactured_FALSE | Manufactured_FALSE | Manufactured_ | Manufactured_ | Manufactured_ | unknown | unknownManufactured_ | unknownManufactured_FALSE
Water_00000112 | SITE_00250 | Room_00000278 | Bathroom_1 | Bathroom | Shower | unknown |  |  | 1.5 |  | Secondary | A few times per year | N/A | Unknown |  | N/A |  | N/A | ID | Manufactured | Shower | 770 | 1097.77 | Manufactured | TRUE | FALSE | FALSE | FALSE | FALSE | 0 | 0 | Manufactured_TRUE | Manufactured_FALSE | Manufactured_FALSE | Manufactured_FALSE | Manufactured_FALSE | unknown | unknownManufactured_FALSE | unknownManufactured_TRUE
Water_00000113 | SITE_00250 | Room_00000279 | Bathroom_2 | Bathroom | Shower | unknown |  |  | 1.75 |  | Primary | Daily / Almost Daily | N/A | Unknown |  | N/A |  | N/A | ID | Manufactured | Shower | 770 | 1097.77 | Manufactured | TRUE | FALSE | FALSE | FALSE | FALSE | 0 | 0 | Manufactured_TRUE | Manufactured_FALSE | Manufactured_FALSE | Manufactured_FALSE | Manufactured_FALSE | unknown | unknownManufactured_FALSE | unknownManufactured_TRUE
Water_00000114 | SITE_00250 | Room_00000279 | Bathroom_2 | Bathroom | Bathroom Faucet | 2.2 | 1.3267 | 2.2 | 1.5 |  | N/A | N/A | N/A | Bag | 0.796 |  | 1.194 |  | ID | Manufactured | Bathroom Faucet | 770 | 1097.77 | Manufactured | FALSE | FALSE |  |  |  | 2415.094 | 1310.7374 | Manufactured_FALSE | Manufactured_FALSE | Manufactured_ | Manufactured_ | Manufactured_ | unknown | unknownManufactured_ | unknownManufactured_FALSE
Water_00000115 | SITE_00251 | Room_00000298 | Kitchen_1 | Kitchen | Kitchen Faucet | 2.2 | 1.2378 | 2.2 | 1.4 |  | N/A | N/A | N/A | Bag | 0.796 |  | 1.114 |  | ID | Manufactured | Kitchen Faucet | 771 | 626.07 | Manufactured | FALSE | FALSE |  |  |  | 1377.354 | 697.442 | Manufactured_FALSE | Manufactured_FALSE | Manufactured_ | Manufactured_ | Manufactured_ | unknown | unknownManufactured_ | unknownManufactured_FALSE
Water_00000116 | SITE_00251 | Room_00000291 | Bathroom_1 | Bathroom | Bathroom Faucet | 2 | 1.15 | 2 | 1.3 |  | N/A | N/A | N/A | Bag | 0.796 |  | 1.035 |  | ID | Manufactured | Bathroom Faucet | 771 | 626.07 | Manufactured | FALSE | FALSE |  |  |  | 1252.14 | 647.9824 | Manufactured_FALSE | Manufactured_FALSE | Manufactured_ | Manufactured_ | Manufactured_ | unknown | unknownManufactured_ | unknownManufactured_FALSE
Water_00000117 | SITE_00251 | Room_00000291 | Bathroom_1 | Bathroom | Shower / Bathtub combo with diverter valve | 2 |  | 2 | 1.7 |  | All used about the same | Daily / Almost Daily | N/A | Unknown |  | N/A |  | N/A | ID | Manufactured | Shower | 771 | 626.07 | Manufactured | TRUE | TRUE | TRUE | FALSE | FALSE | 1252.14 | 0 | Manufactured_TRUE | Manufactured_TRUE | Manufactured_TRUE | Manufactured_FALSE | Manufactured_FALSE | unknown | unknownManufactured_FALSE | unknownManufactured_TRUE
Water_00000118 | SITE_00251 | Room_00000292 | Bathroom_2 | Bathroom | Bathroom Faucet | 0.79556 | 0.79556 |  | 0.9 |  | N/A | N/A | Can't read, lots of buildup | Bag | 0.796 |  | 0.716 |  | ID | Manufactured | Bathroom Faucet | 771 | 626.07 | Manufactured | FALSE | FALSE |  |  |  | 498.0735 | 448.2661 | Manufactured_FALSE | Manufactured_FALSE | Manufactured_ | Manufactured_ | Manufactured_ | unknown | unknownManufactured_ | unknownManufactured_FALSE
Water_00000119 | SITE_00251 | Room_00000292 | Bathroom_2 | Bathroom | Shower | 2.5 |  | 2.5 | 1.25 |  | Secondary | Daily / Almost Daily | Low pressure | Unknown |  | N/A |  | N/A | ID | Manufactured | Shower | 771 | 626.07 | Manufactured | TRUE | FALSE | TRUE | FALSE | FALSE | 1565.175 | 0 | Manufactured_TRUE | Manufactured_FALSE | Manufactured_TRUE | Manufactured_FALSE | Manufactured_FALSE | unknown | unknownManufactured_FALSE | unknownManufactured_TRUE
Water_00000120 | SITE_00252 | Room_00000304 | Bathroom_1 | Bathroom | Bathroom Faucet | unknown |  |  | 2.2 |  | N/A | N/A | N/A | Unknown |  | N/A |  | N/A | ID | Manufactured | Bathroom Faucet | 772 | 626.07 | Manufactured | FALSE | FALSE |  |  |  | 0 | 0 | Manufactured_FALSE | Manufactured_FALSE | Manufactured_ | Manufactured_ | Manufactured_ | unknown | unknownManufactured_ | unknownManufactured_FALSE
Water_00000121 | SITE_00252 | Room_00000304 | Bathroom_1 | Bathroom | Shower / Bathtub combo with diverter valve | 2.5 |  | 2.5 | 2.3 |  | Unknown | A few times per year | N/A | Unknown |  | N/A |  | N/A | ID | Manufactured | Shower | 772 | 626.07 | Manufactured | TRUE | TRUE | TRUE | FALSE | FALSE | 1565.175 | 0 | Manufactured_TRUE | Manufactured_TRUE | Manufactured_TRUE | Manufactured_FALSE | Manufactured_FALSE | unknown | unknownManufactured_FALSE | unknownManufactured_TRUE
Water_00000122 | SITE_00252 | Room_00000309 | Kitchen_1 | Kitchen | Kitchen Faucet | unknown |  |  | 2 |  | N/A | N/A | N/A | Unknown |  | N/A |  | N/A | ID | Manufactured | Kitchen Faucet | 772 | 626.07 | Manufactured | FALSE | FALSE |  |  |  | 0 | 0 | Manufactured_FALSE | Manufactured_FALSE | Manufactured_ | Manufactured_ | Manufactured_ | unknown | unknownManufactured_ | unknownManufactured_FALSE
Water_00000123 | SITE_00252 | Room_00000305 | Bathroom_2 | Bathroom | Bathroom Faucet | unknown |  |  | 2.5 |  | N/A | N/A | N/A | Unknown |  | N/A |  | N/A | ID | Manufactured | Bathroom Faucet | 772 | 626.07 | Manufactured | FALSE | FALSE |  |  |  | 0 | 0 | Manufactured_FALSE | Manufactured_FALSE | Manufactured_ | Manufactured_ | Manufactured_ | unknown | unknownManufactured_ | unknownManufactured_FALSE
Water_00000124 | SITE_00252 | Room_00000305 | Bathroom_2 | Bathroom | Shower / Bathtub combo with diverter valve | unknown |  |  | 2.25 |  | Primary | Daily / Almost Daily | N/A | Unknown |  | N/A |  | N/A | ID | Manufactured | Shower | 772 | 626.07 | Manufactured | TRUE | TRUE | FALSE | FALSE | FALSE | 0 | 0 | Manufactured_TRUE | Manufactured_TRUE | Manufactured_FALSE | Manufactured_FALSE | Manufactured_FALSE | unknown | unknownManufactured_FALSE | unknownManufactured_TRUE
Water_00000125 | SITE_00253 | Room_00000322 | Kitchen_1 | Kitchen | Kitchen Faucet | 2.2 | 1.3267 | 2.2 | 1.5 |  | N/A | N/A | N/A | Bag | 0.796 |  | 1.194 |  | ID | Manufactured | Kitchen Faucet | 773 | 626.07 | Manufactured | FALSE | FALSE |  |  |  | 1377.354 | 747.5276 | Manufactured_FALSE | Manufactured_FALSE | Manufactured_ | Manufactured_ | Manufactured_ | unknown | unknownManufactured_ | unknownManufactured_FALSE
Water_00000126 | SITE_00253 | Room_00000314 | Bathroom_6 | Bathroom | Bathroom Faucet | unknown |  |  | 2.25 |  | N/A | N/A | N/A | Unknown |  | N/A |  | N/A | ID | Manufactured | Bathroom Faucet | 773 | 626.07 | Manufactured | FALSE | FALSE |  |  |  | 0 | 0 | Manufactured_FALSE | Manufactured_FALSE | Manufactured_ | Manufactured_ | Manufactured_ | unknown | unknownManufactured_ | unknownManufactured_FALSE
Water_00000127 | SITE_00253 | Room_00000314 | Bathroom_6 | Bathroom | Shower / Bathtub combo with diverter valve | unknown |  |  | 2 |  | All used about the same | Daily / Almost Daily | N/A | Unknown |  | N/A |  | N/A | ID | Manufactured | Shower | 773 | 626.07 | Manufactured | TRUE | TRUE | FALSE | FALSE | FALSE | 0 | 0 | Manufactured_TRUE | Manufactured_TRUE | Manufactured_FALSE | Manufactured_FALSE | Manufactured_FALSE | unknown | unknownManufactured_FALSE | unknownManufactured_TRUE
Water_00000128 | SITE_00253 | Room_00000315 | Bathroom_8 | Bathroom | Bathroom Faucet | 2.5 |  | 2.5 | 2 |  | N/A | N/A | N/A | Unknown |  | N/A |  | N/A | ID | Manufactured | Bathroom Faucet | 773 | 626.07 | Manufactured | FALSE | FALSE |  |  |  | 1565.175 | 0 | Manufactured_FALSE | Manufactured_FALSE | Manufactured_ | Manufactured_ | Manufactured_ | unknown | unknownManufactured_ | unknownManufactured_FALSE
Water_00000129 | SITE_00253 | Room_00000315 | Bathroom_8 | Bathroom | Shower / Bathtub combo with diverter valve | unknown |  |  | 2.25 |  | All used about the same | Daily / Almost Daily | N/A | Unknown |  | N/A |  | N/A | ID | Manufactured | Shower | 773 | 626.07 | Manufactured | TRUE | TRUE | FALSE | FALSE | FALSE | 0 | 0 | Manufactured_TRUE | Manufactured_TRUE | Manufactured_FALSE | Manufactured_FALSE | Manufactured_FALSE | unknown | unknownManufactured_FALSE | unknownManufactured_TRUE
Water_00000130 | SITE_00254 | Room_00000332 | Kitchen_1 | Kitchen | Kitchen Faucet | 1.3267 | 1.3267 |  | 1.5 |  | N/A | N/A | N/A | Bag | 0.796 |  | 1.194 |  | ID | Manufactured | Kitchen Faucet | 774 | 626.07 | Manufactured | FALSE | FALSE |  |  |  | 830.5862 | 747.5276 | Manufactured_FALSE | Manufactured_FALSE | Manufactured_ | Manufactured_ | Manufactured_ | unknown | unknownManufactured_ | unknownManufactured_FALSE
Water_00000131 | SITE_00254 | Room_00000327 | Bathroom_1 | Bathroom | Bathroom Faucet | 2.2 | 1.7689 | 2.2 | 2 |  | N/A | N/A | N/A | Bag | 0.796 |  | 1.592 |  | ID | Manufactured | Bathroom Faucet | 774 | 626.07 | Manufactured | FALSE | FALSE |  |  |  | 1377.354 | 996.7034 | Manufactured_FALSE | Manufactured_FALSE | Manufactured_ | Manufactured_ | Manufactured_ | unknown | unknownManufactured_ | unknownManufactured_FALSE
Water_00000132 | SITE_00254 | Room_00000327 | Bathroom_1 | Bathroom | Shower | 2 |  | 2 | 1.5 |  | Primary | Daily / Almost Daily | N/A | Unknown |  | N/A |  | N/A | ID | Manufactured | Shower | 774 | 626.07 | Manufactured | TRUE | FALSE | TRUE | FALSE | FALSE | 1252.14 | 0 | Manufactured_TRUE | Manufactured_FALSE | Manufactured_TRUE | Manufactured_FALSE | Manufactured_FALSE | unknown | unknownManufactured_FALSE | unknownManufactured_TRUE
Water_00000133 | SITE_00255 | Room_00000344 | Kitchen_1 | Kitchen | Kitchen Faucet | 2 | 1.9456 | 2 | 2.2 |  | N/A | N/A | N/A | Bag | 0.796 |  | 1.751 |  | ID | Manufactured | Kitchen Faucet | 775 | 626.07 | Manufactured | FALSE | FALSE |  |  |  | 1252.14 | 1096.2486 | Manufactured_FALSE | Manufactured_FALSE | Manufactured_ | Manufactured_ | Manufactured_ | unknown | unknownManufactured_ | unknownManufactured_FALSE
Water_00000134 | SITE_00255 | Room_00000337 | Bathroom_1 | Bathroom | Bathroom Faucet | 1.5 | 1.2378 | 1.5 | 1.4 |  | N/A | N/A | N/A | Bag | 0.796 |  | 1.114 |  | ID | Manufactured | Bathroom Faucet | 775 | 626.07 | Manufactured | FALSE | FALSE |  |  |  | 939.105 | 697.442 | Manufactured_FALSE | Manufactured_FALSE | Manufactured_ | Manufactured_ | Manufactured_ | unknown | unknownManufactured_ | unknownManufactured_FALSE
Water_00000135 | SITE_00255 | Room_00000337 | Bathroom_1 | Bathroom | Bathroom Faucet | 1.5 | 2.1222 | 1.5 | 2.4 |  | N/A | N/A | N/A | Bag | 0.796 |  | 1.91 |  | ID | Manufactured | Bathroom Faucet | 775 | 626.07 | Manufactured | FALSE | FALSE |  |  |  | 939.105 | 1195.7937 | Manufactured_FALSE | Manufactured_FALSE | Manufactured_ | Manufactured_ | Manufactured_ | unknown | unknownManufactured_ | unknownManufactured_FALSE
Water_00000136 | SITE_00255 | Room_00000337 | Bathroom_1 | Bathroom | Shower / Bathtub combo with diverter valve | 1.75 | 2.2644 | 1.75 | 2.4 |  | Primary | Daily / Almost Daily | N/A | Bag | 0.8492 |  | 2.038 |  | ID | Manufactured | Shower | 775 | 626.07 | Manufactured | TRUE | TRUE | TRUE | TRUE | TRUE | 1095.6225 | 1275.9307 | Manufactured_TRUE | Manufactured_TRUE | Manufactured_TRUE | Manufactured_TRUE | Manufactured_TRUE | 1.8gpm | 1.8gpmManufactured_TRUE | 1.8gpmManufactured_TRUE
Water_00000137 | SITE_00255 | Room_00000338 | Bathroom_2 | Bathroom | Bathroom Faucet | 1.5 | 1.7689 | 1.5 | 2 |  | N/A | N/A | N/A | Bag | 0.796 |  | 1.592 |  | ID | Manufactured | Bathroom Faucet | 775 | 626.07 | Manufactured | FALSE | FALSE |  |  |  | 939.105 | 996.7034 | Manufactured_FALSE | Manufactured_FALSE | Manufactured_ | Manufactured_ | Manufactured_ | unknown | unknownManufactured_ | unknownManufactured_FALSE
Water_00000138 | SITE_00255 | Room_00000338 | Bathroom_2 | Bathroom | Shower / Bathtub combo with diverter valve | 1.75 | 2.2644 | 1.75 | 2.4 |  | Secondary | Daily / Almost Daily | N/A | Bag | 0.8492 |  | 2.038 |  | ID | Manufactured | Shower | 775 | 626.07 | Manufactured | TRUE | TRUE | TRUE | TRUE | TRUE | 1095.6225 | 1275.9307 | Manufactured_TRUE | Manufactured_TRUE | Manufactured_TRUE | Manufactured_TRUE | Manufactured_TRUE | 1.8gpm | 1.8gpmManufactured_TRUE | 1.8gpmManufactured_TRUE
Water_00000139 | SITE_00256 | Room_00000355 | Kitchen_1 | Kitchen | Kitchen Faucet | 3.0956 | 3.0956 |  | 3.5 |  | N/A | N/A | N/A | Bag | 0.796 |  | 2.786 |  | ID | Manufactured | Kitchen Faucet | 776 | 626.07 | Manufactured | FALSE | FALSE |  |  |  | 1938.0345 | 1744.231 | Manufactured_FALSE | Manufactured_FALSE | Manufactured_ | Manufactured_ | Manufactured_ | unknown | unknownManufactured_ | unknownManufactured_FALSE
Water_00000140 | SITE_00256 | Room_00000349 | Bathroom_1 | Bathroom | Bathroom Faucet | unknown |  |  | 2.5 |  | N/A | N/A | N/A | Unknown |  | N/A |  | N/A | ID | Manufactured | Bathroom Faucet | 776 | 626.07 | Manufactured | FALSE | FALSE |  |  |  | 0 | 0 | Manufactured_FALSE | Manufactured_FALSE | Manufactured_ | Manufactured_ | Manufactured_ | unknown | unknownManufactured_ | unknownManufactured_FALSE
Water_00000141 | SITE_00256 | Room_00000349 | Bathroom_1 | Bathroom | Shower | 2.5 |  | 2.5 | 3 |  | All used about the same | Daily / Almost Daily | N/A | Unknown |  | N/A |  | N/A | ID | Manufactured | Shower | 776 | 626.07 | Manufactured | TRUE | FALSE | TRUE | FALSE | FALSE | 1565.175 | 0 | Manufactured_TRUE | Manufactured_FALSE | Manufactured_TRUE | Manufactured_FALSE | Manufactured_FALSE | unknown | unknownManufactured_FALSE | unknownManufactured_TRUE
Water_00000142 | SITE_00256 | Room_00000350 | Bathroom_2 | Bathroom | Bathroom Faucet | unknown |  |  | 2 |  | N/A | N/A | N/A | Unknown |  | N/A |  | N/A | ID | Manufactured | Bathroom Faucet | 776 | 626.07 | Manufactured | FALSE | FALSE |  |  |  | 0 | 0 | Manufactured_FALSE | Manufactured_FALSE | Manufactured_ | Manufactured_ | Manufactured_ | unknown | unknownManufactured_ | unknownManufactured_FALSE
Water_00000143 | SITE_00256 | Room_00000350 | Bathroom_2 | Bathroom | Shower | unknown |  |  | 3 |  | All used about the same | Daily / Almost Daily | N/A | Unknown |  | N/A |  | N/A | ID | Manufactured | Shower | 776 | 626.07 | Manufactured | TRUE | FALSE | FALSE | FALSE | FALSE | 0 | 0 | Manufactured_TRUE | Manufactured_FALSE | Manufactured_FALSE | Manufactured_FALSE | Manufactured_FALSE | unknown | unknownManufactured_FALSE | unknownManufactured_TRUE
Water_00000144 | SITE_00257 | Room_00000361 | Bathroom_1 | Bathroom | Bathroom Faucet | unknown |  |  | 2.5 |  | N/A | N/A | N/A | Unknown |  | N/A |  | N/A | ID | Manufactured | Bathroom Faucet | 777 | 626.07 | Manufactured | FALSE | FALSE |  |  |  | 0 | 0 | Manufactured_FALSE | Manufactured_FALSE | Manufactured_ | Manufactured_ | Manufactured_ | unknown | unknownManufactured_ | unknownManufactured_FALSE
Water_00000145 | SITE_00257 | Room_00000361 | Bathroom_1 | Bathroom | Bathroom Faucet | unknown |  |  | 2 |  | N/A | N/A | N/A | Unknown |  | N/A |  | N/A | ID | Manufactured | Bathroom Faucet | 777 | 626.07 | Manufactured | FALSE | FALSE |  |  |  | 0 | 0 | Manufactured_FALSE | Manufactured_FALSE | Manufactured_ | Manufactured_ | Manufactured_ | unknown | unknownManufactured_ | unknownManufactured_FALSE
Water_00000146 | SITE_00257 | Room_00000361 | Bathroom_1 | Bathroom | Shower | unknown |  |  | 3.75 |  | Primary | Daily / Almost Daily | Duel shower head | Unknown |  | N/A |  | N/A | ID | Manufactured | Shower | 777 | 626.07 | Manufactured | TRUE | FALSE | FALSE | FALSE | FALSE | 0 | 0 | Manufactured_TRUE | Manufactured_FALSE | Manufactured_FALSE | Manufactured_FALSE | Manufactured_FALSE | unknown | unknownManufactured_FALSE | unknownManufactured_TRUE
Water_00000147 | SITE_00257 | Room_00000372 | Kitchen_1 | Kitchen | Kitchen Faucet | unknown |  |  | 2.5 |  | N/A | N/A | N/A | Unknown |  | N/A |  | N/A | ID | Manufactured | Kitchen Faucet | 777 | 626.07 | Manufactured | FALSE | FALSE |  |  |  | 0 | 0 | Manufactured_FALSE | Manufactured_FALSE | Manufactured_ | Manufactured_ | Manufactured_ | unknown | unknownManufactured_ | unknownManufactured_FALSE
Water_00000148 | SITE_00257 | Room_00000362 | Bathroom_2 | Bathroom | Bathroom Faucet | unknown |  |  | 2.25 |  | N/A | N/A | N/A | Unknown |  | N/A |  | N/A | ID | Manufactured | Bathroom Faucet | 777 | 626.07 | Manufactured | FALSE | FALSE |  |  |  | 0 | 0 | Manufactured_FALSE | Manufactured_FALSE | Manufactured_ | Manufactured_ | Manufactured_ | unknown | unknownManufactured_ | unknownManufactured_FALSE
Water_00000149 | SITE_00257 | Room_00000362 | Bathroom_2 | Bathroom | Shower / Bathtub combo with diverter valve | unknown |  |  | 2.8 |  | Secondary | Daily / Almost Daily | N/A | Unknown |  | N/A |  | N/A | ID | Manufactured | Shower | 777 | 626.07 | Manufactured | TRUE | TRUE | FALSE | FALSE | FALSE | 0 | 0 | Manufactured_TRUE | Manufactured_TRUE | Manufactured_FALSE | Manufactured_FALSE | Manufactured_FALSE | unknown | unknownManufactured_FALSE | unknownManufactured_TRUE
Water_00000150 | SITE_00258 | Room_00000385 | Kitchen_1 | Kitchen | Kitchen Faucet | 2.2 | 2.2111 | 2.2 | 2.5 |  | N/A | N/A | N/A | Bag | 0.796 |  | 1.99 |  | ID | Manufactured | Kitchen Faucet | 778 | 626.07 | Manufactured | FALSE | FALSE |  |  |  | 1377.354 | 1245.8793 | Manufactured_FALSE | Manufactured_FALSE | Manufactured_ | Manufactured_ | Manufactured_ | unknown | unknownManufactured_ | unknownManufactured_FALSE
Water_00000151 | SITE_00258 | Room_00000377 | Bathroom_1 | Bathroom | Bathroom Faucet | 2 |  | 2 | 2.2 |  | N/A | N/A | N/A | Unknown |  | N/A |  | N/A | ID | Manufactured | Bathroom Faucet | 778 | 626.07 | Manufactured | FALSE | FALSE |  |  |  | 1252.14 | 0 | Manufactured_FALSE | Manufactured_FALSE | Manufactured_ | Manufactured_ | Manufactured_ | unknown | unknownManufactured_ | unknownManufactured_FALSE
Water_00000152 | SITE_00258 | Room_00000377 | Bathroom_1 | Bathroom | Bathroom Faucet | 2 |  | 2 | 2.2 |  | N/A | N/A | N/A | Unknown |  | N/A |  | N/A | ID | Manufactured | Bathroom Faucet | 778 | 626.07 | Manufactured | FALSE | FALSE |  |  |  | 1252.14 | 0 | Manufactured_FALSE | Manufactured_FALSE | Manufactured_ | Manufactured_ | Manufactured_ | unknown | unknownManufactured_ | unknownManufactured_FALSE
Water_00000153 | SITE_00258 | Room_00000377 | Bathroom_1 | Bathroom | Shower | 2.5 |  | 2.5 | 3 |  | Primary | Daily / Almost Daily | N/A | Unknown |  | N/A |  | N/A | ID | Manufactured | Shower | 778 | 626.07 | Manufactured | TRUE | FALSE | TRUE | FALSE | FALSE | 1565.175 | 0 | Manufactured_TRUE | Manufactured_FALSE | Manufactured_TRUE | Manufactured_FALSE | Manufactured_FALSE | unknown | unknownManufactured_FALSE | unknownManufactured_TRUE
Water_00000154 | SITE_00258 | Room_00000378 | Bathroom_2 | Bathroom | Bathroom Faucet | 2 |  | 2 | 2.5 |  | N/A | N/A | N/A | Unknown |  | N/A |  | N/A | ID | Manufactured | Bathroom Faucet | 778 | 626.07 | Manufactured | FALSE | FALSE |  |  |  | 1252.14 | 0 | Manufactured_FALSE | Manufactured_FALSE | Manufactured_ | Manufactured_ | Manufactured_ | unknown | unknownManufactured_ | unknownManufactured_FALSE
Water_00000155 | SITE_00258 | Room_00000378 | Bathroom_2 | Bathroom | Shower | 2.5 |  | 2.5 | 3 |  | Secondary | A few times per month | N/A | Unknown |  | N/A |  | N/A | ID | Manufactured | Shower | 778 | 626.07 | Manufactured | TRUE | FALSE | TRUE | FALSE | FALSE | 1565.175 | 0 | Manufactured_TRUE | Manufactured_FALSE | Manufactured_TRUE | Manufactured_FALSE | Manufactured_FALSE | unknown | unknownManufactured_FALSE | unknownManufactured_TRUE
Water_00000156 | SITE_00259 | Room_00000403 | Kitchen_1 | Kitchen | Kitchen Faucet | unknown |  |  | 1.5 |  | N/A | N/A | N/A | Unknown |  | N/A |  | N/A | ID | Manufactured | Kitchen Faucet | 779 | 626.07 | Manufactured | FALSE | FALSE |  |  |  | 0 | 0 | Manufactured_FALSE | Manufactured_FALSE | Manufactured_ | Manufactured_ | Manufactured_ | unknown | unknownManufactured_ | unknownManufactured_FALSE
Water_00000157 | SITE_00259 | Room_00000392 | Bathroom_1 | Bathroom | Bathroom Faucet | unknown |  |  | 2 |  | N/A | N/A | N/A | Unknown |  | N/A |  | N/A | ID | Manufactured | Bathroom Faucet | 779 | 626.07 | Manufactured | FALSE | FALSE |  |  |  | 0 | 0 | Manufactured_FALSE | Manufactured_FALSE | Manufactured_ | Manufactured_ | Manufactured_ | unknown | unknownManufactured_ | unknownManufactured_FALSE
Water_00000158 | SITE_00259 | Room_00000392 | Bathroom_1 | Bathroom | Bathroom Faucet | unknown |  |  | 2.25 |  | N/A | N/A | N/A | Unknown |  | N/A |  | N/A | ID | Manufactured | Bathroom Faucet | 779 | 626.07 | Manufactured | FALSE | FALSE |  |  |  | 0 | 0 | Manufactured_FALSE | Manufactured_FALSE | Manufactured_ | Manufactured_ | Manufactured_ | unknown | unknownManufactured_ | unknownManufactured_FALSE
Water_00000159 | SITE_00259 | Room_00000392 | Bathroom_1 | Bathroom | Bathtub | unknown |  |  |  | N/A | N/A | N/A | N/A | Unknown |  | N/A |  | N/A | ID | Manufactured | Bathtub | 779 | 626.07 | Manufactured | FALSE | FALSE |  |  |  | 0 | 0 | Manufactured_FALSE | Manufactured_FALSE | Manufactured_ | Manufactured_ | Manufactured_ | unknown | unknownManufactured_ | unknownManufactured_FALSE
Water_00000160 | SITE_00259 | Room_00000392 | Bathroom_1 | Bathroom | Shower | unknown |  |  | 3 |  | All used about the same | Daily / Almost Daily | N/A | Unknown |  | N/A |  | N/A | ID | Manufactured | Shower | 779 | 626.07 | Manufactured | TRUE | FALSE | FALSE | FALSE | FALSE | 0 | 0 | Manufactured_TRUE | Manufactured_FALSE | Manufactured_FALSE | Manufactured_FALSE | Manufactured_FALSE | unknown | unknownManufactured_FALSE | unknownManufactured_TRUE
Water_00000161 | SITE_00259 | Room_00000393 | Bathroom_2 | Bathroom | Bathroom Faucet | unknown |  |  | 2 |  | N/A | N/A | N/A | Unknown |  | N/A |  | N/A | ID | Manufactured | Bathroom Faucet | 779 | 626.07 | Manufactured | FALSE | FALSE |  |  |  | 0 | 0 | Manufactured_FALSE | Manufactured_FALSE | Manufactured_ | Manufactured_ | Manufactured_ | unknown | unknownManufactured_ | unknownManufactured_FALSE
Water_00000162 | SITE_00259 | Room_00000393 | Bathroom_2 | Bathroom | Shower / Bathtub combo with diverter valve | 2.5 |  | 2.5 | 2.5 |  | All used about the same | Daily / Almost Daily | N/A | Unknown |  | N/A |  | N/A | ID | Manufactured | Shower | 779 | 626.07 | Manufactured | TRUE | TRUE | TRUE | FALSE | FALSE | 1565.175 | 0 | Manufactured_TRUE | Manufactured_TRUE | Manufactured_TRUE | Manufactured_FALSE | Manufactured_FALSE | unknown | unknownManufactured_FALSE | unknownManufactured_TRUE
Water_00000163 | SITE_00260 | Room_00000410 | Bathroom_1 | Bathroom | Bathroom Faucet | 2.2 |  | 2.2 | 2.2 |  | N/A | N/A | N/A | Unknown |  | N/A |  | N/A | ID | Manufactured | Bathroom Faucet | 780 | 1097.77 | Manufactured | FALSE | FALSE |  |  |  | 2415.094 | 0 | Manufactured_FALSE | Manufactured_FALSE | Manufactured_ | Manufactured_ | Manufactured_ | unknown | unknownManufactured_ | unknownManufactured_FALSE
Water_00000164 | SITE_00260 | Room_00000410 | Bathroom_1 | Bathroom | Shower / Bathtub combo with diverter valve | unknown |  |  | 2.5 |  | Primary | Daily / Almost Daily | N/A | Unknown |  | N/A |  | N/A | ID | Manufactured | Shower | 780 | 1097.77 | Manufactured | TRUE | TRUE | FALSE | FALSE | FALSE | 0 | 0 | Manufactured_TRUE | Manufactured_TRUE | Manufactured_FALSE | Manufactured_FALSE | Manufactured_FALSE | unknown | unknownManufactured_FALSE | unknownManufactured_TRUE
Water_00000165 | SITE_00260 | Room_00000420 | Kitchen_1 | Kitchen | Kitchen Faucet | unknown |  |  | 2 |  | N/A | N/A | N/A | Unknown |  | N/A |  | N/A | ID | Manufactured | Kitchen Faucet | 780 | 1097.77 | Manufactured | FALSE | FALSE |  |  |  | 0 | 0 | Manufactured_FALSE | Manufactured_FALSE | Manufactured_ | Manufactured_ | Manufactured_ | unknown | unknownManufactured_ | unknownManufactured_FALSE
Water_00000166 | SITE_00260 | Room_00000411 | Bathroom_2 | Bathroom | Bathroom Faucet | unknown |  |  | 2 |  | N/A | N/A | N/A | Unknown |  | N/A |  | N/A | ID | Manufactured | Bathroom Faucet | 780 | 1097.77 | Manufactured | FALSE | FALSE |  |  |  | 0 | 0 | Manufactured_FALSE | Manufactured_FALSE | Manufactured_ | Manufactured_ | Manufactured_ | unknown | unknownManufactured_ | unknownManufactured_FALSE
Water_00000167 | SITE_00260 | Room_00000411 | Bathroom_2 | Bathroom | Shower / Bathtub combo with diverter valve | unknown |  |  | 4.2 |  | Secondary | Daily / Almost Daily | N/A | Unknown |  | N/A |  | N/A | ID | Manufactured | Shower | 780 | 1097.77 | Manufactured | TRUE | TRUE | FALSE | FALSE | FALSE | 0 | 0 | Manufactured_TRUE | Manufactured_TRUE | Manufactured_FALSE | Manufactured_FALSE | Manufactured_FALSE | unknown | unknownManufactured_FALSE | unknownManufactured_TRUE
Water_00000168 | SITE_00260 | Room_00000418 | Garage_2 | Garage | Shower | unknown |  |  | 1.25 |  | Primary | A few times per month | Guests mostly | Unknown |  | N/A |  | N/A | ID | Manufactured | Shower | 780 | 1097.77 | Manufactured | TRUE | FALSE | FALSE | FALSE | FALSE | 0 | 0 | Manufactured_TRUE | Manufactured_FALSE | Manufactured_FALSE | Manufactured_FALSE | Manufactured_FALSE | unknown | unknownManufactured_FALSE | unknownManufactured_TRUE
Water_00000169 | SITE_00260 | Room_00000418 | Garage_2 | Garage | Bathroom Faucet | 1.3267 | 1.3267 |  | 1.5 |  | N/A | N/A | Guest bath garage | Bag | 0.796 |  | 1.194 |  | ID | Manufactured | Bathroom Faucet | 780 | 1097.77 | Manufactured | FALSE | FALSE |  |  |  | 1456.3749 | 1310.7374 | Manufactured_FALSE | Manufactured_FALSE | Manufactured_ | Manufactured_ | Manufactured_ | unknown | unknownManufactured_ | unknownManufactured_FALSE
Water_00000170 | SITE_00261 | Room_00000426 | Bathroom_1 | Bathroom | Shower | unknown |  |  | 1.5 |  | Secondary | Daily / Almost Daily | N/A | Unknown |  | N/A |  | N/A | ID | Manufactured | Shower | 781 | 1097.77 | Manufactured | TRUE | FALSE | FALSE | FALSE | FALSE | 0 | 0 | Manufactured_TRUE | Manufactured_FALSE | Manufactured_FALSE | Manufactured_FALSE | Manufactured_FALSE | unknown | unknownManufactured_FALSE | unknownManufactured_TRUE
Water_00000171 | SITE_00261 | Room_00000426 | Bathroom_1 | Bathroom | Bathroom Faucet | 1.5 | 0.66333 | 1.5 | 0.75 |  | N/A | N/A | N/A | Bag | 0.796 |  | 0.597 |  | ID | Manufactured | Bathroom Faucet | 781 | 1097.77 | Manufactured | FALSE | FALSE |  |  |  | 1646.655 | 655.3687 | Manufactured_FALSE | Manufactured_FALSE | Manufactured_ | Manufactured_ | Manufactured_ | unknown | unknownManufactured_ | unknownManufactured_FALSE
Water_00000172 | SITE_00261 | Room_00000437 | Kitchen_1 | Kitchen | Kitchen Faucet | 2.2 | 1.5478 | 2.2 | 1.75 |  | N/A | N/A | N/A | Bag | 0.796 |  | 1.393 |  | ID | Manufactured | Kitchen Faucet | 781 | 1097.77 | Manufactured | FALSE | FALSE |  |  |  | 2415.094 | 1529.1936 | Manufactured_FALSE | Manufactured_FALSE | Manufactured_ | Manufactured_ | Manufactured_ | unknown | unknownManufactured_ | unknownManufactured_FALSE
Water_00000173 | SITE_00261 | Room_00000427 | Bathroom_6 | Bathroom | Bathroom Faucet | 2.2 |  | 2.2 | 1.75 |  | N/A | N/A | N/A | Unknown |  | N/A |  | N/A | ID | Manufactured | Bathroom Faucet | 781 | 1097.77 | Manufactured | FALSE | FALSE |  |  |  | 2415.094 | 0 | Manufactured_FALSE | Manufactured_FALSE | Manufactured_ | Manufactured_ | Manufactured_ | unknown | unknownManufactured_ | unknownManufactured_FALSE
Water_00000174 | SITE_00261 | Room_00000427 | Bathroom_6 | Bathroom | Bathroom Faucet | 2.2 |  | 2.2 | 1.75 |  | N/A | N/A | N/A | Unknown |  | N/A |  | N/A | ID | Manufactured | Bathroom Faucet | 781 | 1097.77 | Manufactured | FALSE | FALSE |  |  |  | 2415.094 | 0 | Manufactured_FALSE | Manufactured_FALSE | Manufactured_ | Manufactured_ | Manufactured_ | unknown | unknownManufactured_ | unknownManufactured_FALSE
Water_00000175 | SITE_00261 | Room_00000427 | Bathroom_6 | Bathroom | Shower | unknown |  |  | 2 |  | Primary | Unknown | N/A | Unknown |  | N/A |  | N/A | ID | Manufactured | Shower | 781 | 1097.77 | Manufactured | TRUE | FALSE | FALSE | FALSE | FALSE | 0 | 0 | Manufactured_TRUE | Manufactured_FALSE | Manufactured_FALSE | Manufactured_FALSE | Manufactured_FALSE | unknown | unknownManufactured_FALSE | unknownManufactured_TRUE
Water_00000176 | SITE_00262 | Room_00000444 | Bathroom_1 | Bathroom | Bathroom Faucet | 2.2 | 0.88444 | 2.2 | 1 |  | N/A | N/A | N/A | Bag | 0.796 |  | 0.796 |  | ID | Manufactured | Bathroom Faucet | 782 | 626.07 | Manufactured | FALSE | FALSE |  |  |  | 1377.354 | 498.3517 | Manufactured_FALSE | Manufactured_FALSE | Manufactured_ | Manufactured_ | Manufactured_ | unknown | unknownManufactured_ | unknownManufactured_FALSE
Water_00000177 | SITE_00262 | Room_00000444 | Bathroom_1 | Bathroom | Shower / Bathtub combo with diverter valve | 2.5 | 1.7922 | 2.5 | 1.9 |  | Primary | Daily / Almost Daily | N/A | Bag | 0.8492 |  | 1.613 |  | ID | Manufactured | Shower | 782 | 626.07 | Manufactured | TRUE | TRUE | TRUE | TRUE | TRUE | 1565.175 | 1009.8509 | Manufactured_TRUE | Manufactured_TRUE | Manufactured_TRUE | Manufactured_TRUE | Manufactured_TRUE | 2.5gpm | 2.5gpmManufactured_TRUE | 2.5gpmManufactured_TRUE
Water_00000178 | SITE_00262 | Room_00000445 | Bathroom_2 | Bathroom | Bathroom Faucet | 2.2 | 2.1222 | 2.2 | 2.4 |  | N/A | N/A | N/A | Bag | 0.796 |  | 1.91 |  | ID | Manufactured | Bathroom Faucet | 782 | 626.07 | Manufactured | FALSE | FALSE |  |  |  | 1377.354 | 1195.7937 | Manufactured_FALSE | Manufactured_FALSE | Manufactured_ | Manufactured_ | Manufactured_ | unknown | unknownManufactured_ | unknownManufactured_FALSE
Water_00000179 | SITE_00262 | Room_00000445 | Bathroom_2 | Bathroom | Shower / Bathtub combo with diverter valve | 2.5 | 1.9811 | 2.5 | 2.1 |  | Secondary | A few times per week | N/A | Bag | 0.8492 |  | 1.783 |  | ID | Manufactured | Shower | 782 | 626.07 | Manufactured | TRUE | TRUE | TRUE | TRUE | TRUE | 1565.175 | 1116.2828 | Manufactured_TRUE | Manufactured_TRUE | Manufactured_TRUE | Manufactured_TRUE | Manufactured_TRUE | 2.5gpm | 2.5gpmManufactured_TRUE | 2.5gpmManufactured_TRUE
Water_00000180 | SITE_00262 | Room_00000451 | Kitchen_1 | Kitchen | Kitchen Faucet | 2.2 | 1.5922 | 2.2 | 1.8 |  | N/A | N/A | N/A | Bag | 0.796 |  | 1.433 |  | ID | Manufactured | Kitchen Faucet | 782 | 626.07 | Manufactured | FALSE | FALSE |  |  |  | 1377.354 | 897.1583 | Manufactured_FALSE | Manufactured_FALSE | Manufactured_ | Manufactured_ | Manufactured_ | unknown | unknownManufactured_ | unknownManufactured_FALSE
Water_00000181 | SITE_00263 | Room_00000474 | Kitchen_1 | Kitchen | Kitchen Faucet | unknown |  |  | 1.5 |  | N/A | N/A | N/A | Unknown |  | N/A |  | N/A | ID | Single Family | Kitchen Faucet | 783 | 4610.02 | Single Family | FALSE | FALSE |  |  |  | 0 | 0 | Single Family_FALSE | Single Family_FALSE | Single Family_ | Single Family_ | Single Family_ | unknown | unknownSingle Family_ | unknownSingle Family_FALSE
Water_00000182 | SITE_00263 | Room_00000461 | Bathroom_1 | Bathroom | Bathroom Faucet | 1.5 |  | 1.5 | 1.6 |  | N/A | N/A | N/A | Unknown |  | N/A |  | N/A | ID | Single Family | Bathroom Faucet | 783 | 4610.02 | Single Family | FALSE | FALSE |  |  |  | 6915.03 | 0 | Single Family_FALSE | Single Family_FALSE | Single Family_ | Single Family_ | Single Family_ | unknown | unknownSingle Family_ | unknownSingle Family_FALSE
Water_00000183 | SITE_00263 | Room_00000462 | Bathroom_2 | Bathroom | Bathroom Faucet | unknown |  |  | 1.5 |  | N/A | N/A | N/A | Unknown |  | N/A |  | N/A | ID | Single Family | Bathroom Faucet | 783 | 4610.02 | Single Family | FALSE | FALSE |  |  |  | 0 | 0 | Single Family_FALSE | Single Family_FALSE | Single Family_ | Single Family_ | Single Family_ | unknown | unknownSingle Family_ | unknownSingle Family_FALSE
Water_00000184 | SITE_00263 | Room_00000462 | Bathroom_2 | Bathroom | Shower / Bathtub combo with diverter valve | unknown |  |  | 2.5 |  | Secondary | Daily / Almost Daily | N/A | Unknown |  | N/A |  | N/A | ID | Single Family | Shower | 783 | 4610.02 | Single Family | TRUE | TRUE | FALSE | FALSE | FALSE | 0 | 0 | Single Family_TRUE | Single Family_TRUE | Single Family_FALSE | Single Family_FALSE | Single Family_FALSE | unknown | unknownSingle Family_FALSE | unknownSingle Family_TRUE
Water_00000185 | SITE_00263 | Room_00000463 | Bathroom_3 | Bathroom | Bathroom Faucet | unknown |  |  | 2 |  | N/A | N/A | N/A | Unknown |  | N/A |  | N/A | ID | Single Family | Bathroom Faucet | 783 | 4610.02 | Single Family | FALSE | FALSE |  |  |  | 0 | 0 | Single Family_FALSE | Single Family_FALSE | Single Family_ | Single Family_ | Single Family_ | unknown | unknownSingle Family_ | unknownSingle Family_FALSE
Water_00000186 | SITE_00263 | Room_00000463 | Bathroom_3 | Bathroom | Bathroom Faucet | unknown |  |  | 2 |  | N/A | N/A | N/A | Unknown |  | N/A |  | N/A | ID | Single Family | Bathroom Faucet | 783 | 4610.02 | Single Family | FALSE | FALSE |  |  |  | 0 | 0 | Single Family_FALSE | Single Family_FALSE | Single Family_ | Single Family_ | Single Family_ | unknown | unknownSingle Family_ | unknownSingle Family_FALSE
Water_00000187 | SITE_00263 | Room_00000463 | Bathroom_3 | Bathroom | Shower | unknown |  |  | 5 |  | Primary | Daily / Almost Daily | Dual shower 5 gpm combined | Unknown |  | N/A |  | N/A | ID | Single Family | Shower | 783 | 4610.02 | Single Family | TRUE | FALSE | FALSE | FALSE | FALSE | 0 | 0 | Single Family_TRUE | Single Family_FALSE | Single Family_FALSE | Single Family_FALSE | Single Family_FALSE | unknown | unknownSingle Family_FALSE | unknownSingle Family_TRUE
Water_00000188 | SITE_00264 | Room_00000493 | Kitchen_1 | Kitchen | Kitchen Faucet | unknown |  |  | 1.5 |  | N/A | N/A | N/A | Unknown |  | N/A |  | N/A | ID | Manufactured | Kitchen Faucet | 784 | 626.07 | Manufactured | FALSE | FALSE |  |  |  | 0 | 0 | Manufactured_FALSE | Manufactured_FALSE | Manufactured_ | Manufactured_ | Manufactured_ | unknown | unknownManufactured_ | unknownManufactured_FALSE
Water_00000189 | SITE_00264 | Room_00000481 | Bathroom_1 | Bathroom | Bathroom Faucet | 2.2 |  | 2.2 | 1.8 |  | N/A | N/A | N/A | Unknown |  | N/A |  | N/A | ID | Manufactured | Bathroom Faucet | 784 | 626.07 | Manufactured | FALSE | FALSE |  |  |  | 1377.354 | 0 | Manufactured_FALSE | Manufactured_FALSE | Manufactured_ | Manufactured_ | Manufactured_ | unknown | unknownManufactured_ | unknownManufactured_FALSE
Water_00000190 | SITE_00264 | Room_00000481 | Bathroom_1 | Bathroom | Bathroom Faucet | 2.2 |  | 2.2 | 2 |  | N/A | N/A | N/A | Unknown |  | N/A |  | N/A | ID | Manufactured | Bathroom Faucet | 784 | 626.07 | Manufactured | FALSE | FALSE |  |  |  | 1377.354 | 0 | Manufactured_FALSE | Manufactured_FALSE | Manufactured_ | Manufactured_ | Manufactured_ | unknown | unknownManufactured_ | unknownManufactured_FALSE
Water_00000191 | SITE_00264 | Room_00000481 | Bathroom_1 | Bathroom | Shower | unknown |  |  | 2 |  | Primary | Daily / Almost Daily | N/A | Unknown |  | N/A |  | N/A | ID | Manufactured | Shower | 784 | 626.07 | Manufactured | TRUE | FALSE | FALSE | FALSE | FALSE | 0 | 0 | Manufactured_TRUE | Manufactured_FALSE | Manufactured_FALSE | Manufactured_FALSE | Manufactured_FALSE | unknown | unknownManufactured_FALSE | unknownManufactured_TRUE
Water_00000192 | SITE_00264 | Room_00000482 | Bathroom_2 | Bathroom | Bathroom Faucet | unknown |  |  | 1 |  | N/A | N/A | N/A | Unknown |  | N/A |  | N/A | ID | Manufactured | Bathroom Faucet | 784 | 626.07 | Manufactured | FALSE | FALSE |  |  |  | 0 | 0 | Manufactured_FALSE | Manufactured_FALSE | Manufactured_ | Manufactured_ | Manufactured_ | unknown | unknownManufactured_ | unknownManufactured_FALSE
Water_00000193 | SITE_00264 | Room_00000482 | Bathroom_2 | Bathroom | Shower / Bathtub combo with diverter valve | unknown |  |  | 2.25 |  | Secondary | Daily / Almost Daily | N/A | Unknown |  | N/A |  | N/A | ID | Manufactured | Shower | 784 | 626.07 | Manufactured | TRUE | TRUE | FALSE | FALSE | FALSE | 0 | 0 | Manufactured_TRUE | Manufactured_TRUE | Manufactured_FALSE | Manufactured_FALSE | Manufactured_FALSE | unknown | unknownManufactured_FALSE | unknownManufactured_TRUE
Water_00000194 | SITE_00265 | Room_00000506 | Kitchen_1 | Kitchen | Kitchen Faucet | 0.57444 | 0.57444 |  | 0.65 |  | N/A | N/A | N/A | Bag | 0.796 |  | 0.517 |  | ID | Manufactured | Kitchen Faucet | 785 | 1097.77 | Manufactured | FALSE | FALSE |  |  |  | 630.6079 | 567.5471 | Manufactured_FALSE | Manufactured_FALSE | Manufactured_ | Manufactured_ | Manufactured_ | unknown | unknownManufactured_ | unknownManufactured_FALSE
Water_00000195 | SITE_00265 | Room_00000497 | Bathroom_1 | Bathroom | Bathroom Faucet | 2 | 2.4322 | 2 | 2.75 |  | N/A | N/A | N/A | Bag | 0.796 |  | 2.189 |  | ID | Manufactured | Bathroom Faucet | 785 | 1097.77 | Manufactured | FALSE | FALSE |  |  |  | 2195.54 | 2403.0185 | Manufactured_FALSE | Manufactured_FALSE | Manufactured_ | Manufactured_ | Manufactured_ | unknown | unknownManufactured_ | unknownManufactured_FALSE
Water_00000196 | SITE_00265 | Room_00000497 | Bathroom_1 | Bathroom | Shower | unknown |  |  | 0.75 |  | Secondary | Unknown | N/A | Unknown |  | N/A |  | N/A | ID | Manufactured | Shower | 785 | 1097.77 | Manufactured | TRUE | FALSE | FALSE | FALSE | FALSE | 0 | 0 | Manufactured_TRUE | Manufactured_FALSE | Manufactured_FALSE | Manufactured_FALSE | Manufactured_FALSE | unknown | unknownManufactured_FALSE | unknownManufactured_TRUE
Water_00000197 | SITE_00265 | Room_00000498 | Bathroom_2 | Bathroom | Shower | unknown |  |  | 2.5 |  | Primary | Daily / Almost Daily | N/A | Unknown |  | N/A |  | N/A | ID | Manufactured | Shower | 785 | 1097.77 | Manufactured | TRUE | FALSE | FALSE | FALSE | FALSE | 0 | 0 | Manufactured_TRUE | Manufactured_FALSE | Manufactured_FALSE | Manufactured_FALSE | Manufactured_FALSE | unknown | unknownManufactured_FALSE | unknownManufactured_TRUE
Water_00000198 | SITE_00265 | Room_00000498 | Bathroom_2 | Bathroom | Bathroom Faucet | 2.2 | 2.6533 | 2.2 | 3 |  | N/A | N/A | N/A | Bag | 0.796 |  | 2.388 |  | ID | Manufactured | Bathroom Faucet | 785 | 1097.77 | Manufactured | FALSE | FALSE |  |  |  | 2415.094 | 2621.4748 | Manufactured_FALSE | Manufactured_FALSE | Manufactured_ | Manufactured_ | Manufactured_ | unknown | unknownManufactured_ | unknownManufactured_FALSE
Water_00000199 | SITE_00266 | Room_00000519 | Kitchen_1 | Kitchen | Kitchen Faucet | unknown |  |  | 2.25 |  | N/A | N/A | N/A | Unknown |  | N/A |  | N/A | ID | Manufactured | Kitchen Faucet | 786 | 626.07 | Manufactured | FALSE | FALSE |  |  |  | 0 | 0 | Manufactured_FALSE | Manufactured_FALSE | Manufactured_ | Manufactured_ | Manufactured_ | unknown | unknownManufactured_ | unknownManufactured_FALSE
Water_00000200 | SITE_00266 | Room_00000512 | Bathroom_1 | Bathroom | Bathroom Faucet | 2 |  | 2 | 1.7 |  | N/A | N/A | N/A | Unknown |  | N/A |  | N/A | ID | Manufactured | Bathroom Faucet | 786 | 626.07 | Manufactured | FALSE | FALSE |  |  |  | 1252.14 | 0 | Manufactured_FALSE | Manufactured_FALSE | Manufactured_ | Manufactured_ | Manufactured_ | unknown | unknownManufactured_ | unknownManufactured_FALSE
Water_00000201 | SITE_00266 | Room_00000512 | Bathroom_1 | Bathroom | Shower / Bathtub combo with diverter valve | unknown |  |  | 1 |  | Secondary | A few times per year | N/A | Unknown |  | N/A |  | N/A | ID | Manufactured | Shower | 786 | 626.07 | Manufactured | TRUE | TRUE | FALSE | FALSE | FALSE | 0 | 0 | Manufactured_TRUE | Manufactured_TRUE | Manufactured_FALSE | Manufactured_FALSE | Manufactured_FALSE | unknown | unknownManufactured_FALSE | unknownManufactured_TRUE
Water_00000202 | SITE_00266 | Room_00000513 | Bathroom_2 | Bathroom | Bathroom Faucet | 2 |  | 2 | 1.9 |  | N/A | N/A | N/A | Unknown |  | N/A |  | N/A | ID | Manufactured | Bathroom Faucet | 786 | 626.07 | Manufactured | FALSE | FALSE |  |  |  | 1252.14 | 0 | Manufactured_FALSE | Manufactured_FALSE | Manufactured_ | Manufactured_ | Manufactured_ | unknown | unknownManufactured_ | unknownManufactured_FALSE
Water_00000203 | SITE_00266 | Room_00000513 | Bathroom_2 | Bathroom | Shower / Bathtub combo with diverter valve | unknown |  |  | 2.5 |  | Primary | A few times per week | N/A | Unknown |  | N/A |  | N/A | ID | Manufactured | Shower | 786 | 626.07 | Manufactured | TRUE | TRUE | FALSE | FALSE | FALSE | 0 | 0 | Manufactured_TRUE | Manufactured_TRUE | Manufactured_FALSE | Manufactured_FALSE | Manufactured_FALSE | unknown | unknownManufactured_FALSE | unknownManufactured_TRUE
Water_00000204 | SITE_00267 | Room_00000533 | Kitchen_1 | Kitchen | Kitchen Faucet | 1.2 | 1.0611 | 1.2 | 1.2 |  | N/A | N/A | N/A | Bag | 0.796 |  | 0.955 |  | ID | Manufactured | Kitchen Faucet | 787 | 626.07 | Manufactured | FALSE | FALSE |  |  |  | 751.284 | 597.8968 | Manufactured_FALSE | Manufactured_FALSE | Manufactured_ | Manufactured_ | Manufactured_ | unknown | unknownManufactured_ | unknownManufactured_FALSE
Water_00000205 | SITE_00267 | Room_00000524 | Bathroom_1 | Bathroom | Bathroom Faucet | 0.66333 | 0.66333 |  | 0.75 |  | N/A | N/A | N/A | Bag | 0.796 |  | 0.597 |  | ID | Manufactured | Bathroom Faucet | 787 | 626.07 | Manufactured | FALSE | FALSE |  |  |  | 415.2931 | 373.7638 | Manufactured_FALSE | Manufactured_FALSE | Manufactured_ | Manufactured_ | Manufactured_ | unknown | unknownManufactured_ | unknownManufactured_FALSE
Water_00000206 | SITE_00267 | Room_00000524 | Bathroom_1 | Bathroom | Shower | 2.5 |  | 2.5 | 2.6 |  | Secondary | Unknown | N/A | Unknown |  | N/A |  | N/A | ID | Manufactured | Shower | 787 | 626.07 | Manufactured | TRUE | FALSE | TRUE | FALSE | FALSE | 1565.175 | 0 | Manufactured_TRUE | Manufactured_FALSE | Manufactured_TRUE | Manufactured_FALSE | Manufactured_FALSE | unknown | unknownManufactured_FALSE | unknownManufactured_TRUE
Water_00000207 | SITE_00267 | Room_00000525 | Bathroom_2 | Bathroom | Shower | unknown |  |  | 1.75 |  | Primary | Daily / Almost Daily | N/A | Unknown |  | N/A |  | N/A | ID | Manufactured | Shower | 787 | 626.07 | Manufactured | TRUE | FALSE | FALSE | FALSE | FALSE | 0 | 0 | Manufactured_TRUE | Manufactured_FALSE | Manufactured_FALSE | Manufactured_FALSE | Manufactured_FALSE | unknown | unknownManufactured_FALSE | unknownManufactured_TRUE
Water_00000208 | SITE_00267 | Room_00000525 | Bathroom_2 | Bathroom | Bathroom Faucet | 2 | 1.3267 | 2 | 1.5 |  | N/A | N/A | N/A | Bag | 0.796 |  | 1.194 |  | ID | Manufactured | Bathroom Faucet | 787 | 626.07 | Manufactured | FALSE | FALSE |  |  |  | 1252.14 | 747.5276 | Manufactured_FALSE | Manufactured_FALSE | Manufactured_ | Manufactured_ | Manufactured_ | unknown | unknownManufactured_ | unknownManufactured_FALSE
Water_00000209 | SITE_00268 | Room_00000537 | Bathroom_1 | Bathroom | Bathroom Faucet | 2.2 | 2.1222 | 2.2 | 2.4 |  | N/A | N/A | N/A | Bag | 0.796 |  | 1.91 |  | ID | Manufactured | Bathroom Faucet | 788 | 626.07 | Manufactured | FALSE | FALSE |  |  |  | 1377.354 | 1195.7937 | Manufactured_FALSE | Manufactured_FALSE | Manufactured_ | Manufactured_ | Manufactured_ | unknown | unknownManufactured_ | unknownManufactured_FALSE
Water_00000210 | SITE_00268 | Room_00000537 | Bathroom_1 | Bathroom | Shower | 2.5 | 1.8867 | 2.5 | 2 |  | Primary | Daily / Almost Daily | Less in winter | Bag | 0.8492 |  | 1.698 |  | ID | Manufactured | Shower | 788 | 626.07 | Manufactured | TRUE | FALSE | TRUE | TRUE | TRUE | 1565.175 | 1063.0669 | Manufactured_TRUE | Manufactured_FALSE | Manufactured_TRUE | Manufactured_TRUE | Manufactured_TRUE | 2.5gpm | 2.5gpmManufactured_TRUE | 2.5gpmManufactured_TRUE
Water_00000211 | SITE_00268 | Room_00000543 | Kitchen_1 | Kitchen | Kitchen Faucet | 2.2 | 1.9456 | 2.2 | 2.2 |  | N/A | N/A | N/A | Bag | 0.796 |  | 1.751 |  | ID | Manufactured | Kitchen Faucet | 788 | 626.07 | Manufactured | FALSE | FALSE |  |  |  | 1377.354 | 1096.2486 | Manufactured_FALSE | Manufactured_FALSE | Manufactured_ | Manufactured_ | Manufactured_ | unknown | unknownManufactured_ | unknownManufactured_FALSE
Water_00000212 | SITE_00268 | Room_00000547 | Other_1 | Other | Kitchen Faucet | 2.2 | 1.15 | 2.2 | 1.3 |  | N/A | N/A | N/A | Bag | 0.796 |  | 1.035 |  | ID | Manufactured | Kitchen Faucet | 788 | 626.07 | Manufactured | FALSE | FALSE |  |  |  | 1377.354 | 647.9824 | Manufactured_FALSE | Manufactured_FALSE | Manufactured_ | Manufactured_ | Manufactured_ | unknown | unknownManufactured_ | unknownManufactured_FALSE
Water_00000213 | SITE_00268 | Room_00000538 | Bathroom_2 | Bathroom | Bathroom Faucet | 2.2 | 1.0611 | 2.2 | 1.2 |  | N/A | N/A | N/A | Bag | 0.796 |  | 0.955 |  | ID | Manufactured | Bathroom Faucet | 788 | 626.07 | Manufactured | FALSE | FALSE |  |  |  | 1377.354 | 597.8968 | Manufactured_FALSE | Manufactured_FALSE | Manufactured_ | Manufactured_ | Manufactured_ | unknown | unknownManufactured_ | unknownManufactured_FALSE
Water_00000214 | SITE_00268 | Room_00000538 | Bathroom_2 | Bathroom | Shower / Bathtub combo with diverter valve | 2 | 1.4156 | 2 | 1.5 |  | All used about the same | A few times per week | N/A | Bag | 0.8492 |  | 1.274 |  | ID | Manufactured | Shower | 788 | 626.07 | Manufactured | TRUE | TRUE | TRUE | TRUE | TRUE | 1252.14 | 797.6132 | Manufactured_TRUE | Manufactured_TRUE | Manufactured_TRUE | Manufactured_TRUE | Manufactured_TRUE | 2.0gpm | 2.0gpmManufactured_TRUE | 2.0gpmManufactured_TRUE
Water_00000215 | SITE_00269 | Room_00000558 | Kitchen_1 | Kitchen | Kitchen Faucet | 1.2378 | 1.2378 |  | 1.4 |  | N/A | N/A | N/A | Bag | 0.796 |  | 1.114 |  | ID | Manufactured | Kitchen Faucet | 789 | 626.07 | Manufactured | FALSE | FALSE |  |  |  | 774.9355 | 697.442 | Manufactured_FALSE | Manufactured_FALSE | Manufactured_ | Manufactured_ | Manufactured_ | unknown | unknownManufactured_ | unknownManufactured_FALSE
Water_00000216 | SITE_00269 | Room_00000549 | Bathroom_6 | Bathroom | Bathroom Faucet | 2 |  | 2 | 2 |  | N/A | N/A | N/A | Unknown |  | N/A |  | N/A | ID | Manufactured | Bathroom Faucet | 789 | 626.07 | Manufactured | FALSE | FALSE |  |  |  | 1252.14 | 0 | Manufactured_FALSE | Manufactured_FALSE | Manufactured_ | Manufactured_ | Manufactured_ | unknown | unknownManufactured_ | unknownManufactured_FALSE
Water_00000217 | SITE_00269 | Room_00000549 | Bathroom_6 | Bathroom | Shower | unknown |  |  | 2.5 |  | Primary | Daily / Almost Daily | N/A | Unknown |  | N/A |  | N/A | ID | Manufactured | Shower | 789 | 626.07 | Manufactured | TRUE | FALSE | FALSE | FALSE | FALSE | 0 | 0 | Manufactured_TRUE | Manufactured_FALSE | Manufactured_FALSE | Manufactured_FALSE | Manufactured_FALSE | unknown | unknownManufactured_FALSE | unknownManufactured_TRUE
Water_00000218 | SITE_00269 | Room_00000550 | Bathroom_7 | Bathroom | Bathroom Faucet | 2 |  | 2 | 2 |  | N/A | N/A | N/A | Unknown |  | N/A |  | N/A | ID | Manufactured | Bathroom Faucet | 789 | 626.07 | Manufactured | FALSE | FALSE |  |  |  | 1252.14 | 0 | Manufactured_FALSE | Manufactured_FALSE | Manufactured_ | Manufactured_ | Manufactured_ | unknown | unknownManufactured_ | unknownManufactured_FALSE
Water_00000219 | SITE_00269 | Room_00000550 | Bathroom_7 | Bathroom | Shower / Bathtub combo with diverter valve | unknown |  |  | 2.3 |  | Secondary | A few times per year | N/A | Unknown |  | N/A |  | N/A | ID | Manufactured | Shower | 789 | 626.07 | Manufactured | TRUE | TRUE | FALSE | FALSE | FALSE | 0 | 0 | Manufactured_TRUE | Manufactured_TRUE | Manufactured_FALSE | Manufactured_FALSE | Manufactured_FALSE | unknown | unknownManufactured_FALSE | unknownManufactured_TRUE
Water_00000220 | SITE_00270 | Room_00000571 | Kitchen_1 | Kitchen | Kitchen Faucet | unknown |  |  | 1.5 |  | N/A | N/A | N/A | Unknown |  | N/A |  | N/A | ID | Manufactured | Kitchen Faucet | 790 | 1097.77 | Manufactured | FALSE | FALSE |  |  |  | 0 | 0 | Manufactured_FALSE | Manufactured_FALSE | Manufactured_ | Manufactured_ | Manufactured_ | unknown | unknownManufactured_ | unknownManufactured_FALSE
Water_00000221 | SITE_00270 | Room_00000562 | Bathroom_1 | Bathroom | Bathroom Faucet | 1.5 |  | 1.5 | 1.5 |  | N/A | N/A | N/A | Unknown |  | N/A |  | N/A | ID | Manufactured | Bathroom Faucet | 790 | 1097.77 | Manufactured | FALSE | FALSE |  |  |  | 1646.655 | 0 | Manufactured_FALSE | Manufactured_FALSE | Manufactured_ | Manufactured_ | Manufactured_ | unknown | unknownManufactured_ | unknownManufactured_FALSE
Water_00000222 | SITE_00270 | Room_00000562 | Bathroom_1 | Bathroom | Shower / Bathtub combo with diverter valve | unknown |  |  | 3 |  | Secondary | A few times per week | N/A | Unknown |  | N/A |  | N/A | ID | Manufactured | Shower | 790 | 1097.77 | Manufactured | TRUE | TRUE | FALSE | FALSE | FALSE | 0 | 0 | Manufactured_TRUE | Manufactured_TRUE | Manufactured_FALSE | Manufactured_FALSE | Manufactured_FALSE | unknown | unknownManufactured_FALSE | unknownManufactured_TRUE
Water_00000223 | SITE_00270 | Room_00000564 | Bathroom_3 | Bathroom | Bathroom Faucet | 2 |  | 2 | 1.5 |  | N/A | N/A | N/A | Unknown |  | N/A |  | N/A | ID | Manufactured | Bathroom Faucet | 790 | 1097.77 | Manufactured | FALSE | FALSE |  |  |  | 2195.54 | 0 | Manufactured_FALSE | Manufactured_FALSE | Manufactured_ | Manufactured_ | Manufactured_ | unknown | unknownManufactured_ | unknownManufactured_FALSE
Water_00000224 | SITE_00270 | Room_00000564 | Bathroom_3 | Bathroom | Bathroom Faucet | 2 |  | 2 | 1.6 |  | N/A | N/A | N/A | Unknown |  | N/A |  | N/A | ID | Manufactured | Bathroom Faucet | 790 | 1097.77 | Manufactured | FALSE | FALSE |  |  |  | 2195.54 | 0 | Manufactured_FALSE | Manufactured_FALSE | Manufactured_ | Manufactured_ | Manufactured_ | unknown | unknownManufactured_ | unknownManufactured_FALSE
Water_00000225 | SITE_00270 | Room_00000564 | Bathroom_3 | Bathroom | Shower / Bathtub combo with diverter valve | unknown |  |  | 2.25 |  | Primary | Daily / Almost Daily | N/A | Unknown |  | N/A |  | N/A | ID | Manufactured | Shower | 790 | 1097.77 | Manufactured | TRUE | TRUE | FALSE | FALSE | FALSE | 0 | 0 | Manufactured_TRUE | Manufactured_TRUE | Manufactured_FALSE | Manufactured_FALSE | Manufactured_FALSE | unknown | unknownManufactured_FALSE | unknownManufactured_TRUE
Water_00000226 | SITE_00271 | Room_00000585 | Kitchen_1 | Kitchen | Kitchen Faucet | 2.2 |  | 2.2 | 3.75 |  | N/A | N/A | N/A | Unknown |  | N/A |  | N/A | ID | Manufactured | Kitchen Faucet | 791 | 1097.77 | Manufactured | FALSE | FALSE |  |  |  | 2415.094 | 0 | Manufactured_FALSE | Manufactured_FALSE | Manufactured_ | Manufactured_ | Manufactured_ | unknown | unknownManufactured_ | unknownManufactured_FALSE
Water_00000227 | SITE_00271 | Room_00000576 | Bathroom_1 | Bathroom | Bathroom Faucet | unknown |  |  | 2 |  | N/A | N/A | N/A | Unknown |  | N/A |  | N/A | ID | Manufactured | Bathroom Faucet | 791 | 1097.77 | Manufactured | FALSE | FALSE |  |  |  | 0 | 0 | Manufactured_FALSE | Manufactured_FALSE | Manufactured_ | Manufactured_ | Manufactured_ | unknown | unknownManufactured_ | unknownManufactured_FALSE
Water_00000228 | SITE_00271 | Room_00000576 | Bathroom_1 | Bathroom | Shower | unknown |  |  | 2.2 |  | Primary | Daily / Almost Daily | N/A | Unknown |  | N/A |  | N/A | ID | Manufactured | Shower | 791 | 1097.77 | Manufactured | TRUE | FALSE | FALSE | FALSE | FALSE | 0 | 0 | Manufactured_TRUE | Manufactured_FALSE | Manufactured_FALSE | Manufactured_FALSE | Manufactured_FALSE | unknown | unknownManufactured_FALSE | unknownManufactured_TRUE
Water_00000229 | SITE_00271 | Room_00000577 | Bathroom_2 | Bathroom | Bathroom Faucet | unknown |  |  | 1.5 |  | N/A | N/A | N/A | Unknown |  | N/A |  | N/A | ID | Manufactured | Bathroom Faucet | 791 | 1097.77 | Manufactured | FALSE | FALSE |  |  |  | 0 | 0 | Manufactured_FALSE | Manufactured_FALSE | Manufactured_ | Manufactured_ | Manufactured_ | unknown | unknownManufactured_ | unknownManufactured_FALSE
Water_00000230 | SITE_00271 | Room_00000577 | Bathroom_2 | Bathroom | Shower | unknown |  |  | 2.25 |  | Secondary | Daily / Almost Daily | N/A | Unknown |  | N/A |  | N/A | ID | Manufactured | Shower | 791 | 1097.77 | Manufactured | TRUE | FALSE | FALSE | FALSE | FALSE | 0 | 0 | Manufactured_TRUE | Manufactured_FALSE | Manufactured_FALSE | Manufactured_FALSE | Manufactured_FALSE | unknown | unknownManufactured_FALSE | unknownManufactured_TRUE
Water_00000231 | SITE_00272 | Room_00000593 | Bedroom_1 | Bedroom | Kitchen Faucet | 1.8 | 1.2378 | 1.8 | 1.4 |  | N/A | N/A | N/A | Bag | 0.796 |  | 1.114 |  | ID | Manufactured | Kitchen Faucet | 792 | 626.07 | Manufactured | FALSE | FALSE |  |  |  | 1126.926 | 697.442 | Manufactured_FALSE | Manufactured_FALSE | Manufactured_ | Manufactured_ | Manufactured_ | unknown | unknownManufactured_ | unknownManufactured_FALSE
Water_00000232 | SITE_00272 | Room_00000592 | Bathroom_6 | Bathroom | Bathroom Faucet | 2 |  | 2 | 3.5 |  | N/A | N/A | N/A | Unknown |  | N/A |  | N/A | ID | Manufactured | Bathroom Faucet | 792 | 626.07 | Manufactured | FALSE | FALSE |  |  |  | 1252.14 | 0 | Manufactured_FALSE | Manufactured_FALSE | Manufactured_ | Manufactured_ | Manufactured_ | unknown | unknownManufactured_ | unknownManufactured_FALSE
Water_00000233 | SITE_00272 | Room_00000592 | Bathroom_6 | Bathroom | Shower / Bathtub combo with diverter valve | unknown |  |  | 2.5 |  | Primary | Daily / Almost Daily | N/A | Unknown |  | N/A |  | N/A | ID | Manufactured | Shower | 792 | 626.07 | Manufactured | TRUE | TRUE | FALSE | FALSE | FALSE | 0 | 0 | Manufactured_TRUE | Manufactured_TRUE | Manufactured_FALSE | Manufactured_FALSE | Manufactured_FALSE | unknown | unknownManufactured_FALSE | unknownManufactured_TRUE
Water_00000234 | SITE_00273 | Room_00000607 | Dining Room_1 | Dining Room | Kitchen Faucet | 1.3267 | 1.3267 |  | 1.5 |  | N/A | N/A | N/A | Bag | 0.796 |  | 1.194 |  | ID | Manufactured | Kitchen Faucet | 793 | 626.07 | Manufactured | FALSE | FALSE |  |  |  | 830.5862 | 747.5276 | Manufactured_FALSE | Manufactured_FALSE | Manufactured_ | Manufactured_ | Manufactured_ | unknown | unknownManufactured_ | unknownManufactured_FALSE
Water_00000235 | SITE_00273 | Room_00000604 | Bathroom_6 | Bathroom | Bathroom Faucet | 2.2 |  | 2.2 | 1.6 |  | N/A | N/A | N/A | Unknown |  | N/A |  | N/A | ID | Manufactured | Bathroom Faucet | 793 | 626.07 | Manufactured | FALSE | FALSE |  |  |  | 1377.354 | 0 | Manufactured_FALSE | Manufactured_FALSE | Manufactured_ | Manufactured_ | Manufactured_ | unknown | unknownManufactured_ | unknownManufactured_FALSE
Water_00000236 | SITE_00273 | Room_00000604 | Bathroom_6 | Bathroom | Shower / Bathtub combo with diverter valve | unknown |  |  | 3 |  | Primary | Daily / Almost Daily | N/A | Unknown |  | N/A |  | N/A | ID | Manufactured | Shower | 793 | 626.07 | Manufactured | TRUE | TRUE | FALSE | FALSE | FALSE | 0 | 0 | Manufactured_TRUE | Manufactured_TRUE | Manufactured_FALSE | Manufactured_FALSE | Manufactured_FALSE | unknown | unknownManufactured_FALSE | unknownManufactured_TRUE
Water_00000237 | SITE_00274 | Room_00000621 | Kitchen_1 | Kitchen | Kitchen Faucet | 1.8 |  | 1.8 | 2 |  | N/A | N/A | N/A | Unknown |  | N/A |  | N/A | ID | Manufactured | Kitchen Faucet | 794 | 626.07 | Manufactured | FALSE | FALSE |  |  |  | 1126.926 | 0 | Manufactured_FALSE | Manufactured_FALSE | Manufactured_ | Manufactured_ | Manufactured_ | unknown | unknownManufactured_ | unknownManufactured_FALSE
Water_00000238 | SITE_00274 | Room_00000613 | Bathroom_1 | Bathroom | Bathroom Faucet | 2.2 |  | 2.2 | 2.25 |  | N/A | N/A | N/A | Unknown |  | N/A |  | N/A | ID | Manufactured | Bathroom Faucet | 794 | 626.07 | Manufactured | FALSE | FALSE |  |  |  | 1377.354 | 0 | Manufactured_FALSE | Manufactured_FALSE | Manufactured_ | Manufactured_ | Manufactured_ | unknown | unknownManufactured_ | unknownManufactured_FALSE
Water_00000239 | SITE_00274 | Room_00000613 | Bathroom_1 | Bathroom | Shower / Bathtub combo with diverter valve | 2.2 |  | 2.2 | 2.75 |  | Secondary | A few times per year | N/A | Unknown |  | N/A |  | N/A | ID | Manufactured | Shower | 794 | 626.07 | Manufactured | TRUE | TRUE | TRUE | FALSE | FALSE | 1377.354 | 0 | Manufactured_TRUE | Manufactured_TRUE | Manufactured_TRUE | Manufactured_FALSE | Manufactured_FALSE | unknown | unknownManufactured_FALSE | unknownManufactured_TRUE
Water_00000240 | SITE_00274 | Room_00000614 | Bathroom_2 | Bathroom | Bathroom Faucet | 2.2 |  | 2.2 | 2.25 |  | N/A | N/A | N/A | Unknown |  | N/A |  | N/A | ID | Manufactured | Bathroom Faucet | 794 | 626.07 | Manufactured | FALSE | FALSE |  |  |  | 1377.354 | 0 | Manufactured_FALSE | Manufactured_FALSE | Manufactured_ | Manufactured_ | Manufactured_ | unknown | unknownManufactured_ | unknownManufactured_FALSE
Water_00000241 | SITE_00274 | Room_00000614 | Bathroom_2 | Bathroom | Shower / Bathtub combo with diverter valve | 2.2 |  | 2.2 | 2.5 |  | Primary | Daily / Almost Daily | N/A | Unknown |  | N/A |  | N/A | ID | Manufactured | Shower | 794 | 626.07 | Manufactured | TRUE | TRUE | TRUE | FALSE | FALSE | 1377.354 | 0 | Manufactured_TRUE | Manufactured_TRUE | Manufactured_TRUE | Manufactured_FALSE | Manufactured_FALSE | unknown | unknownManufactured_FALSE | unknownManufactured_TRUE
Water_00000242 | SITE_00275 | Room_00000626 | Bathroom_1 | Bathroom | Bathroom Faucet | 1.5 |  | 1.5 | 1.5 |  | N/A | N/A | N/A | Unknown |  | N/A |  | N/A | ID | Manufactured | Bathroom Faucet | 795 | 626.07 | Manufactured | FALSE | FALSE |  |  |  | 939.105 | 0 | Manufactured_FALSE | Manufactured_FALSE | Manufactured_ | Manufactured_ | Manufactured_ | unknown | unknownManufactured_ | unknownManufactured_FALSE
Water_00000243 | SITE_00275 | Room_00000626 | Bathroom_1 | Bathroom | Shower / Bathtub combo with diverter valve | unknown |  |  | 2.75 |  | Secondary | A few times per month | N/A | Unknown |  | N/A |  | N/A | ID | Manufactured | Shower | 795 | 626.07 | Manufactured | TRUE | TRUE | FALSE | FALSE | FALSE | 0 | 0 | Manufactured_TRUE | Manufactured_TRUE | Manufactured_FALSE | Manufactured_FALSE | Manufactured_FALSE | unknown | unknownManufactured_FALSE | unknownManufactured_TRUE
Water_00000244 | SITE_00275 | Room_00000627 | Bathroom_2 | Bathroom | Bathroom Faucet | 1.5 |  | 1.5 | 1.5 |  | N/A | N/A | N/A | Unknown |  | N/A |  | N/A | ID | Manufactured | Bathroom Faucet | 795 | 626.07 | Manufactured | FALSE | FALSE |  |  |  | 939.105 | 0 | Manufactured_FALSE | Manufactured_FALSE | Manufactured_ | Manufactured_ | Manufactured_ | unknown | unknownManufactured_ | unknownManufactured_FALSE
Water_00000245 | SITE_00275 | Room_00000627 | Bathroom_2 | Bathroom | Shower | unknown |  |  | 3.75 |  | Primary | Daily / Almost Daily | N/A | Unknown |  | N/A |  | N/A | ID | Manufactured | Shower | 795 | 626.07 | Manufactured | TRUE | FALSE | FALSE | FALSE | FALSE | 0 | 0 | Manufactured_TRUE | Manufactured_FALSE | Manufactured_FALSE | Manufactured_FALSE | Manufactured_FALSE | unknown | unknownManufactured_FALSE | unknownManufactured_TRUE
Water_00000246 | SITE_00275 | Room_00000635 | Kitchen_1 | Kitchen | Kitchen Faucet | unknown |  |  | 1.6 |  | N/A | N/A | N/A | Unknown |  | N/A |  | N/A | ID | Manufactured | Kitchen Faucet | 795 | 626.07 | Manufactured | FALSE | FALSE |  |  |  | 0 | 0 | Manufactured_FALSE | Manufactured_FALSE | Manufactured_ | Manufactured_ | Manufactured_ | unknown | unknownManufactured_ | unknownManufactured_FALSE
Water_00000247 | SITE_00276 | Room_00000648 | Kitchen_1 | Kitchen | Kitchen Faucet | unknown |  |  | 1.6 |  | N/A | N/A | N/A | Unknown |  | N/A |  | N/A | ID | Manufactured | Kitchen Faucet | 796 | 626.07 | Manufactured | FALSE | FALSE |  |  |  | 0 | 0 | Manufactured_FALSE | Manufactured_FALSE | Manufactured_ | Manufactured_ | Manufactured_ | unknown | unknownManufactured_ | unknownManufactured_FALSE
Water_00000248 | SITE_00276 | Room_00000641 | Bathroom_1 | Bathroom | Bathroom Faucet | unknown |  |  | 3.75 |  | N/A | N/A | N/A | Unknown |  | N/A |  | N/A | ID | Manufactured | Bathroom Faucet | 796 | 626.07 | Manufactured | FALSE | FALSE |  |  |  | 0 | 0 | Manufactured_FALSE | Manufactured_FALSE | Manufactured_ | Manufactured_ | Manufactured_ | unknown | unknownManufactured_ | unknownManufactured_FALSE
Water_00000249 | SITE_00276 | Room_00000641 | Bathroom_1 | Bathroom | Shower | unknown |  |  | 2.25 |  | Primary | Daily / Almost Daily | N/A | Unknown |  | N/A |  | N/A | ID | Manufactured | Shower | 796 | 626.07 | Manufactured | TRUE | FALSE | FALSE | FALSE | FALSE | 0 | 0 | Manufactured_TRUE | Manufactured_FALSE | Manufactured_FALSE | Manufactured_FALSE | Manufactured_FALSE | unknown | unknownManufactured_FALSE | unknownManufactured_TRUE
Water_00000250 | SITE_00276 | Room_00000642 | Bathroom_2 | Bathroom | Bathroom Faucet | unknown |  |  | 1.5 |  | N/A | N/A | N/A | Unknown |  | N/A |  | N/A | ID | Manufactured | Bathroom Faucet | 796 | 626.07 | Manufactured | FALSE | FALSE |  |  |  | 0 | 0 | Manufactured_FALSE | Manufactured_FALSE | Manufactured_ | Manufactured_ | Manufactured_ | unknown | unknownManufactured_ | unknownManufactured_FALSE
Water_00000251 | SITE_00276 | Room_00000642 | Bathroom_2 | Bathroom | Shower / Bathtub combo with diverter valve | 2.5 |  | 2.5 | 4.4 |  | Secondary | Daily / Almost Daily | N/A | Unknown |  | N/A |  | N/A | ID | Manufactured | Shower | 796 | 626.07 | Manufactured | TRUE | TRUE | TRUE | FALSE | FALSE | 1565.175 | 0 | Manufactured_TRUE | Manufactured_TRUE | Manufactured_TRUE | Manufactured_FALSE | Manufactured_FALSE | unknown | unknownManufactured_FALSE | unknownManufactured_TRUE
Water_00000252 | SITE_00277 | Room_00000666 | Kitchen_1 | Kitchen | Kitchen Faucet | unknown |  |  | 2 |  | N/A | N/A | N/A | Unknown |  | N/A |  | N/A | ID | Manufactured | Kitchen Faucet | 797 | 626.07 | Manufactured | FALSE | FALSE |  |  |  | 0 | 0 | Manufactured_FALSE | Manufactured_FALSE | Manufactured_ | Manufactured_ | Manufactured_ | unknown | unknownManufactured_ | unknownManufactured_FALSE
Water_00000253 | SITE_00277 | Room_00000653 | Bathroom_1 | Bathroom | Bathroom Faucet | 2 |  | 2 | 2 |  | N/A | N/A | N/A | Unknown |  | N/A |  | N/A | ID | Manufactured | Bathroom Faucet | 797 | 626.07 | Manufactured | FALSE | FALSE |  |  |  | 1252.14 | 0 | Manufactured_FALSE | Manufactured_FALSE | Manufactured_ | Manufactured_ | Manufactured_ | unknown | unknownManufactured_ | unknownManufactured_FALSE
Water_00000254 | SITE_00277 | Room_00000653 | Bathroom_1 | Bathroom | Shower | unknown |  |  | 3 |  | Primary | Daily / Almost Daily | N/A | Unknown |  | N/A |  | N/A | ID | Manufactured | Shower | 797 | 626.07 | Manufactured | TRUE | FALSE | FALSE | FALSE | FALSE | 0 | 0 | Manufactured_TRUE | Manufactured_FALSE | Manufactured_FALSE | Manufactured_FALSE | Manufactured_FALSE | unknown | unknownManufactured_FALSE | unknownManufactured_TRUE
Water_00000255 | SITE_00277 | Room_00000654 | Bathroom_2 | Bathroom | Bathroom Faucet | 2 |  | 2 | 2 |  | N/A | N/A | N/A | Unknown |  | N/A |  | N/A | ID | Manufactured | Bathroom Faucet | 797 | 626.07 | Manufactured | FALSE | FALSE |  |  |  | 1252.14 | 0 | Manufactured_FALSE | Manufactured_FALSE | Manufactured_ | Manufactured_ | Manufactured_ | unknown | unknownManufactured_ | unknownManufactured_FALSE
Water_00000256 | SITE_00277 | Room_00000654 | Bathroom_2 | Bathroom | Shower / Bathtub combo with diverter valve | unknown |  |  | 2.5 |  | Secondary | A few times per year | N/A | Unknown |  | N/A |  | N/A | ID | Manufactured | Shower | 797 | 626.07 | Manufactured | TRUE | TRUE | FALSE | FALSE | FALSE | 0 | 0 | Manufactured_TRUE | Manufactured_TRUE | Manufactured_FALSE | Manufactured_FALSE | Manufactured_FALSE | unknown | unknownManufactured_FALSE | unknownManufactured_TRUE
Water_00000257 | SITE_00278 | Room_00000679 | Kitchen_1 | Kitchen | Bathroom Faucet | 1.5 |  | 1.5 | 2 |  | N/A | N/A | N/A | Unknown |  | N/A |  | N/A | ID | Multifamily Residence | Bathroom Faucet | 798 | 2272.53 | Multifamily Residence | FALSE | FALSE |  |  |  | 3408.795 | 0 | Multifamily Residence_FALSE | Multifamily Residence_FALSE | Multifamily Residence_ | Multifamily Residence_ | Multifamily Residence_ | unknown | unknownMultifamily Residence_ | unknownMultifamily Residence_FALSE
Water_00000258 | SITE_00278 | Room_00000671 | Bathroom_1 | Bathroom | Bathroom Faucet | 1.5 |  | 1.5 | 2 |  | N/A | N/A | N/A | Unknown |  | N/A |  | N/A | ID | Multifamily Residence | Bathroom Faucet | 798 | 2272.53 | Multifamily Residence | FALSE | FALSE |  |  |  | 3408.795 | 0 | Multifamily Residence_FALSE | Multifamily Residence_FALSE | Multifamily Residence_ | Multifamily Residence_ | Multifamily Residence_ | unknown | unknownMultifamily Residence_ | unknownMultifamily Residence_FALSE
Water_00000259 | SITE_00278 | Room_00000671 | Bathroom_1 | Bathroom | Shower / Bathtub combo with diverter valve | unknown |  |  | 2.5 |  | Secondary | A few times per year | N/A | Unknown |  | N/A |  | N/A | ID | Multifamily Residence | Shower | 798 | 2272.53 | Multifamily Residence | TRUE | TRUE | FALSE | FALSE | FALSE | 0 | 0 | Multifamily Residence_TRUE | Multifamily Residence_TRUE | Multifamily Residence_FALSE | Multifamily Residence_FALSE | Multifamily Residence_FALSE | unknown | unknownMultifamily Residence_FALSE | unknownMultifamily Residence_TRUE
Water_00000260 | SITE_00278 | Room_00000672 | Bathroom_2 | Bathroom | Bathroom Faucet | unknown |  |  | 1.5 |  | N/A | N/A | Pur filter attached. | Unknown |  | N/A |  | N/A | ID | Multifamily Residence | Bathroom Faucet | 798 | 2272.53 | Multifamily Residence | FALSE | FALSE |  |  |  | 0 | 0 | Multifamily Residence_FALSE | Multifamily Residence_FALSE | Multifamily Residence_ | Multifamily Residence_ | Multifamily Residence_ | unknown | unknownMultifamily Residence_ | unknownMultifamily Residence_FALSE
Water_00000261 | SITE_00278 | Room_00000672 | Bathroom_2 | Bathroom | Shower / Bathtub combo with diverter valve | 2.5 |  | 2.5 | 4 |  | Primary | Daily / Almost Daily | N/A | Unknown |  | N/A |  | N/A | ID | Multifamily Residence | Shower | 798 | 2272.53 | Multifamily Residence | TRUE | TRUE | TRUE | FALSE | FALSE | 5681.325 | 0 | Multifamily Residence_TRUE | Multifamily Residence_TRUE | Multifamily Residence_TRUE | Multifamily Residence_FALSE | Multifamily Residence_FALSE | unknown | unknownMultifamily Residence_FALSE | unknownMultifamily Residence_TRUE
Water_00000262 | SITE_00279 | Room_00000688 | Hall_1 | Hall | Bathroom Faucet | unknown |  |  | 2.5 |  | N/A | N/A | N/A | Unknown |  | N/A |  | N/A | ID | Multifamily Residence | Bathroom Faucet | 799 | 2272.53 | Multifamily Residence | FALSE | FALSE |  |  |  | 0 | 0 | Multifamily Residence_FALSE | Multifamily Residence_FALSE | Multifamily Residence_ | Multifamily Residence_ | Multifamily Residence_ | unknown | unknownMultifamily Residence_ | unknownMultifamily Residence_FALSE
Water_00000263 | SITE_00279 | Room_00000686 | Bathroom_1 | Bathroom | Shower / Bathtub combo with diverter valve | 2 |  | 2 | 2 |  | Primary | Daily / Almost Daily | N/A | Unknown |  | N/A |  | N/A | ID | Multifamily Residence | Shower | 799 | 2272.53 | Multifamily Residence | TRUE | TRUE | TRUE | FALSE | FALSE | 4545.06 | 0 | Multifamily Residence_TRUE | Multifamily Residence_TRUE | Multifamily Residence_TRUE | Multifamily Residence_FALSE | Multifamily Residence_FALSE | unknown | unknownMultifamily Residence_FALSE | unknownMultifamily Residence_TRUE
Water_00000264 | SITE_00279 | Room_00000689 | Kitchen_1 | Kitchen | Kitchen Faucet | 1.5 |  | 1.5 | 1.5 |  | N/A | N/A | N/A | Unknown |  | N/A |  | N/A | ID | Multifamily Residence | Kitchen Faucet | 799 | 2272.53 | Multifamily Residence | FALSE | FALSE |  |  |  | 3408.795 | 0 | Multifamily Residence_FALSE | Multifamily Residence_FALSE | Multifamily Residence_ | Multifamily Residence_ | Multifamily Residence_ | unknown | unknownMultifamily Residence_ | unknownMultifamily Residence_FALSE
Water_00000265 | SITE_00280 | Room_00000702 | Kitchen_1 | Kitchen | Kitchen Faucet | 1.7689 | 1.7689 |  | 2 |  | N/A | N/A | N/A | Bag | 0.796 |  | 1.592 |  | ID | Multifamily Residence | Kitchen Faucet | 800 | 2272.53 | Multifamily Residence | FALSE | FALSE |  |  |  | 4019.8531 | 3617.8678 | Multifamily Residence_FALSE | Multifamily Residence_FALSE | Multifamily Residence_ | Multifamily Residence_ | Multifamily Residence_ | unknown | unknownMultifamily Residence_ | unknownMultifamily Residence_FALSE
Water_00000266 | SITE_00280 | Room_00000697 | Bathroom_1 | Bathroom | Bathroom Faucet | 1.68 | 1.68 |  | 1.9 |  | N/A | N/A | N/A | Bag | 0.796 |  | 1.512 |  | ID | Multifamily Residence | Bathroom Faucet | 800 | 2272.53 | Multifamily Residence | FALSE | FALSE |  |  |  | 3817.8504 | 3436.0654 | Multifamily Residence_FALSE | Multifamily Residence_FALSE | Multifamily Residence_ | Multifamily Residence_ | Multifamily Residence_ | unknown | unknownMultifamily Residence_ | unknownMultifamily Residence_FALSE
Water_00000267 | SITE_00280 | Room_00000697 | Bathroom_1 | Bathroom | Shower / Bathtub combo with diverter valve | 2.5 | 2.3589 | 2.5 | 2.5 |  | Primary | Daily / Almost Daily | N/A | Bag | 0.8492 |  | 2.123 |  | ID | Multifamily Residence | Shower | 800 | 2272.53 | Multifamily Residence | TRUE | TRUE | TRUE | TRUE | TRUE | 5681.325 | 4824.5812 | Multifamily Residence_TRUE | Multifamily Residence_TRUE | Multifamily Residence_TRUE | Multifamily Residence_TRUE | Multifamily Residence_TRUE | 2.5gpm | 2.5gpmMultifamily Residence_TRUE | 2.5gpmMultifamily Residence_TRUE
Water_00000268 | SITE_00281 | Room_00000712 | Kitchen_1 | Kitchen | Kitchen Faucet | 2.2 | 2.2111 | 2.2 | 2.5 |  | N/A | N/A | N/A | Bag | 0.796 |  | 1.99 |  | ID | Multifamily Residence | Kitchen Faucet | 801 | 2272.53 | Multifamily Residence | FALSE | FALSE |  |  |  | 4999.566 | 4522.3347 | Multifamily Residence_FALSE | Multifamily Residence_FALSE | Multifamily Residence_ | Multifamily Residence_ | Multifamily Residence_ | unknown | unknownMultifamily Residence_ | unknownMultifamily Residence_FALSE
Water_00000269 | SITE_00281 | Room_00000708 | Bathroom_6 | Bathroom | Bathroom Faucet | 2.2111 | 2.2111 |  | 2.5 |  | N/A | N/A | N/A | Bag | 0.796 |  | 1.99 |  | ID | Multifamily Residence | Bathroom Faucet | 801 | 2272.53 | Multifamily Residence | FALSE | FALSE |  |  |  | 5024.8163 | 4522.3347 | Multifamily Residence_FALSE | Multifamily Residence_FALSE | Multifamily Residence_ | Multifamily Residence_ | Multifamily Residence_ | unknown | unknownMultifamily Residence_ | unknownMultifamily Residence_FALSE
Water_00000270 | SITE_00281 | Room_00000708 | Bathroom_6 | Bathroom | Shower / Bathtub combo with diverter valve | 2.5 | 2.3589 | 2.5 | 2.5 |  | Primary | Daily / Almost Daily | N/A | Bag | 0.8492 |  | 2.123 |  | ID | Multifamily Residence | Shower | 801 | 2272.53 | Multifamily Residence | TRUE | TRUE | TRUE | TRUE | TRUE | 5681.325 | 4824.5812 | Multifamily Residence_TRUE | Multifamily Residence_TRUE | Multifamily Residence_TRUE | Multifamily Residence_TRUE | Multifamily Residence_TRUE | 2.5gpm | 2.5gpmMultifamily Residence_TRUE | 2.5gpmMultifamily Residence_TRUE
Water_00000271 | SITE_00282 | Room_00000725 | Kitchen_1 | Kitchen | Kitchen Faucet | 2.2 | 1.9456 | 2.2 | 2.2 |  | N/A | N/A | N/A | Bag | 0.796 |  | 1.751 |  | ID | Multifamily Residence | Kitchen Faucet | 802 | 2272.53 | Multifamily Residence | FALSE | FALSE |  |  |  | 4999.566 | 3979.2 | Multifamily Residence_FALSE | Multifamily Residence_FALSE | Multifamily Residence_ | Multifamily Residence_ | Multifamily Residence_ | unknown | unknownMultifamily Residence_ | unknownMultifamily Residence_FALSE
Water_00000272 | SITE_00282 | Room_00000721 | Bathroom_1 | Bathroom | Bathroom Faucet | 2.2 | 2.2111 | 2.2 | 2.5 |  | N/A | N/A | N/A | Bag | 0.796 |  | 1.99 |  | ID | Multifamily Residence | Bathroom Faucet | 802 | 2272.53 | Multifamily Residence | FALSE | FALSE |  |  |  | 4999.566 | 4522.3347 | Multifamily Residence_FALSE | Multifamily Residence_FALSE | Multifamily Residence_ | Multifamily Residence_ | Multifamily Residence_ | unknown | unknownMultifamily Residence_ | unknownMultifamily Residence_FALSE
Water_00000273 | SITE_00282 | Room_00000721 | Bathroom_1 | Bathroom | Shower / Bathtub combo with diverter valve | 2.5 | 2.0756 | 2.5 | 2.2 |  | Primary | Daily / Almost Daily | N/A | Bag | 0.8492 |  | 1.868 |  | ID | Multifamily Residence | Shower | 802 | 2272.53 | Multifamily Residence | TRUE | TRUE | TRUE | TRUE | TRUE | 5681.325 | 4245.086 | Multifamily Residence_TRUE | Multifamily Residence_TRUE | Multifamily Residence_TRUE | Multifamily Residence_TRUE | Multifamily Residence_TRUE | 2.5gpm | 2.5gpmMultifamily Residence_TRUE | 2.5gpmMultifamily Residence_TRUE
Water_00000274 | SITE_00283 | Room_00000736 | Kitchen_1 | Kitchen | Kitchen Faucet | unknown |  |  | 1.5 |  | N/A | N/A | N/A | Unknown |  | N/A |  | N/A | ID | Multifamily Residence | Kitchen Faucet | 803 | 2272.53 | Multifamily Residence | FALSE | FALSE |  |  |  | 0 | 0 | Multifamily Residence_FALSE | Multifamily Residence_FALSE | Multifamily Residence_ | Multifamily Residence_ | Multifamily Residence_ | unknown | unknownMultifamily Residence_ | unknownMultifamily Residence_FALSE
Water_00000275 | SITE_00283 | Room_00000729 | Bathroom_6 | Bathroom | Bathroom Faucet | 1.5 | 0.97333 | 1.5 | 1.1 |  | N/A | N/A | N/A | Bag | 0.796 |  | 0.876 |  | ID | Multifamily Residence | Bathroom Faucet | 803 | 2272.53 | Multifamily Residence | FALSE | FALSE |  |  |  | 3408.795 | 1990.7363 | Multifamily Residence_FALSE | Multifamily Residence_FALSE | Multifamily Residence_ | Multifamily Residence_ | Multifamily Residence_ | unknown | unknownMultifamily Residence_ | unknownMultifamily Residence_FALSE
Water_00000276 | SITE_00283 | Room_00000729 | Bathroom_6 | Bathroom | Shower / Bathtub combo with diverter valve | 2.17 | 2.17 |  | 2.3 |  | Secondary | A few times per week | N/A | Bag | 0.8492 |  | 1.953 |  | ID | Multifamily Residence | Shower | 803 | 2272.53 | Multifamily Residence | TRUE | TRUE | TRUE | TRUE | TRUE | 4931.3901 | 4438.2511 | Multifamily Residence_TRUE | Multifamily Residence_TRUE | Multifamily Residence_TRUE | Multifamily Residence_TRUE | Multifamily Residence_TRUE | 2.5gpm | 2.5gpmMultifamily Residence_TRUE | 2.5gpmMultifamily Residence_TRUE
Water_00000277 | SITE_00283 | Room_00000730 | Bathroom_7 | Bathroom | Bathroom Faucet | 2.2 | 1.9456 | 2.2 | 2.2 |  | N/A | N/A | N/A | Bag | 0.796 |  | 1.751 |  | ID | Multifamily Residence | Bathroom Faucet | 803 | 2272.53 | Multifamily Residence | FALSE | FALSE |  |  |  | 4999.566 | 3979.2 | Multifamily Residence_FALSE | Multifamily Residence_FALSE | Multifamily Residence_ | Multifamily Residence_ | Multifamily Residence_ | unknown | unknownMultifamily Residence_ | unknownMultifamily Residence_FALSE
Water_00000278 | SITE_00283 | Room_00000730 | Bathroom_7 | Bathroom | Shower | 2.5 | 2.8311 | 2.5 | 3 |  | Primary | Daily / Almost Daily | N/A | Bag | 0.8492 |  | 2.548 |  | ID | Multifamily Residence | Shower | 803 | 2272.53 | Multifamily Residence | TRUE | FALSE | TRUE | TRUE | TRUE | 5681.325 | 5790.4064 | Multifamily Residence_TRUE | Multifamily Residence_FALSE | Multifamily Residence_TRUE | Multifamily Residence_TRUE | Multifamily Residence_TRUE | 2.5gpm | 2.5gpmMultifamily Residence_TRUE | 2.5gpmMultifamily Residence_TRUE
Water_00000279 | SITE_00284 | Room_00000752 | Kitchen_1 | Kitchen | Kitchen Faucet | 1.4156 | 1.4156 |  | 1.6 |  | N/A | N/A | N/A | Bag | 0.796 |  | 1.274 |  | ID | Multifamily Residence | Kitchen Faucet | 804 | 2272.53 | Multifamily Residence | FALSE | FALSE |  |  |  | 3216.8925 | 2895.2032 | Multifamily Residence_FALSE | Multifamily Residence_FALSE | Multifamily Residence_ | Multifamily Residence_ | Multifamily Residence_ | unknown | unknownMultifamily Residence_ | unknownMultifamily Residence_FALSE
Water_00000280 | SITE_00284 | Room_00000744 | Bathroom_1 | Bathroom | Kitchen Faucet | 1.5 | 1.3267 | 1.5 | 1.5 |  | N/A | N/A | N/A | Bag | 0.796 |  | 1.194 |  | ID | Multifamily Residence | Kitchen Faucet | 804 | 2272.53 | Multifamily Residence | FALSE | FALSE |  |  |  | 3408.795 | 2713.4008 | Multifamily Residence_FALSE | Multifamily Residence_FALSE | Multifamily Residence_ | Multifamily Residence_ | Multifamily Residence_ | unknown | unknownMultifamily Residence_ | unknownMultifamily Residence_FALSE
Water_00000281 | SITE_00284 | Room_00000744 | Bathroom_1 | Bathroom | Shower / Bathtub combo with diverter valve | 2.3589 | 2.3589 |  | 2.5 |  | Secondary | Daily / Almost Daily | N/A | Bag | 0.8492 |  | 2.123 |  | ID | Multifamily Residence | Shower | 804 | 2272.53 | Multifamily Residence | TRUE | TRUE | TRUE | TRUE | TRUE | 5360.6458 | 4824.5812 | Multifamily Residence_TRUE | Multifamily Residence_TRUE | Multifamily Residence_TRUE | Multifamily Residence_TRUE | Multifamily Residence_TRUE | 2.5gpm | 2.5gpmMultifamily Residence_TRUE | 2.5gpmMultifamily Residence_TRUE
Water_00000282 | SITE_00284 | Room_00000745 | Bathroom_2 | Bathroom | Bathroom Faucet | 1.5 | 1.3267 | 1.5 | 1.5 |  | N/A | N/A | N/A | Bag | 0.796 |  | 1.194 |  | ID | Multifamily Residence | Bathroom Faucet | 804 | 2272.53 | Multifamily Residence | FALSE | FALSE |  |  |  | 3408.795 | 2713.4008 | Multifamily Residence_FALSE | Multifamily Residence_FALSE | Multifamily Residence_ | Multifamily Residence_ | Multifamily Residence_ | unknown | unknownMultifamily Residence_ | unknownMultifamily Residence_FALSE
Water_00000283 | SITE_00284 | Room_00000745 | Bathroom_2 | Bathroom | Shower / Bathtub combo with diverter valve | 2.3589 | 2.3589 |  | 2.5 |  | Primary | Daily / Almost Daily | N/A | Bag | 0.8492 |  | 2.123 |  | ID | Multifamily Residence | Shower | 804 | 2272.53 | Multifamily Residence | TRUE | TRUE | TRUE | TRUE | TRUE | 5360.6458 | 4824.5812 | Multifamily Residence_TRUE | Multifamily Residence_TRUE | Multifamily Residence_TRUE | Multifamily Residence_TRUE | Multifamily Residence_TRUE | 2.5gpm | 2.5gpmMultifamily Residence_TRUE | 2.5gpmMultifamily Residence_TRUE
Water_00000284 | SITE_00284 | Room_00000746 | Bathroom_3 | Bathroom | Bathroom Faucet | 1.5 |  | 1.5 |  | Unknown | N/A | N/A | Couldnt access to test | Bag | 0.796 |  |  | Unknown | ID | Multifamily Residence | Bathroom Faucet | 804 | 2272.53 | Multifamily Residence | FALSE | FALSE |  |  |  | 3408.795 | 0 | Multifamily Residence_FALSE | Multifamily Residence_FALSE | Multifamily Residence_ | Multifamily Residence_ | Multifamily Residence_ | unknown | unknownMultifamily Residence_ | unknownMultifamily Residence_FALSE
Water_00000285 | SITE_00284 | Room_00000746 | Bathroom_3 | Bathroom | Shower / Bathtub combo with diverter valve | unknown |  |  |  | Unknown | Secondary | Daily / Almost Daily | N/A | Bag | 0.8492 |  |  | Unknown | ID | Multifamily Residence | Shower | 804 | 2272.53 | Multifamily Residence | TRUE | TRUE | FALSE | FALSE | FALSE | 0 | 0 | Multifamily Residence_TRUE | Multifamily Residence_TRUE | Multifamily Residence_FALSE | Multifamily Residence_FALSE | Multifamily Residence_FALSE | unknown | unknownMultifamily Residence_FALSE | unknownMultifamily Residence_TRUE
Water_00000286 | SITE_00285 | Room_00000766 | Kitchen_1 | Kitchen | Kitchen Faucet | 3.1844 | 3.1844 |  | 3.6 |  | N/A | N/A | N/A | Bag | 0.796 |  | 2.866 |  | ID | Multifamily Residence | Kitchen Faucet | 805 | 2272.53 | Multifamily Residence | FALSE | FALSE |  |  |  | 7236.7455 | 6513.071 | Multifamily Residence_FALSE | Multifamily Residence_FALSE | Multifamily Residence_ | Multifamily Residence_ | Multifamily Residence_ | unknown | unknownMultifamily Residence_ | unknownMultifamily Residence_FALSE
Water_00000287 | SITE_00285 | Room_00000760 | Bathroom_1 | Bathroom | Shower / Bathtub combo with diverter valve | 2.5 | 2.3589 | 2.5 | 2.5 |  | Secondary | A few times per year | N/A | Bag | 0.8492 |  | 2.123 |  | ID | Multifamily Residence | Shower | 805 | 2272.53 | Multifamily Residence | TRUE | TRUE | TRUE | TRUE | TRUE | 5681.325 | 4824.5812 | Multifamily Residence_TRUE | Multifamily Residence_TRUE | Multifamily Residence_TRUE | Multifamily Residence_TRUE | Multifamily Residence_TRUE | 2.5gpm | 2.5gpmMultifamily Residence_TRUE | 2.5gpmMultifamily Residence_TRUE
Water_00000288 | SITE_00285 | Room_00000760 | Bathroom_1 | Bathroom | Bathroom Faucet | 2.3 | 2.3 |  | 2.6 |  | N/A | N/A | N/A | Bag | 0.796 |  | 2.07 |  | ID | Multifamily Residence | Bathroom Faucet | 805 | 2272.53 | Multifamily Residence | FALSE | FALSE |  |  |  | 5226.819 | 4704.1371 | Multifamily Residence_FALSE | Multifamily Residence_FALSE | Multifamily Residence_ | Multifamily Residence_ | Multifamily Residence_ | unknown | unknownMultifamily Residence_ | unknownMultifamily Residence_FALSE
Water_00000289 | SITE_00286 | Room_00000771 | Bathroom_1 | Bathroom | Shower / Bathtub combo with diverter valve | 2.5 | 2.5944 | 2.5 | 2.75 |  | Primary | Daily / Almost Daily | N/A | Bag | 0.8492 |  | 2.335 |  | ID | Multifamily Residence | Shower | 806 | 2272.53 | Multifamily Residence | TRUE | TRUE | TRUE | TRUE | TRUE | 5681.325 | 5306.3576 | Multifamily Residence_TRUE | Multifamily Residence_TRUE | Multifamily Residence_TRUE | Multifamily Residence_TRUE | Multifamily Residence_TRUE | 2.5gpm | 2.5gpmMultifamily Residence_TRUE | 2.5gpmMultifamily Residence_TRUE
Water_00000290 | SITE_00286 | Room_00000771 | Bathroom_1 | Bathroom | Bathroom Faucet | 2 | 2.2111 | 2 | 2.5 |  | N/A | N/A | N/A | Bag | 0.796 |  | 1.99 |  | ID | Multifamily Residence | Bathroom Faucet | 806 | 2272.53 | Multifamily Residence | FALSE | FALSE |  |  |  | 4545.06 | 4522.3347 | Multifamily Residence_FALSE | Multifamily Residence_FALSE | Multifamily Residence_ | Multifamily Residence_ | Multifamily Residence_ | unknown | unknownMultifamily Residence_ | unknownMultifamily Residence_FALSE
Water_00000291 | SITE_00286 | Room_00000773 | Kitchen_1 | Kitchen | Kitchen Faucet | 1.5 | 1.2378 | 1.5 | 1.4 |  | N/A | N/A | N/A | Bag | 0.796 |  | 1.114 |  | ID | Multifamily Residence | Kitchen Faucet | 806 | 2272.53 | Multifamily Residence | FALSE | FALSE |  |  |  | 3408.795 | 2531.5984 | Multifamily Residence_FALSE | Multifamily Residence_FALSE | Multifamily Residence_ | Multifamily Residence_ | Multifamily Residence_ | unknown | unknownMultifamily Residence_ | unknownMultifamily Residence_FALSE
Water_00000292 | SITE_00287 | Room_00000785 | Kitchen_1 | Kitchen | Kitchen Faucet | 1.15 | 1.15 |  | 1.3 |  | N/A | N/A | N/A | Bag | 0.796 |  | 1.035 |  | ID | Multifamily Residence | Kitchen Faucet | 807 | 773.6 | Multifamily Residence | FALSE | FALSE |  |  |  | 889.64 | 800.676 | Multifamily Residence_FALSE | Multifamily Residence_FALSE | Multifamily Residence_ | Multifamily Residence_ | Multifamily Residence_ | unknown | unknownMultifamily Residence_ | unknownMultifamily Residence_FALSE
Water_00000293 | SITE_00287 | Room_00000780 | Bathroom_1 | Bathroom | Bathroom Faucet | 1.5 | 2.2111 | 1.5 | 2.5 |  | N/A | N/A | N/A | Bag | 0.796 |  | 1.99 |  | ID | Multifamily Residence | Bathroom Faucet | 807 | 773.6 | Multifamily Residence | FALSE | FALSE |  |  |  | 1160.4 | 1539.464 | Multifamily Residence_FALSE | Multifamily Residence_FALSE | Multifamily Residence_ | Multifamily Residence_ | Multifamily Residence_ | unknown | unknownMultifamily Residence_ | unknownMultifamily Residence_FALSE
Water_00000294 | SITE_00287 | Room_00000780 | Bathroom_1 | Bathroom | Shower / Bathtub combo with diverter valve | 2 | 1.8867 | 2 | 2 |  | Primary | Daily / Almost Daily | N/A | Bag | 0.8492 |  | 1.698 |  | ID | Multifamily Residence | Shower | 807 | 773.6 | Multifamily Residence | TRUE | TRUE | TRUE | TRUE | TRUE | 1547.2 | 1313.5728 | Multifamily Residence_TRUE | Multifamily Residence_TRUE | Multifamily Residence_TRUE | Multifamily Residence_TRUE | Multifamily Residence_TRUE | 2.0gpm | 2.0gpmMultifamily Residence_TRUE | 2.0gpmMultifamily Residence_TRUE
Water_00000295 | SITE_00288 | Room_00000789 | Bathroom_1 | Bathroom | Bathroom Faucet | unknown |  |  | 3.5 |  | N/A | N/A | N/A | Unknown |  | N/A |  | N/A | ID | Multifamily Residence | Bathroom Faucet | 808 | 2272.53 | Multifamily Residence | FALSE | FALSE |  |  |  | 0 | 0 | Multifamily Residence_FALSE | Multifamily Residence_FALSE | Multifamily Residence_ | Multifamily Residence_ | Multifamily Residence_ | unknown | unknownMultifamily Residence_ | unknownMultifamily Residence_FALSE
Water_00000296 | SITE_00288 | Room_00000789 | Bathroom_1 | Bathroom | Shower | 2.5 |  | 2.5 | 2.2 |  | Primary | Daily / Almost Daily | N/A | Unknown |  | N/A |  | N/A | ID | Multifamily Residence | Shower | 808 | 2272.53 | Multifamily Residence | TRUE | FALSE | TRUE | FALSE | FALSE | 5681.325 | 0 | Multifamily Residence_TRUE | Multifamily Residence_FALSE | Multifamily Residence_TRUE | Multifamily Residence_FALSE | Multifamily Residence_FALSE | unknown | unknownMultifamily Residence_FALSE | unknownMultifamily Residence_TRUE
Water_00000297 | SITE_00288 | Room_00000792 | Kitchen_1 | Kitchen | Kitchen Faucet | unknown |  |  | 2 |  | N/A | N/A | N/A | Unknown |  | N/A |  | N/A | ID | Multifamily Residence | Kitchen Faucet | 808 | 2272.53 | Multifamily Residence | FALSE | FALSE |  |  |  | 0 | 0 | Multifamily Residence_FALSE | Multifamily Residence_FALSE | Multifamily Residence_ | Multifamily Residence_ | Multifamily Residence_ | unknown | unknownMultifamily Residence_ | unknownMultifamily Residence_FALSE
Water_00000298 | SITE_00289 | Room_00000808 | Kitchen_1 | Kitchen | Kitchen Faucet | 1.7689 | 1.7689 |  | 2 |  | N/A | N/A | N/A | Bag | 0.796 |  | 1.592 |  | ID | Multifamily Residence | Kitchen Faucet | 809 | 2272.53 | Multifamily Residence | FALSE | FALSE |  |  |  | 4019.8531 | 3617.8678 | Multifamily Residence_FALSE | Multifamily Residence_FALSE | Multifamily Residence_ | Multifamily Residence_ | Multifamily Residence_ | unknown | unknownMultifamily Residence_ | unknownMultifamily Residence_FALSE
Water_00000299 | SITE_00289 | Room_00000800 | Bathroom_1 | Bathroom | Bathroom Faucet | 1.15 | 1.15 |  | 1.3 |  | N/A | N/A | N/A | Bag | 0.796 |  | 1.035 |  | ID | Multifamily Residence | Bathroom Faucet | 809 | 2272.53 | Multifamily Residence | FALSE | FALSE |  |  |  | 2613.4095 | 2352.0685 | Multifamily Residence_FALSE | Multifamily Residence_FALSE | Multifamily Residence_ | Multifamily Residence_ | Multifamily Residence_ | unknown | unknownMultifamily Residence_ | unknownMultifamily Residence_FALSE
Water_00000300 | SITE_00289 | Room_00000800 | Bathroom_1 | Bathroom | Shower / Bathtub combo with diverter valve | 1.8867 | 1.8867 |  | 2 |  | Primary | Daily / Almost Daily | N/A | Bag | 0.8492 |  | 1.698 |  | ID | Multifamily Residence | Shower | 809 | 2272.53 | Multifamily Residence | TRUE | TRUE | TRUE | TRUE | TRUE | 4287.5066 | 3858.7559 | Multifamily Residence_TRUE | Multifamily Residence_TRUE | Multifamily Residence_TRUE | Multifamily Residence_TRUE | Multifamily Residence_TRUE | 2.0gpm | 2.0gpmMultifamily Residence_TRUE | 2.0gpmMultifamily Residence_TRUE
Water_00000301 | SITE_00290 | Room_00000816 | Kitchen_1 | Kitchen | Kitchen Faucet | 2.2 | 2.1222 | 2.2 | 2.4 |  | N/A | N/A | N/A | Bag | 0.796 |  | 1.91 |  | ID | Multifamily Residence | Kitchen Faucet | 810 | 773.6 | Multifamily Residence | FALSE | FALSE |  |  |  | 1701.92 | 1477.576 | Multifamily Residence_FALSE | Multifamily Residence_FALSE | Multifamily Residence_ | Multifamily Residence_ | Multifamily Residence_ | unknown | unknownMultifamily Residence_ | unknownMultifamily Residence_FALSE
Water_00000302 | SITE_00290 | Room_00000812 | Bathroom_1 | Bathroom | Bathroom Faucet | 0.5 | 1.2378 | 0.5 | 1.4 |  | N/A | N/A | N/A | Bag | 0.796 |  | 1.114 |  | ID | Multifamily Residence | Bathroom Faucet | 810 | 773.6 | Multifamily Residence | FALSE | FALSE |  |  |  | 386.8 | 861.7904 | Multifamily Residence_FALSE | Multifamily Residence_FALSE | Multifamily Residence_ | Multifamily Residence_ | Multifamily Residence_ | unknown | unknownMultifamily Residence_ | unknownMultifamily Residence_FALSE
Water_00000303 | SITE_00290 | Room_00000812 | Bathroom_1 | Bathroom | Shower / Bathtub combo with diverter valve | 2.5 | 1.8867 | 2.5 | 2 |  | Primary | Daily / Almost Daily | N/A | Bag | 0.8492 |  | 1.698 |  | ID | Multifamily Residence | Shower | 810 | 773.6 | Multifamily Residence | TRUE | TRUE | TRUE | TRUE | TRUE | 1934 | 1313.5728 | Multifamily Residence_TRUE | Multifamily Residence_TRUE | Multifamily Residence_TRUE | Multifamily Residence_TRUE | Multifamily Residence_TRUE | 2.5gpm | 2.5gpmMultifamily Residence_TRUE | 2.5gpmMultifamily Residence_TRUE
Water_00000304 | SITE_00291 | Room_00000836 | Kitchen_1 | Kitchen | Kitchen Faucet | 1.5 |  | 1.5 | 1.5 |  | N/A | N/A | N/A | Unknown |  | N/A |  | N/A | ID | Multifamily Residence | Kitchen Faucet | 811 | 2272.53 | Multifamily Residence | FALSE | FALSE |  |  |  | 3408.795 | 0 | Multifamily Residence_FALSE | Multifamily Residence_FALSE | Multifamily Residence_ | Multifamily Residence_ | Multifamily Residence_ | unknown | unknownMultifamily Residence_ | unknownMultifamily Residence_FALSE
Water_00000305 | SITE_00291 | Room_00000827 | Bathroom_1 | Bathroom | Bathroom Faucet | unknown |  |  | 2.25 |  | N/A | N/A | N/A | Unknown |  | N/A |  | N/A | ID | Multifamily Residence | Bathroom Faucet | 811 | 2272.53 | Multifamily Residence | FALSE | FALSE |  |  |  | 0 | 0 | Multifamily Residence_FALSE | Multifamily Residence_FALSE | Multifamily Residence_ | Multifamily Residence_ | Multifamily Residence_ | unknown | unknownMultifamily Residence_ | unknownMultifamily Residence_FALSE
Water_00000306 | SITE_00291 | Room_00000827 | Bathroom_1 | Bathroom | Shower / Bathtub combo with diverter valve | unknown |  |  | 1.5 |  | Primary | Daily / Almost Daily | N/A | Unknown |  | N/A |  | N/A | ID | Multifamily Residence | Shower | 811 | 2272.53 | Multifamily Residence | TRUE | TRUE | FALSE | FALSE | FALSE | 0 | 0 | Multifamily Residence_TRUE | Multifamily Residence_TRUE | Multifamily Residence_FALSE | Multifamily Residence_FALSE | Multifamily Residence_FALSE | unknown | unknownMultifamily Residence_FALSE | unknownMultifamily Residence_TRUE
Water_00000307 | SITE_00291 | Room_00000837 | Kitchen_1 | Kitchen | Kitchen Faucet | 2.2 | 1.3267 | 2.2 | 1.5 |  | N/A | N/A | N/A | Bag | 0.796 |  | 1.194 |  | ID | Multifamily Residence | Kitchen Faucet | 811 | 2272.53 | Multifamily Residence | FALSE | FALSE |  |  |  | 4999.566 | 2713.4008 | Multifamily Residence_FALSE | Multifamily Residence_FALSE | Multifamily Residence_ | Multifamily Residence_ | Multifamily Residence_ | unknown | unknownMultifamily Residence_ | unknownMultifamily Residence_FALSE
Water_00000308 | SITE_00292 | Room_00000848 | Bathroom_1 | Bathroom | Bathroom Faucet | unknown |  |  | 2 |  | N/A | N/A | N/A | Unknown |  | N/A |  | N/A | ID | Multifamily Residence | Bathroom Faucet | 812 | 2272.53 | Multifamily Residence | FALSE | FALSE |  |  |  | 0 | 0 | Multifamily Residence_FALSE | Multifamily Residence_FALSE | Multifamily Residence_ | Multifamily Residence_ | Multifamily Residence_ | unknown | unknownMultifamily Residence_ | unknownMultifamily Residence_FALSE
Water_00000309 | SITE_00292 | Room_00000848 | Bathroom_1 | Bathroom | Shower / Bathtub combo with diverter valve | unknown |  |  | 2.5 |  | Primary | Daily / Almost Daily | N/A | Unknown |  | N/A |  | N/A | ID | Multifamily Residence | Shower | 812 | 2272.53 | Multifamily Residence | TRUE | TRUE | FALSE | FALSE | FALSE | 0 | 0 | Multifamily Residence_TRUE | Multifamily Residence_TRUE | Multifamily Residence_FALSE | Multifamily Residence_FALSE | Multifamily Residence_FALSE | unknown | unknownMultifamily Residence_FALSE | unknownMultifamily Residence_TRUE
Water_00000310 | SITE_00292 | Room_00000855 | Kitchen_1 | Kitchen | Kitchen Faucet | unknown |  |  | 2.25 |  | N/A | N/A | Faucet had numbers but too scratched up to determine. | Unknown |  | N/A |  | N/A | ID | Multifamily Residence | Kitchen Faucet | 812 | 2272.53 | Multifamily Residence | FALSE | FALSE |  |  |  | 0 | 0 | Multifamily Residence_FALSE | Multifamily Residence_FALSE | Multifamily Residence_ | Multifamily Residence_ | Multifamily Residence_ | unknown | unknownMultifamily Residence_ | unknownMultifamily Residence_FALSE
Water_00000311 | SITE_00293 | Room_00000871 | Kitchen_1 | Kitchen | Kitchen Faucet | 2 |  | 2 | 1.2 |  | N/A | N/A | N/A | Unknown |  | N/A |  | N/A | ID | Multifamily Residence | Kitchen Faucet | 813 | 2272.53 | Multifamily Residence | FALSE | FALSE |  |  |  | 4545.06 | 0 | Multifamily Residence_FALSE | Multifamily Residence_FALSE | Multifamily Residence_ | Multifamily Residence_ | Multifamily Residence_ | unknown | unknownMultifamily Residence_ | unknownMultifamily Residence_FALSE
Water_00000312 | SITE_00293 | Room_00000865 | Bathroom_1 | Bathroom | Bathroom Faucet | 2 |  | 2 | 1.6 |  | N/A | N/A | N/A | Unknown |  | N/A |  | N/A | ID | Multifamily Residence | Bathroom Faucet | 813 | 2272.53 | Multifamily Residence | FALSE | FALSE |  |  |  | 4545.06 | 0 | Multifamily Residence_FALSE | Multifamily Residence_FALSE | Multifamily Residence_ | Multifamily Residence_ | Multifamily Residence_ | unknown | unknownMultifamily Residence_ | unknownMultifamily Residence_FALSE
Water_00000313 | SITE_00293 | Room_00000865 | Bathroom_1 | Bathroom | Shower / Bathtub combo with diverter valve | unknown |  |  | 1.7 |  | Primary | Daily / Almost Daily | N/A | Unknown |  | N/A |  | N/A | ID | Multifamily Residence | Shower | 813 | 2272.53 | Multifamily Residence | TRUE | TRUE | FALSE | FALSE | FALSE | 0 | 0 | Multifamily Residence_TRUE | Multifamily Residence_TRUE | Multifamily Residence_FALSE | Multifamily Residence_FALSE | Multifamily Residence_FALSE | unknown | unknownMultifamily Residence_FALSE | unknownMultifamily Residence_TRUE
Water_00000314 | SITE_00294 | Room_00000882 | Kitchen_1 | Kitchen | Kitchen Faucet | 2.2 |  | 2.2 | 1 |  | N/A | N/A | N/A | Unknown |  | N/A |  | N/A | ID | Multifamily Residence | Kitchen Faucet | 814 | 2272.53 | Multifamily Residence | FALSE | FALSE |  |  |  | 4999.566 | 0 | Multifamily Residence_FALSE | Multifamily Residence_FALSE | Multifamily Residence_ | Multifamily Residence_ | Multifamily Residence_ | unknown | unknownMultifamily Residence_ | unknownMultifamily Residence_FALSE
Water_00000315 | SITE_00294 | Room_00000877 | Bathroom_1 | Bathroom | Bathroom Faucet | unknown |  |  | 1.8 |  | N/A | N/A | N/A | Unknown |  | N/A |  | N/A | ID | Multifamily Residence | Bathroom Faucet | 814 | 2272.53 | Multifamily Residence | FALSE | FALSE |  |  |  | 0 | 0 | Multifamily Residence_FALSE | Multifamily Residence_FALSE | Multifamily Residence_ | Multifamily Residence_ | Multifamily Residence_ | unknown | unknownMultifamily Residence_ | unknownMultifamily Residence_FALSE
Water_00000316 | SITE_00294 | Room_00000877 | Bathroom_1 | Bathroom | Shower / Bathtub combo with diverter valve | unknown |  |  | 2.25 |  | Primary | Daily / Almost Daily | N/A | Unknown |  | N/A |  | N/A | ID | Multifamily Residence | Shower | 814 | 2272.53 | Multifamily Residence | TRUE | TRUE | FALSE | FALSE | FALSE | 0 | 0 | Multifamily Residence_TRUE | Multifamily Residence_TRUE | Multifamily Residence_FALSE | Multifamily Residence_FALSE | Multifamily Residence_FALSE | unknown | unknownMultifamily Residence_FALSE | unknownMultifamily Residence_TRUE
Water_00000317 | SITE_00331 | Room_00000895 | Kitchen_1 | Kitchen | Kitchen Faucet | 2.2 |  | 2.2 | 2.25 |  | N/A | N/A | N/A | Unknown |  | N/A |  | N/A | ID | Single Family | Kitchen Faucet | 851 | 4610.02 | Single Family | FALSE | FALSE |  |  |  | 10142.044 | 0 | Single Family_FALSE | Single Family_FALSE | Single Family_ | Single Family_ | Single Family_ | unknown | unknownSingle Family_ | unknownSingle Family_FALSE
Water_00000318 | SITE_00331 | Room_00000888 | Bathroom_1 | Bathroom | Bathroom Faucet | unknown |  |  | 2.3 |  | N/A | N/A | N/A | Unknown |  | N/A |  | N/A | ID | Single Family | Bathroom Faucet | 851 | 4610.02 | Single Family | FALSE | FALSE |  |  |  | 0 | 0 | Single Family_FALSE | Single Family_FALSE | Single Family_ | Single Family_ | Single Family_ | unknown | unknownSingle Family_ | unknownSingle Family_FALSE
Water_00000319 | SITE_00331 | Room_00000888 | Bathroom_1 | Bathroom | Shower / Bathtub combo with diverter valve | unknown |  |  | 2.5 |  | Primary | Daily / Almost Daily | N/A | Unknown |  | N/A |  | N/A | ID | Single Family | Shower | 851 | 4610.02 | Single Family | TRUE | TRUE | FALSE | FALSE | FALSE | 0 | 0 | Single Family_TRUE | Single Family_TRUE | Single Family_FALSE | Single Family_FALSE | Single Family_FALSE | unknown | unknownSingle Family_FALSE | unknownSingle Family_TRUE
Water_00000320 | SITE_00331 | Room_00000889 | Bathroom_2 | Bathroom | Bathroom Faucet | unknown |  |  | 1.7 |  | N/A | N/A | No bathroom vent. | Unknown |  | N/A |  | N/A | ID | Single Family | Bathroom Faucet | 851 | 4610.02 | Single Family | FALSE | FALSE |  |  |  | 0 | 0 | Single Family_FALSE | Single Family_FALSE | Single Family_ | Single Family_ | Single Family_ | unknown | unknownSingle Family_ | unknownSingle Family_FALSE
Water_00000321 | SITE_00332 | Room_00000910 | Kitchen_1 | Kitchen | Kitchen Faucet | 2.2 | 1.68 | 2.2 | 1.9 |  | N/A | N/A | N/A | Bag | 0.796 |  | 1.512 |  | ID | Manufactured | Kitchen Faucet | 852 | 626.07 | Manufactured | FALSE | FALSE |  |  |  | 1377.354 | 946.6178 | Manufactured_FALSE | Manufactured_FALSE | Manufactured_ | Manufactured_ | Manufactured_ | unknown | unknownManufactured_ | unknownManufactured_FALSE
Water_00000322 | SITE_00332 | Room_00000901 | Bathroom_1 | Bathroom | Shower | 1.4156 | 1.4156 |  | 1.5 |  | All used about the same | Daily / Almost Daily | N/A | Bag | 0.8492 |  | 1.274 |  | ID | Manufactured | Shower | 852 | 626.07 | Manufactured | TRUE | FALSE | TRUE | TRUE | TRUE | 886.2369 | 797.6132 | Manufactured_TRUE | Manufactured_FALSE | Manufactured_TRUE | Manufactured_TRUE | Manufactured_TRUE | <1.5gpm | <1.5gpmManufactured_TRUE | <1.5gpmManufactured_TRUE
Water_00000323 | SITE_00332 | Room_00000901 | Bathroom_1 | Bathroom | Bathroom Faucet | 2.2111 | 2.2111 |  | 2.5 |  | N/A | N/A | N/A | Bag | 0.796 |  | 1.99 |  | ID | Manufactured | Bathroom Faucet | 852 | 626.07 | Manufactured | FALSE | FALSE |  |  |  | 1384.3103 | 1245.8793 | Manufactured_FALSE | Manufactured_FALSE | Manufactured_ | Manufactured_ | Manufactured_ | unknown | unknownManufactured_ | unknownManufactured_FALSE
Water_00000324 | SITE_00332 | Room_00000901 | Bathroom_1 | Bathroom | Bathroom Faucet | 2.2111 | 2.2111 |  | 2.5 |  | N/A | N/A | N/A | Bag | 0.796 |  | 1.99 |  | ID | Manufactured | Bathroom Faucet | 852 | 626.07 | Manufactured | FALSE | FALSE |  |  |  | 1384.3103 | 1245.8793 | Manufactured_FALSE | Manufactured_FALSE | Manufactured_ | Manufactured_ | Manufactured_ | unknown | unknownManufactured_ | unknownManufactured_FALSE
Water_00000325 | SITE_00333 | Room_00000935 | Kitchen_1 | Kitchen | Kitchen Faucet | 2.2111 | 2.2111 |  | 2.5 |  | N/A | N/A | N/A | Bag | 0.796 |  | 1.99 |  | ID | Single Family | Kitchen Faucet | 853 | 4610.02 | Single Family | FALSE | FALSE |  |  |  | 10193.2664 | 9173.9398 | Single Family_FALSE | Single Family_FALSE | Single Family_ | Single Family_ | Single Family_ | unknown | unknownSingle Family_ | unknownSingle Family_FALSE
Water_00000326 | SITE_00333 | Room_00000917 | Bathroom_1 | Bathroom | Bathroom Faucet | 2.2 | 1.9456 | 2.2 | 2.2 |  | N/A | N/A | N/A | Bag | 0.796 |  | 1.751 |  | ID | Single Family | Bathroom Faucet | 853 | 4610.02 | Single Family | FALSE | FALSE |  |  |  | 10142.044 | 8072.145 | Single Family_FALSE | Single Family_FALSE | Single Family_ | Single Family_ | Single Family_ | unknown | unknownSingle Family_ | unknownSingle Family_FALSE
Water_00000327 | SITE_00333 | Room_00000917 | Bathroom_1 | Bathroom | Shower | unknown |  |  |  | Unknown | Primary | Daily / Almost Daily | Showerhead too large for flow bag or pitcher | Bag | 0.8492 |  |  | Unknown | ID | Single Family | Shower | 853 | 4610.02 | Single Family | TRUE | FALSE | FALSE | FALSE | FALSE | 0 | 0 | Single Family_TRUE | Single Family_FALSE | Single Family_FALSE | Single Family_FALSE | Single Family_FALSE | unknown | unknownSingle Family_FALSE | unknownSingle Family_TRUE
Water_00000328 | SITE_00333 | Room_00000918 | Bathroom_2 | Bathroom | Bathroom Faucet | 2.2 | 2.3878 | 2.2 | 2.7 |  | N/A | N/A | N/A | Bag | 0.796 |  | 2.149 |  | ID | Single Family | Bathroom Faucet | 853 | 4610.02 | Single Family | FALSE | FALSE |  |  |  | 10142.044 | 9906.933 | Single Family_FALSE | Single Family_FALSE | Single Family_ | Single Family_ | Single Family_ | unknown | unknownSingle Family_ | unknownSingle Family_FALSE
Water_00000329 | SITE_00333 | Room_00000918 | Bathroom_2 | Bathroom | Shower / Bathtub combo with diverter valve | 2.5 | 3.0189 | 2.5 | 3.2 |  | Secondary | Daily / Almost Daily | N/A | Bag | 0.8492 |  | 2.717 |  | ID | Single Family | Shower | 853 | 4610.02 | Single Family | TRUE | TRUE | TRUE | TRUE | TRUE | 11525.05 | 12525.4243 | Single Family_TRUE | Single Family_TRUE | Single Family_TRUE | Single Family_TRUE | Single Family_TRUE | 2.5gpm | 2.5gpmSingle Family_TRUE | 2.5gpmSingle Family_TRUE
Water_00000330 | SITE_00333 | Room_00000922 | Bedroom_3 | Bedroom | Bathroom Faucet | 2.2 | 2.3 | 2.2 | 2.6 |  | N/A | N/A | N/A | Bag | 0.796 |  | 2.07 |  | ID | Single Family | Bathroom Faucet | 853 | 4610.02 | Single Family | FALSE | FALSE |  |  |  | 10142.044 | 9542.7414 | Single Family_FALSE | Single Family_FALSE | Single Family_ | Single Family_ | Single Family_ | unknown | unknownSingle Family_ | unknownSingle Family_FALSE
Water_00000331 | SITE_00333 | Room_00000919 | Bathroom_8 | Bathroom | Bathroom Faucet | 2.2 | 2.2111 | 2.2 | 2.5 |  | N/A | N/A | N/A | Bag | 0.796 |  | 1.99 |  | ID | Single Family | Bathroom Faucet | 853 | 4610.02 | Single Family | FALSE | FALSE |  |  |  | 10142.044 | 9173.9398 | Single Family_FALSE | Single Family_FALSE | Single Family_ | Single Family_ | Single Family_ | unknown | unknownSingle Family_ | unknownSingle Family_FALSE
Water_00000332 | SITE_00333 | Room_00000919 | Bathroom_8 | Bathroom | Shower | 2.5 | 2.3589 | 2.5 | 2.5 |  | Secondary | A few times per year | N/A | Bag | 0.8492 |  | 2.123 |  | ID | Single Family | Shower | 853 | 4610.02 | Single Family | TRUE | FALSE | TRUE | TRUE | TRUE | 11525.05 | 9787.0725 | Single Family_TRUE | Single Family_FALSE | Single Family_TRUE | Single Family_TRUE | Single Family_TRUE | 2.5gpm | 2.5gpmSingle Family_TRUE | 2.5gpmSingle Family_TRUE
Water_00000333 | SITE_00334 | Room_00000941 | Bathroom_1 | Bathroom | Bathroom Faucet | 2.2 | 2.2111 | 2.2 | 2.5 |  | N/A | N/A | N/A | Bag | 0.796 |  | 1.99 |  | ID | Single Family | Bathroom Faucet | 854 | 4610.02 | Single Family | FALSE | FALSE |  |  |  | 10142.044 | 9173.9398 | Single Family_FALSE | Single Family_FALSE | Single Family_ | Single Family_ | Single Family_ | unknown | unknownSingle Family_ | unknownSingle Family_FALSE
Water_00000334 | SITE_00334 | Room_00000941 | Bathroom_1 | Bathroom | Shower | 1.9811 | 1.9811 |  | 2.1 |  | Primary | Daily / Almost Daily | N/A | Bag | 0.8492 |  | 1.783 |  | ID | Single Family | Shower | 854 | 4610.02 | Single Family | TRUE | FALSE | TRUE | TRUE | TRUE | 9132.9618 | 8219.6657 | Single Family_TRUE | Single Family_FALSE | Single Family_TRUE | Single Family_TRUE | Single Family_TRUE | 2.0gpm | 2.0gpmSingle Family_TRUE | 2.0gpmSingle Family_TRUE
Water_00000335 | SITE_00334 | Room_00000951 | Kitchen_1 | Kitchen | Kitchen Faucet | 1.8 | 1.7689 | 1.8 | 2 |  | N/A | N/A | N/A | Bag | 0.796 |  | 1.592 |  | ID | Single Family | Kitchen Faucet | 854 | 4610.02 | Single Family | FALSE | FALSE |  |  |  | 8298.036 | 7339.1518 | Single Family_FALSE | Single Family_FALSE | Single Family_ | Single Family_ | Single Family_ | unknown | unknownSingle Family_ | unknownSingle Family_FALSE
Water_00000336 | SITE_00334 | Room_00000942 | Bathroom_2 | Bathroom | Bathroom Faucet | 2.2111 | 2.2111 |  | 2.5 |  | N/A | N/A | N/A | Bag | 0.796 |  | 1.99 |  | ID | Single Family | Bathroom Faucet | 854 | 4610.02 | Single Family | FALSE | FALSE |  |  |  | 10193.2664 | 9173.9398 | Single Family_FALSE | Single Family_FALSE | Single Family_ | Single Family_ | Single Family_ | unknown | unknownSingle Family_ | unknownSingle Family_FALSE
Water_00000337 | SITE_00334 | Room_00000942 | Bathroom_2 | Bathroom | Shower / Bathtub combo with diverter valve | 2.5 | 2.3589 | 2.5 | 2.5 |  | Secondary | A few times per week | N/A | Bag | 0.8492 |  | 2.123 |  | ID | Single Family | Shower | 854 | 4610.02 | Single Family | TRUE | TRUE | TRUE | TRUE | TRUE | 11525.05 | 9787.0725 | Single Family_TRUE | Single Family_TRUE | Single Family_TRUE | Single Family_TRUE | Single Family_TRUE | 2.5gpm | 2.5gpmSingle Family_TRUE | 2.5gpmSingle Family_TRUE
Water_00000338 | SITE_00335 | Room_00000968 | Kitchen_1 | Kitchen | Kitchen Faucet | 2.2 | 1.9456 | 2.2 | 2.2 |  | N/A | N/A | N/A | Bag | 0.796 |  | 1.751 |  | ID | Single Family | Kitchen Faucet | 855 | 4610.02 | Single Family | FALSE | FALSE |  |  |  | 10142.044 | 8072.145 | Single Family_FALSE | Single Family_FALSE | Single Family_ | Single Family_ | Single Family_ | unknown | unknownSingle Family_ | unknownSingle Family_FALSE
Water_00000339 | SITE_00335 | Room_00000956 | Bathroom_1 | Bathroom | Bathroom Faucet | 1.5 |  | 1.5 | 1.5 |  | N/A | N/A | N/A | Unknown |  | N/A |  | N/A | ID | Single Family | Bathroom Faucet | 855 | 4610.02 | Single Family | FALSE | FALSE |  |  |  | 6915.03 | 0 | Single Family_FALSE | Single Family_FALSE | Single Family_ | Single Family_ | Single Family_ | unknown | unknownSingle Family_ | unknownSingle Family_FALSE
Water_00000340 | SITE_00335 | Room_00000957 | Bathroom_2 | Bathroom | Bathroom Faucet | 1.5 |  | 1.5 | 1.5 |  | N/A | N/A | N/A | Unknown |  | N/A |  | N/A | ID | Single Family | Bathroom Faucet | 855 | 4610.02 | Single Family | FALSE | FALSE |  |  |  | 6915.03 | 0 | Single Family_FALSE | Single Family_FALSE | Single Family_ | Single Family_ | Single Family_ | unknown | unknownSingle Family_ | unknownSingle Family_FALSE
Water_00000341 | SITE_00335 | Room_00000957 | Bathroom_2 | Bathroom | Shower | unknown |  |  | 2 |  | Secondary | A few times per year | N/A | Unknown |  | N/A |  | N/A | ID | Single Family | Shower | 855 | 4610.02 | Single Family | TRUE | FALSE | FALSE | FALSE | FALSE | 0 | 0 | Single Family_TRUE | Single Family_FALSE | Single Family_FALSE | Single Family_FALSE | Single Family_FALSE | unknown | unknownSingle Family_FALSE | unknownSingle Family_TRUE
Water_00000342 | SITE_00335 | Room_00000958 | Bathroom_3 | Bathroom | Bathroom Faucet | unknown |  |  | 2.5 |  | N/A | N/A | N/A | Unknown |  | N/A |  | N/A | ID | Single Family | Bathroom Faucet | 855 | 4610.02 | Single Family | FALSE | FALSE |  |  |  | 0 | 0 | Single Family_FALSE | Single Family_FALSE | Single Family_ | Single Family_ | Single Family_ | unknown | unknownSingle Family_ | unknownSingle Family_FALSE
Water_00000343 | SITE_00335 | Room_00000958 | Bathroom_3 | Bathroom | Bathroom Faucet | unknown |  |  | 2.5 |  | N/A | N/A | N/A | Unknown |  | N/A |  | N/A | ID | Single Family | Bathroom Faucet | 855 | 4610.02 | Single Family | FALSE | FALSE |  |  |  | 0 | 0 | Single Family_FALSE | Single Family_FALSE | Single Family_ | Single Family_ | Single Family_ | unknown | unknownSingle Family_ | unknownSingle Family_FALSE
Water_00000344 | SITE_00335 | Room_00000958 | Bathroom_3 | Bathroom | Shower | 2 |  | 2 | 1.5 |  | Primary | Daily / Almost Daily | N/A | Unknown |  | N/A |  | N/A | ID | Single Family | Shower | 855 | 4610.02 | Single Family | TRUE | FALSE | TRUE | FALSE | FALSE | 9220.04 | 0 | Single Family_TRUE | Single Family_FALSE | Single Family_TRUE | Single Family_FALSE | Single Family_FALSE | unknown | unknownSingle Family_FALSE | unknownSingle Family_TRUE
Water_00000345 | SITE_00336 | Room_00000986 | Kitchen_1 | Kitchen | Kitchen Faucet | 2.2 | 1.0611 | 2.2 | 1.2 |  | N/A | N/A | N/A | Bag | 0.796 |  | 0.955 |  | ID | Single Family | Kitchen Faucet | 856 | 4610.02 | Single Family | FALSE | FALSE |  |  |  | 10142.044 | 4402.5691 | Single Family_FALSE | Single Family_FALSE | Single Family_ | Single Family_ | Single Family_ | unknown | unknownSingle Family_ | unknownSingle Family_FALSE
Water_00000346 | SITE_00336 | Room_00000976 | Bathroom_1 | Bathroom | Bathroom Faucet | 2 | 1.3267 | 2 | 1.5 |  | N/A | N/A | N/A | Bag | 0.796 |  | 1.194 |  | ID | Single Family | Bathroom Faucet | 856 | 4610.02 | Single Family | FALSE | FALSE |  |  |  | 9220.04 | 5504.3639 | Single Family_FALSE | Single Family_FALSE | Single Family_ | Single Family_ | Single Family_ | unknown | unknownSingle Family_ | unknownSingle Family_FALSE
Water_00000347 | SITE_00336 | Room_00000976 | Bathroom_1 | Bathroom | Shower / Bathtub combo with diverter valve | unknown |  |  | 1.7 |  | Unknown | Daily / Almost Daily | Can't find where this common fixture contains the rated flow | Unknown |  | N/A |  | N/A | ID | Single Family | Shower | 856 | 4610.02 | Single Family | TRUE | TRUE | FALSE | FALSE | FALSE | 0 | 0 | Single Family_TRUE | Single Family_TRUE | Single Family_FALSE | Single Family_FALSE | Single Family_FALSE | unknown | unknownSingle Family_FALSE | unknownSingle Family_TRUE
Water_00000348 | SITE_00336 | Room_00000977 | Bathroom_2 | Bathroom | Bathroom Faucet | 2.2 | 1.2378 | 2.2 | 1.4 |  | N/A | N/A | N/A | Bag | 0.796 |  | 1.114 |  | ID | Single Family | Bathroom Faucet | 856 | 4610.02 | Single Family | FALSE | FALSE |  |  |  | 10142.044 | 5135.5623 | Single Family_FALSE | Single Family_FALSE | Single Family_ | Single Family_ | Single Family_ | unknown | unknownSingle Family_ | unknownSingle Family_FALSE
Water_00000349 | SITE_00336 | Room_00000977 | Bathroom_2 | Bathroom | Shower | 2.5 |  | 2.5 | 1.5 |  | Secondary | Daily / Almost Daily | Low water pressure | Unknown |  | N/A |  | N/A | ID | Single Family | Shower | 856 | 4610.02 | Single Family | TRUE | FALSE | TRUE | FALSE | FALSE | 11525.05 | 0 | Single Family_TRUE | Single Family_FALSE | Single Family_TRUE | Single Family_FALSE | Single Family_FALSE | unknown | unknownSingle Family_FALSE | unknownSingle Family_TRUE
Water_00000350 | SITE_00337 | Room_00000992 | Bathroom_1 | Bathroom | Shower | 2.5 |  | 2.5 | 2.25 |  | Secondary | A few times per month | N/A | Unknown |  | N/A |  | N/A | ID | Manufactured | Shower | 857 | 626.07 | Manufactured | TRUE | FALSE | TRUE | FALSE | FALSE | 1565.175 | 0 | Manufactured_TRUE | Manufactured_FALSE | Manufactured_TRUE | Manufactured_FALSE | Manufactured_FALSE | unknown | unknownManufactured_FALSE | unknownManufactured_TRUE
Water_00000351 | SITE_00337 | Room_00000992 | Bathroom_1 | Bathroom | Bathroom Faucet | 1.1056 | 1.1056 |  | 1.25 |  | N/A | N/A | N/A | Bag | 0.796 |  | 0.995 |  | ID | Manufactured | Bathroom Faucet | 857 | 626.07 | Manufactured | FALSE | FALSE |  |  |  | 692.1552 | 622.9397 | Manufactured_FALSE | Manufactured_FALSE | Manufactured_ | Manufactured_ | Manufactured_ | unknown | unknownManufactured_ | unknownManufactured_FALSE
Water_00000352 | SITE_00337 | Room_00001001 | Kitchen_1 | Kitchen | Kitchen Faucet | 1.7689 | 1.7689 |  | 2 |  | N/A | N/A | N/A | Bag | 0.796 |  | 1.592 |  | ID | Manufactured | Kitchen Faucet | 857 | 626.07 | Manufactured | FALSE | FALSE |  |  |  | 1107.4483 | 996.7034 | Manufactured_FALSE | Manufactured_FALSE | Manufactured_ | Manufactured_ | Manufactured_ | unknown | unknownManufactured_ | unknownManufactured_FALSE
Water_00000353 | SITE_00337 | Room_00000993 | Bathroom_2 | Bathroom | Bathroom Faucet | 2 | 1.7689 | 2 | 2 |  | N/A | N/A | N/A | Bag | 0.796 |  | 1.592 |  | ID | Manufactured | Bathroom Faucet | 857 | 626.07 | Manufactured | FALSE | FALSE |  |  |  | 1252.14 | 996.7034 | Manufactured_FALSE | Manufactured_FALSE | Manufactured_ | Manufactured_ | Manufactured_ | unknown | unknownManufactured_ | unknownManufactured_FALSE
Water_00000354 | SITE_00338 | Room_00001006 | Bathroom_1 | Bathroom | Bathroom Faucet | 2.2 | 1.2378 | 2.2 | 1.4 |  | N/A | N/A | N/A | Bag | 0.796 |  | 1.114 |  | ID | Single Family | Bathroom Faucet | 858 | 4702.18 | Single Family | FALSE | FALSE |  |  |  | 10344.796 | 5238.2285 | Single Family_FALSE | Single Family_FALSE | Single Family_ | Single Family_ | Single Family_ | unknown | unknownSingle Family_ | unknownSingle Family_FALSE
Water_00000355 | SITE_00338 | Room_00001006 | Bathroom_1 | Bathroom | Shower | 2 |  | 2 | 2.2 |  | Secondary | A few times per week | N/A | Unknown |  | N/A |  | N/A | ID | Single Family | Shower | 858 | 4702.18 | Single Family | TRUE | FALSE | TRUE | FALSE | FALSE | 9404.36 | 0 | Single Family_TRUE | Single Family_FALSE | Single Family_TRUE | Single Family_FALSE | Single Family_FALSE | unknown | unknownSingle Family_FALSE | unknownSingle Family_TRUE
Water_00000356 | SITE_00338 | Room_00001007 | Bathroom_2 | Bathroom | Bathroom Faucet | 2.2 | 1.9456 | 2.2 | 2.2 |  | N/A | N/A | N/A | Bag | 0.796 |  | 1.751 |  | ID | Single Family | Bathroom Faucet | 858 | 4702.18 | Single Family | FALSE | FALSE |  |  |  | 10344.796 | 8233.5172 | Single Family_FALSE | Single Family_FALSE | Single Family_ | Single Family_ | Single Family_ | unknown | unknownSingle Family_ | unknownSingle Family_FALSE
Water_00000357 | SITE_00338 | Room_00001007 | Bathroom_2 | Bathroom | Shower / Bathtub combo with diverter valve | 2.5 |  | 2.5 | 2.6 |  | Unknown | Unknown | N/A | Unknown |  | N/A |  | N/A | ID | Single Family | Shower | 858 | 4702.18 | Single Family | TRUE | TRUE | TRUE | FALSE | FALSE | 11755.45 | 0 | Single Family_TRUE | Single Family_TRUE | Single Family_TRUE | Single Family_FALSE | Single Family_FALSE | unknown | unknownSingle Family_FALSE | unknownSingle Family_TRUE
Water_00000358 | SITE_00338 | Room_00001008 | Bathroom_3 | Bathroom | Bathroom Faucet | 2.2 | 2.3 | 2.2 | 2.6 |  | N/A | N/A | N/A | Bag | 0.796 |  | 2.07 |  | ID | Single Family | Bathroom Faucet | 858 | 4702.18 | Single Family | FALSE | FALSE |  |  |  | 10344.796 | 9733.5126 | Single Family_FALSE | Single Family_FALSE | Single Family_ | Single Family_ | Single Family_ | unknown | unknownSingle Family_ | unknownSingle Family_FALSE
Water_00000359 | SITE_00338 | Room_00001008 | Bathroom_3 | Bathroom | Shower | unknown |  |  | 2.2 |  | Primary | Daily / Almost Daily | N/A | Unknown |  | N/A |  | N/A | ID | Single Family | Shower | 858 | 4702.18 | Single Family | TRUE | FALSE | FALSE | FALSE | FALSE | 0 | 0 | Single Family_TRUE | Single Family_FALSE | Single Family_FALSE | Single Family_FALSE | Single Family_FALSE | unknown | unknownSingle Family_FALSE | unknownSingle Family_TRUE
Water_00000360 | SITE_00338 | Room_00001019 | Kitchen_1 | Kitchen | Kitchen Faucet | 2.2 | 1.9456 | 2.2 | 2.2 |  | N/A | N/A | N/A | Bag | 0.796 |  | 1.751 |  | ID | Single Family | Kitchen Faucet | 858 | 4702.18 | Single Family | FALSE | FALSE |  |  |  | 10344.796 | 8233.5172 | Single Family_FALSE | Single Family_FALSE | Single Family_ | Single Family_ | Single Family_ | unknown | unknownSingle Family_ | unknownSingle Family_FALSE
Water_00000361 | SITE_00339 | Room_00001024 | Bathroom_1 | Bathroom | Bathroom Faucet | 1.9456 | 1.9456 |  | 2.2 |  | N/A | N/A | N/A | Bag | 0.796 |  | 1.751 |  | ID | Single Family | Bathroom Faucet | 859 | 4610.02 | Single Family | FALSE | FALSE |  |  |  | 8969.05 | 8072.145 | Single Family_FALSE | Single Family_FALSE | Single Family_ | Single Family_ | Single Family_ | unknown | unknownSingle Family_ | unknownSingle Family_FALSE
Water_00000362 | SITE_00339 | Room_00001024 | Bathroom_1 | Bathroom | Shower / Bathtub combo with diverter valve | 2.5 | 2.0756 | 2.5 | 2.2 |  | Primary | Daily / Almost Daily | N/A | Bag | 0.8492 |  | 1.868 |  | ID | Single Family | Shower | 859 | 4610.02 | Single Family | TRUE | TRUE | TRUE | TRUE | TRUE | 11525.05 | 8611.5174 | Single Family_TRUE | Single Family_TRUE | Single Family_TRUE | Single Family_TRUE | Single Family_TRUE | 2.5gpm | 2.5gpmSingle Family_TRUE | 2.5gpmSingle Family_TRUE
Water_00000363 | SITE_00339 | Room_00001033 | Kitchen_1 | Kitchen | Kitchen Faucet | 2.2 | 1.0611 | 2.2 | 1.2 |  | N/A | N/A | N/A | Bag | 0.796 |  | 0.955 |  | ID | Single Family | Kitchen Faucet | 859 | 4610.02 | Single Family | FALSE | FALSE |  |  |  | 10142.044 | 4402.5691 | Single Family_FALSE | Single Family_FALSE | Single Family_ | Single Family_ | Single Family_ | unknown | unknownSingle Family_ | unknownSingle Family_FALSE
Water_00000364 | SITE_00339 | Room_00001025 | Bathroom_2 | Bathroom | Bathroom Faucet | 1.68 | 1.68 |  | 1.9 |  | N/A | N/A | N/A | Bag | 0.796 |  | 1.512 |  | ID | Single Family | Bathroom Faucet | 859 | 4610.02 | Single Family | FALSE | FALSE |  |  |  | 7744.8336 | 6970.3502 | Single Family_FALSE | Single Family_FALSE | Single Family_ | Single Family_ | Single Family_ | unknown | unknownSingle Family_ | unknownSingle Family_FALSE
Water_00000365 | SITE_00340 | Room_00001040 | Bathroom_2 | Bathroom | Bathroom Faucet | 1.3267 | 1.3267 |  | 1.5 |  | N/A | N/A | N/A | Bag | 0.796 |  | 1.194 |  | ID | Single Family | Bathroom Faucet | 860 | 4610.02 | Single Family | FALSE | FALSE |  |  |  | 6115.9599 | 5504.3639 | Single Family_FALSE | Single Family_FALSE | Single Family_ | Single Family_ | Single Family_ | unknown | unknownSingle Family_ | unknownSingle Family_FALSE
Water_00000366 | SITE_00340 | Room_00001040 | Bathroom_2 | Bathroom | Bathroom Faucet | 1.7689 | 1.7689 |  | 2 |  | N/A | N/A | N/A | Bag | 0.796 |  | 1.592 |  | ID | Single Family | Bathroom Faucet | 860 | 4610.02 | Single Family | FALSE | FALSE |  |  |  | 8154.6132 | 7339.1518 | Single Family_FALSE | Single Family_FALSE | Single Family_ | Single Family_ | Single Family_ | unknown | unknownSingle Family_ | unknownSingle Family_FALSE
Water_00000367 | SITE_00340 | Room_00001040 | Bathroom_2 | Bathroom | Shower | 2.5478 | 2.5478 |  | 2.7 |  | Primary | A few times per week | N/A | Bag | 0.8492 |  | 2.293 |  | ID | Single Family | Shower | 860 | 4610.02 | Single Family | TRUE | FALSE | TRUE | TRUE | TRUE | 11745.3065 | 10570.7759 | Single Family_TRUE | Single Family_FALSE | Single Family_TRUE | Single Family_TRUE | Single Family_TRUE | gt2.5gpm | gt2.5gpmSingle Family_TRUE | gt2.5gpmSingle Family_TRUE
Water_00000368 | SITE_00340 | Room_00001046 | Kitchen_1 | Kitchen | Kitchen Faucet | 2.2 | 1.3267 | 2.2 | 1.5 |  | N/A | N/A | N/A | Bag | 0.796 |  | 1.194 |  | ID | Single Family | Kitchen Faucet | 860 | 4610.02 | Single Family | FALSE | FALSE |  |  |  | 10142.044 | 5504.3639 | Single Family_FALSE | Single Family_FALSE | Single Family_ | Single Family_ | Single Family_ | unknown | unknownSingle Family_ | unknownSingle Family_FALSE
Water_00000369 | SITE_00340 | Room_00001039 | Bathroom_1 | Bathroom | Bathroom Faucet | 1.3267 | 1.3267 |  | 1.5 |  | N/A | N/A | N/A | Bag | 0.796 |  | 1.194 |  | ID | Single Family | Bathroom Faucet | 860 | 4610.02 | Single Family | FALSE | FALSE |  |  |  | 6115.9599 | 5504.3639 | Single Family_FALSE | Single Family_FALSE | Single Family_ | Single Family_ | Single Family_ | unknown | unknownSingle Family_ | unknownSingle Family_FALSE
Water_00000370 | SITE_00340 | Room_00001039 | Bathroom_1 | Bathroom | Shower / Bathtub combo with diverter valve | 2.5 | 2.0756 | 2.5 | 2.2 |  | Secondary | A few times per month | N/A | Bag | 0.8492 |  | 1.868 |  | ID | Single Family | Shower | 860 | 4610.02 | Single Family | TRUE | TRUE | TRUE | TRUE | TRUE | 11525.05 | 8611.5174 | Single Family_TRUE | Single Family_TRUE | Single Family_TRUE | Single Family_TRUE | Single Family_TRUE | 2.5gpm | 2.5gpmSingle Family_TRUE | 2.5gpmSingle Family_TRUE
Water_00000371 | SITE_00340 | Room_00001047 | Laundry_1 | Laundry | Bathroom Faucet | 3.98 | 3.98 |  | 4.5 |  | N/A | N/A | N/A | Bag | 0.796 |  | 3.582 |  | ID | Single Family | Bathroom Faucet | 860 | 4610.02 | Single Family | FALSE | FALSE |  |  |  | 18347.8796 | 16513.0916 | Single Family_FALSE | Single Family_FALSE | Single Family_ | Single Family_ | Single Family_ | unknown | unknownSingle Family_ | unknownSingle Family_FALSE
Water_00000372 | SITE_00341 | Room_00001052 | Bathroom_1 | Bathroom | Bathroom Faucet | 2.9189 | 2.9189 |  | 3.3 |  | N/A | N/A | N/A | Bag | 0.796 |  | 2.627 |  | ID | Single Family | Bathroom Faucet | 861 | 4610.02 | Single Family | FALSE | FALSE |  |  |  | 13456.1362 | 12110.5225 | Single Family_FALSE | Single Family_FALSE | Single Family_ | Single Family_ | Single Family_ | unknown | unknownSingle Family_ | unknownSingle Family_FALSE
Water_00000373 | SITE_00341 | Room_00001052 | Bathroom_1 | Bathroom | Shower / Bathtub combo with diverter valve | 2.5 | 3.3022 | 2.5 | 3.5 |  | Secondary | A few times per month | N/A | Bag | 0.8492 |  | 2.972 |  | ID | Single Family | Shower | 861 | 4610.02 | Single Family | TRUE | TRUE | TRUE | TRUE | TRUE | 11525.05 | 13700.9794 | Single Family_TRUE | Single Family_TRUE | Single Family_TRUE | Single Family_TRUE | Single Family_TRUE | 2.5gpm | 2.5gpmSingle Family_TRUE | 2.5gpmSingle Family_TRUE
Water_00000374 | SITE_00341 | Room_00001063 | Kitchen_1 | Kitchen | Kitchen Faucet | 2.2111 | 2.2111 |  | 2.5 |  | N/A | N/A | N/A | Bag | 0.796 |  | 1.99 |  | ID | Single Family | Kitchen Faucet | 861 | 4610.02 | Single Family | FALSE | FALSE |  |  |  | 10193.2664 | 9173.9398 | Single Family_FALSE | Single Family_FALSE | Single Family_ | Single Family_ | Single Family_ | unknown | unknownSingle Family_ | unknownSingle Family_FALSE
Water_00000375 | SITE_00341 | Room_00001063 | Kitchen_1 | Kitchen | Kitchen Faucet | 2.2111 | 2.2111 |  | 2.5 |  | N/A | N/A | Hot/cold filtered water tap | Bag | 0.796 |  | 1.99 |  | ID | Single Family | Kitchen Faucet | 861 | 4610.02 | Single Family | FALSE | FALSE |  |  |  | 10193.2664 | 9173.9398 | Single Family_FALSE | Single Family_FALSE | Single Family_ | Single Family_ | Single Family_ | unknown | unknownSingle Family_ | unknownSingle Family_FALSE
Water_00000376 | SITE_00341 | Room_00001053 | Bathroom_6 | Bathroom | Bathroom Faucet | unknown |  |  | 2.5 |  | N/A | N/A | N/A | Unknown |  | N/A |  | N/A | ID | Single Family | Bathroom Faucet | 861 | 4610.02 | Single Family | FALSE | FALSE |  |  |  | 0 | 0 | Single Family_FALSE | Single Family_FALSE | Single Family_ | Single Family_ | Single Family_ | unknown | unknownSingle Family_ | unknownSingle Family_FALSE
Water_00000377 | SITE_00341 | Room_00001053 | Bathroom_6 | Bathroom | Bathroom Faucet | unknown |  |  | 2.5 |  | N/A | N/A | N/A | Unknown |  | N/A |  | N/A | ID | Single Family | Bathroom Faucet | 861 | 4610.02 | Single Family | FALSE | FALSE |  |  |  | 0 | 0 | Single Family_FALSE | Single Family_FALSE | Single Family_ | Single Family_ | Single Family_ | unknown | unknownSingle Family_ | unknownSingle Family_FALSE
Water_00000378 | SITE_00341 | Room_00001053 | Bathroom_6 | Bathroom | Shower | unknown |  |  |  | Unknown | Primary | Daily / Almost Daily | Unknown | Unknown |  | N/A |  | N/A | ID | Single Family | Shower | 861 | 4610.02 | Single Family | TRUE | FALSE | FALSE | FALSE | FALSE | 0 | 0 | Single Family_TRUE | Single Family_FALSE | Single Family_FALSE | Single Family_FALSE | Single Family_FALSE | unknown | unknownSingle Family_FALSE | unknownSingle Family_TRUE
Water_00000379 | SITE_00341 | Room_00001064 | Laundry_2 | Laundry | Bathroom Faucet | 2.2 |  | 2.2 | 2.5 |  | N/A | N/A | N/A | Unknown |  | N/A |  | N/A | ID | Single Family | Bathroom Faucet | 861 | 4610.02 | Single Family | FALSE | FALSE |  |  |  | 10142.044 | 0 | Single Family_FALSE | Single Family_FALSE | Single Family_ | Single Family_ | Single Family_ | unknown | unknownSingle Family_ | unknownSingle Family_FALSE
Water_00000380 | SITE_00342 | Room_00001069 | Bathroom_1 | Bathroom | Bathroom Faucet | 1.5 | 1.2378 | 1.5 | 1.4 |  | N/A | N/A | N/A | Bag | 0.796 |  | 1.114 |  | ID | Single Family | Bathroom Faucet | 862 | 4702.18 | Single Family | FALSE | FALSE |  |  |  | 7053.27 | 5238.2285 | Single Family_FALSE | Single Family_FALSE | Single Family_ | Single Family_ | Single Family_ | unknown | unknownSingle Family_ | unknownSingle Family_FALSE
Water_00000381 | SITE_00342 | Room_00001069 | Bathroom_1 | Bathroom | Shower / Bathtub combo with diverter valve | unknown |  |  | 2 |  | Primary | Daily / Almost Daily | N/A | Unknown |  | N/A |  | N/A | ID | Single Family | Shower | 862 | 4702.18 | Single Family | TRUE | TRUE | FALSE | FALSE | FALSE | 0 | 0 | Single Family_TRUE | Single Family_TRUE | Single Family_FALSE | Single Family_FALSE | Single Family_FALSE | unknown | unknownSingle Family_FALSE | unknownSingle Family_TRUE
Water_00000382 | SITE_00342 | Room_00001082 | Kitchen_1 | Kitchen | Kitchen Faucet | 2.2 | 2.83 | 2.2 | 3.2 |  | N/A | N/A | N/A | Bag | 0.796 |  | 2.547 |  | ID | Single Family | Kitchen Faucet | 862 | 4702.18 | Single Family | FALSE | FALSE |  |  |  | 10344.796 | 11976.4525 | Single Family_FALSE | Single Family_FALSE | Single Family_ | Single Family_ | Single Family_ | unknown | unknownSingle Family_ | unknownSingle Family_FALSE
Water_00000383 | SITE_00342 | Room_00001070 | Bathroom_2 | Bathroom | Shower / Bathtub combo with diverter valve | 2.5 |  | 2.5 | 1.2 |  | Unknown | Daily / Almost Daily | N/A | Unknown |  | N/A |  | N/A | ID | Single Family | Shower | 862 | 4702.18 | Single Family | TRUE | TRUE | TRUE | FALSE | FALSE | 11755.45 | 0 | Single Family_TRUE | Single Family_TRUE | Single Family_TRUE | Single Family_FALSE | Single Family_FALSE | unknown | unknownSingle Family_FALSE | unknownSingle Family_TRUE
Water_00000384 | SITE_00342 | Room_00001070 | Bathroom_2 | Bathroom | Bathroom Faucet | 2.2 | 2.9189 | 2.2 | 3.3 |  | N/A | N/A | N/A | Bag | 0.796 |  | 2.627 |  | ID | Single Family | Bathroom Faucet | 862 | 4702.18 | Single Family | FALSE | FALSE |  |  |  | 10344.796 | 12352.6269 | Single Family_FALSE | Single Family_FALSE | Single Family_ | Single Family_ | Single Family_ | unknown | unknownSingle Family_ | unknownSingle Family_FALSE
Water_00000385 | SITE_00343 | Room_00001093 | Kitchen_1 | Kitchen | Kitchen Faucet | 2.2 | 2.7422 | 2.2 | 3.1 |  | N/A | N/A | N/A | Bag | 0.796 |  | 2.468 |  | ID | Single Family | Kitchen Faucet | 863 | 4610.02 | Single Family | FALSE | FALSE |  |  |  | 10142.044 | 11377.5294 | Single Family_FALSE | Single Family_FALSE | Single Family_ | Single Family_ | Single Family_ | unknown | unknownSingle Family_ | unknownSingle Family_FALSE
Water_00000386 | SITE_00343 | Room_00001088 | Bathroom_1 | Bathroom | Bathroom Faucet | 3.0956 | 3.0956 |  | 3.5 |  | N/A | N/A | N/A | Bag | 0.796 |  | 2.786 |  | ID | Single Family | Bathroom Faucet | 863 | 4610.02 | Single Family | FALSE | FALSE |  |  |  | 14270.573 | 12843.5157 | Single Family_FALSE | Single Family_FALSE | Single Family_ | Single Family_ | Single Family_ | unknown | unknownSingle Family_ | unknownSingle Family_FALSE
Water_00000387 | SITE_00344 | Room_00001118 | Kitchen_1 | Kitchen | Kitchen Faucet | 2.2 | 1.9456 | 2.2 | 2.2 |  | N/A | N/A | N/A | Bag | 0.796 |  | 1.751 |  | ID | Single Family | Kitchen Faucet | 864 | 4610.02 | Single Family | FALSE | FALSE |  |  |  | 10142.044 | 8072.145 | Single Family_FALSE | Single Family_FALSE | Single Family_ | Single Family_ | Single Family_ | unknown | unknownSingle Family_ | unknownSingle Family_FALSE
Water_00000388 | SITE_00344 | Room_00001099 | Bathroom_1 | Bathroom | Shower / Bathtub combo with diverter valve | unknown |  |  |  | Unknown | Never / rarely used | A few times per year | Shower filled with plants, could not test flow | Bag | 0.8492 |  |  | Unknown | ID | Single Family | Shower | 864 | 4610.02 | Single Family | TRUE | TRUE | FALSE | FALSE | FALSE | 0 | 0 | Single Family_TRUE | Single Family_TRUE | Single Family_FALSE | Single Family_FALSE | Single Family_FALSE | unknown | unknownSingle Family_FALSE | unknownSingle Family_TRUE
Water_00000389 | SITE_00344 | Room_00001100 | Bathroom_2 | Bathroom | Bathroom Faucet | 2 | 2.83 | 2 | 3.2 |  | N/A | N/A | N/A | Bag | 0.796 |  | 2.547 |  | ID | Single Family | Bathroom Faucet | 864 | 4610.02 | Single Family | FALSE | FALSE |  |  |  | 9220.04 | 11741.7209 | Single Family_FALSE | Single Family_FALSE | Single Family_ | Single Family_ | Single Family_ | unknown | unknownSingle Family_ | unknownSingle Family_FALSE
Water_00000390 | SITE_00344 | Room_00001099 | Bathroom_1 | Bathroom | Bathroom Faucet | 2 | 2.9189 | 2 | 3.3 |  | N/A | N/A | N/A | Bag | 0.796 |  | 2.627 |  | ID | Single Family | Bathroom Faucet | 864 | 4610.02 | Single Family | FALSE | FALSE |  |  |  | 9220.04 | 12110.5225 | Single Family_FALSE | Single Family_FALSE | Single Family_ | Single Family_ | Single Family_ | unknown | unknownSingle Family_ | unknownSingle Family_FALSE
Water_00000391 | SITE_00344 | Room_00001100 | Bathroom_2 | Bathroom | Shower / Bathtub combo with diverter valve | 2.4533 | 2.4533 |  | 2.6 |  | Never / rarely used | A few times per year | N/A | Bag | 0.8492 |  | 2.208 |  | ID | Single Family | Shower | 864 | 4610.02 | Single Family | TRUE | TRUE | TRUE | TRUE | TRUE | 11309.9157 | 10178.9242 | Single Family_TRUE | Single Family_TRUE | Single Family_TRUE | Single Family_TRUE | Single Family_TRUE | 2.5gpm | 2.5gpmSingle Family_TRUE | 2.5gpmSingle Family_TRUE
Water_00000392 | SITE_00344 | Room_00001101 | Bathroom_3 | Bathroom | Bathroom Faucet | 2 | 3.4489 | 2 | 3.9 |  | N/A | N/A | N/A | Bag | 0.796 |  | 3.104 |  | ID | Single Family | Bathroom Faucet | 864 | 4610.02 | Single Family | FALSE | FALSE |  |  |  | 9220.04 | 14309.5021 | Single Family_FALSE | Single Family_FALSE | Single Family_ | Single Family_ | Single Family_ | unknown | unknownSingle Family_ | unknownSingle Family_FALSE
Water_00000393 | SITE_00344 | Room_00001102 | Bathroom_4 | Bathroom | Shower / Bathtub combo with diverter valve | unknown |  |  |  | Unknown | Never / rarely used | A few times per year | Shower used for storage, cannot test | Bag | 0.8492 |  |  | Unknown | ID | Single Family | Shower | 864 | 4610.02 | Single Family | TRUE | TRUE | FALSE | FALSE | FALSE | 0 | 0 | Single Family_TRUE | Single Family_TRUE | Single Family_FALSE | Single Family_FALSE | Single Family_FALSE | unknown | unknownSingle Family_FALSE | unknownSingle Family_TRUE
Water_00000394 | SITE_00344 | Room_00001102 | Bathroom_4 | Bathroom | Bathroom Faucet | 2 | 2.7422 | 2 | 3.1 |  | N/A | N/A | N/A | Bag | 0.796 |  | 2.468 |  | ID | Single Family | Bathroom Faucet | 864 | 4610.02 | Single Family | FALSE | FALSE |  |  |  | 9220.04 | 11377.5294 | Single Family_FALSE | Single Family_FALSE | Single Family_ | Single Family_ | Single Family_ | unknown | unknownSingle Family_ | unknownSingle Family_FALSE
Water_00000395 | SITE_00344 | Room_00001103 | Bathroom_5 | Bathroom | Bathroom Faucet | 2 | 2.83 | 2 | 3.2 |  | N/A | N/A | N/A | Bag | 0.796 |  | 2.547 |  | ID | Single Family | Bathroom Faucet | 864 | 4610.02 | Single Family | FALSE | FALSE |  |  |  | 9220.04 | 11741.7209 | Single Family_FALSE | Single Family_FALSE | Single Family_ | Single Family_ | Single Family_ | unknown | unknownSingle Family_ | unknownSingle Family_FALSE
Water_00000396 | SITE_00344 | Room_00001103 | Bathroom_5 | Bathroom | Bathroom Faucet | 2 | 3.0067 | 2 | 3.4 |  | N/A | N/A | N/A | Bag | 0.796 |  | 2.706 |  | ID | Single Family | Bathroom Faucet | 864 | 4610.02 | Single Family | FALSE | FALSE |  |  |  | 9220.04 | 12474.7141 | Single Family_FALSE | Single Family_FALSE | Single Family_ | Single Family_ | Single Family_ | unknown | unknownSingle Family_ | unknownSingle Family_FALSE
Water_00000397 | SITE_00344 | Room_00001103 | Bathroom_5 | Bathroom | Shower | 2.3589 | 2.3589 |  | 2.5 |  | Primary | Daily / Almost Daily | N/A | Bag | 0.8492 |  | 2.123 |  | ID | Single Family | Shower | 864 | 4610.02 | Single Family | TRUE | FALSE | TRUE | TRUE | TRUE | 10874.525 | 9787.0725 | Single Family_TRUE | Single Family_FALSE | Single Family_TRUE | Single Family_TRUE | Single Family_TRUE | 2.5gpm | 2.5gpmSingle Family_TRUE | 2.5gpmSingle Family_TRUE
Water_00000398 | SITE_00345 | Room_00001134 | Kitchen_1 | Kitchen | Kitchen Faucet | 2.2 | 2.3878 | 2.2 | 2.7 |  | N/A | N/A | N/A | Bag | 0.796 |  | 2.149 |  | ID | Single Family | Kitchen Faucet | 865 | 4610.02 | Single Family | FALSE | FALSE |  |  |  | 10142.044 | 9906.933 | Single Family_FALSE | Single Family_FALSE | Single Family_ | Single Family_ | Single Family_ | unknown | unknownSingle Family_ | unknownSingle Family_FALSE
Water_00000399 | SITE_00345 | Room_00001125 | Bathroom_1 | Bathroom | Bathroom Faucet | 2 | 2.2111 | 2 | 2.5 |  | N/A | N/A | N/A | Bag | 0.796 |  | 1.99 |  | ID | Single Family | Bathroom Faucet | 865 | 4610.02 | Single Family | FALSE | FALSE |  |  |  | 9220.04 | 9173.9398 | Single Family_FALSE | Single Family_FALSE | Single Family_ | Single Family_ | Single Family_ | unknown | unknownSingle Family_ | unknownSingle Family_FALSE
Water_00000400 | SITE_00345 | Room_00001125 | Bathroom_1 | Bathroom | Shower / Bathtub combo with diverter valve | 3.0189 | 3.0189 |  | 3.2 |  | Secondary | A few times per year | N/A | Bag | 0.8492 |  | 2.717 |  | ID | Single Family | Shower | 865 | 4610.02 | Single Family | TRUE | TRUE | TRUE | TRUE | TRUE | 13917.1382 | 12525.4243 | Single Family_TRUE | Single Family_TRUE | Single Family_TRUE | Single Family_TRUE | Single Family_TRUE | gt2.5gpm | gt2.5gpmSingle Family_TRUE | gt2.5gpmSingle Family_TRUE
Water_00000401 | SITE_00345 | Room_00001126 | Bathroom_2 | Bathroom | Bathroom Faucet | 2 | 2.3 | 2 | 2.6 |  | N/A | N/A | N/A | Bag | 0.796 |  | 2.07 |  | ID | Single Family | Bathroom Faucet | 865 | 4610.02 | Single Family | FALSE | FALSE |  |  |  | 9220.04 | 9542.7414 | Single Family_FALSE | Single Family_FALSE | Single Family_ | Single Family_ | Single Family_ | unknown | unknownSingle Family_ | unknownSingle Family_FALSE
Water_00000402 | SITE_00345 | Room_00001126 | Bathroom_2 | Bathroom | Bathroom Faucet | 2 | 2.3 | 2 | 2.6 |  | N/A | N/A | N/A | Bag | 0.796 |  | 2.07 |  | ID | Single Family | Bathroom Faucet | 865 | 4610.02 | Single Family | FALSE | FALSE |  |  |  | 9220.04 | 9542.7414 | Single Family_FALSE | Single Family_FALSE | Single Family_ | Single Family_ | Single Family_ | unknown | unknownSingle Family_ | unknownSingle Family_FALSE
Water_00000403 | SITE_00345 | Room_00001126 | Bathroom_2 | Bathroom | Shower | 2.3589 | 2.3589 |  | 2.5 |  | Primary | Daily / Almost Daily | N/A | Bag | 0.8492 |  | 2.123 |  | ID | Single Family | Shower | 865 | 4610.02 | Single Family | TRUE | FALSE | TRUE | TRUE | TRUE | 10874.525 | 9787.0725 | Single Family_TRUE | Single Family_FALSE | Single Family_TRUE | Single Family_TRUE | Single Family_TRUE | 2.5gpm | 2.5gpmSingle Family_TRUE | 2.5gpmSingle Family_TRUE
Water_00000404 | SITE_00346 | Room_00001144 | Kitchen_1 | Kitchen | Kitchen Faucet | 2.2 | 1.9456 | 2.2 | 2.2 |  | N/A | N/A | N/A | Bag | 0.796 |  | 1.751 |  | ID | Single Family | Kitchen Faucet | 866 | 4610.02 | Single Family | FALSE | FALSE |  |  |  | 10142.044 | 8072.145 | Single Family_FALSE | Single Family_FALSE | Single Family_ | Single Family_ | Single Family_ | unknown | unknownSingle Family_ | unknownSingle Family_FALSE
Water_00000405 | SITE_00346 | Room_00001140 | Bathroom_1 | Bathroom | Bathroom Faucet | 2.2 |  | 2.2 | 2.5 |  | N/A | N/A | N/A | Unknown |  | N/A |  | N/A | ID | Single Family | Bathroom Faucet | 866 | 4610.02 | Single Family | FALSE | FALSE |  |  |  | 10142.044 | 0 | Single Family_FALSE | Single Family_FALSE | Single Family_ | Single Family_ | Single Family_ | unknown | unknownSingle Family_ | unknownSingle Family_FALSE
Water_00000406 | SITE_00346 | Room_00001140 | Bathroom_1 | Bathroom | Shower | unknown |  |  | 2.5 |  | Primary | Daily / Almost Daily | N/A | Unknown |  | N/A |  | N/A | ID | Single Family | Shower | 866 | 4610.02 | Single Family | TRUE | FALSE | FALSE | FALSE | FALSE | 0 | 0 | Single Family_TRUE | Single Family_FALSE | Single Family_FALSE | Single Family_FALSE | Single Family_FALSE | unknown | unknownSingle Family_FALSE | unknownSingle Family_TRUE
Water_00000407 | SITE_00347 | Room_00001156 | Kitchen_1 | Kitchen | Kitchen Faucet | unknown |  |  | 2.6 |  | N/A | N/A | N/A | Unknown |  | N/A |  | N/A | ID | Single Family | Kitchen Faucet | 867 | 4610.02 | Single Family | FALSE | FALSE |  |  |  | 0 | 0 | Single Family_FALSE | Single Family_FALSE | Single Family_ | Single Family_ | Single Family_ | unknown | unknownSingle Family_ | unknownSingle Family_FALSE
Water_00000408 | SITE_00347 | Room_00001151 | Bathroom_1 | Bathroom | Bathroom Faucet | unknown |  |  | 3 |  | N/A | N/A | N/A | Unknown |  | N/A |  | N/A | ID | Single Family | Bathroom Faucet | 867 | 4610.02 | Single Family | FALSE | FALSE |  |  |  | 0 | 0 | Single Family_FALSE | Single Family_FALSE | Single Family_ | Single Family_ | Single Family_ | unknown | unknownSingle Family_ | unknownSingle Family_FALSE
Water_00000409 | SITE_00347 | Room_00001151 | Bathroom_1 | Bathroom | Shower / Bathtub combo with diverter valve | unknown |  |  | 2.25 |  | Primary | Daily / Almost Daily | N/A | Unknown |  | N/A |  | N/A | ID | Single Family | Shower | 867 | 4610.02 | Single Family | TRUE | TRUE | FALSE | FALSE | FALSE | 0 | 0 | Single Family_TRUE | Single Family_TRUE | Single Family_FALSE | Single Family_FALSE | Single Family_FALSE | unknown | unknownSingle Family_FALSE | unknownSingle Family_TRUE
Water_00000410 | SITE_00348 | Room_00001164 | Kitchen_1 | Kitchen | Kitchen Faucet | 2.2111 | 2.2111 |  | 2.5 |  | N/A | N/A | N/A | Bag | 0.796 |  | 1.99 |  | ID | Single Family | Kitchen Faucet | 868 | 4610.02 | Single Family | FALSE | FALSE |  |  |  | 10193.2664 | 9173.9398 | Single Family_FALSE | Single Family_FALSE | Single Family_ | Single Family_ | Single Family_ | unknown | unknownSingle Family_ | unknownSingle Family_FALSE
Water_00000411 | SITE_00348 | Room_00001160 | Bathroom_6 | Bathroom | Shower / Bathtub combo with diverter valve | 2 |  | 2 |  | Unknown | Primary | A few times per year | Couldn't measure. Not really used | Unknown |  | N/A |  | N/A | ID | Single Family | Shower | 868 | 4610.02 | Single Family | TRUE | TRUE | TRUE | FALSE | FALSE | 9220.04 | 0 | Single Family_TRUE | Single Family_TRUE | Single Family_TRUE | Single Family_FALSE | Single Family_FALSE | unknown | unknownSingle Family_FALSE | unknownSingle Family_TRUE
Water_00000412 | SITE_00348 | Room_00001160 | Bathroom_6 | Bathroom | Bathroom Faucet | 1.5 |  | 1.5 | 1.5 |  | N/A | N/A | N/A | Unknown |  | N/A |  | N/A | ID | Single Family | Bathroom Faucet | 868 | 4610.02 | Single Family | FALSE | FALSE |  |  |  | 6915.03 | 0 | Single Family_FALSE | Single Family_FALSE | Single Family_ | Single Family_ | Single Family_ | unknown | unknownSingle Family_ | unknownSingle Family_FALSE
Water_00000413 | SITE_00349 | Room_00001168 | Bathroom_1 | Bathroom | Bathroom Faucet | 2.2 | 1.8578 | 2.2 | 2.1 |  | N/A | N/A | N/A | Bag | 0.796 |  | 1.672 |  | ID | Single Family | Bathroom Faucet | 869 | 4610.02 | Single Family | FALSE | FALSE |  |  |  | 10142.044 | 7707.9534 | Single Family_FALSE | Single Family_FALSE | Single Family_ | Single Family_ | Single Family_ | unknown | unknownSingle Family_ | unknownSingle Family_FALSE
Water_00000414 | SITE_00349 | Room_00001168 | Bathroom_1 | Bathroom | Bathroom Faucet | 2.2 | 1.7689 | 2.2 | 2 |  | N/A | N/A | N/A | Bag | 0.796 |  | 1.592 |  | ID | Single Family | Bathroom Faucet | 869 | 4610.02 | Single Family | FALSE | FALSE |  |  |  | 10142.044 | 7339.1518 | Single Family_FALSE | Single Family_FALSE | Single Family_ | Single Family_ | Single Family_ | unknown | unknownSingle Family_ | unknownSingle Family_FALSE
Water_00000415 | SITE_00349 | Room_00001168 | Bathroom_1 | Bathroom | Shower | unknown |  |  |  | Unknown | All used about the same | Daily / Almost Daily | Wet floor, | Unknown |  | N/A |  | N/A | ID | Single Family | Shower | 869 | 4610.02 | Single Family | TRUE | FALSE | FALSE | FALSE | FALSE | 0 | 0 | Single Family_TRUE | Single Family_FALSE | Single Family_FALSE | Single Family_FALSE | Single Family_FALSE | unknown | unknownSingle Family_FALSE | unknownSingle Family_TRUE
Water_00000416 | SITE_00349 | Room_00001169 | Bathroom_2 | Bathroom | Bathroom Faucet | 1.7689 | 1.7689 |  | 2 |  | N/A | N/A | Too much buildup, tried scraping, too thick | Bag | 0.796 |  | 1.592 |  | ID | Single Family | Bathroom Faucet | 869 | 4610.02 | Single Family | FALSE | FALSE |  |  |  | 8154.6132 | 7339.1518 | Single Family_FALSE | Single Family_FALSE | Single Family_ | Single Family_ | Single Family_ | unknown | unknownSingle Family_ | unknownSingle Family_FALSE
Water_00000417 | SITE_00349 | Room_00001170 | Bathroom_3 | Bathroom | Shower / Bathtub combo with diverter valve | 2.5 |  | 2.5 | 2.5 |  | All used about the same | Daily / Almost Daily | N/A | Unknown |  | N/A |  | N/A | ID | Single Family | Shower | 869 | 4610.02 | Single Family | TRUE | TRUE | TRUE | FALSE | FALSE | 11525.05 | 0 | Single Family_TRUE | Single Family_TRUE | Single Family_TRUE | Single Family_FALSE | Single Family_FALSE | unknown | unknownSingle Family_FALSE | unknownSingle Family_TRUE
Water_00000418 | SITE_00349 | Room_00001170 | Bathroom_3 | Bathroom | Bathroom Faucet | 1.7689 | 1.7689 |  | 2 |  | N/A | N/A | No separate aerator | Bag | 0.796 |  | 1.592 |  | ID | Single Family | Bathroom Faucet | 869 | 4610.02 | Single Family | FALSE | FALSE |  |  |  | 8154.6132 | 7339.1518 | Single Family_FALSE | Single Family_FALSE | Single Family_ | Single Family_ | Single Family_ | unknown | unknownSingle Family_ | unknownSingle Family_FALSE
Water_00000419 | SITE_00349 | Room_00001171 | Bathroom_4 | Bathroom | Bathroom Faucet | 1.9456 | 1.9456 |  | 2.2 |  | N/A | N/A | No separate aerator | Bag | 0.796 |  | 1.751 |  | ID | Single Family | Bathroom Faucet | 869 | 4610.02 | Single Family | FALSE | FALSE |  |  |  | 8969.05 | 8072.145 | Single Family_FALSE | Single Family_FALSE | Single Family_ | Single Family_ | Single Family_ | unknown | unknownSingle Family_ | unknownSingle Family_FALSE
Water_00000420 | SITE_00349 | Room_00001171 | Bathroom_4 | Bathroom | Shower | unknown |  |  | 2 |  | Primary | Daily / Almost Daily | No writing | Unknown |  | N/A |  | N/A | ID | Single Family | Shower | 869 | 4610.02 | Single Family | TRUE | FALSE | FALSE | FALSE | FALSE | 0 | 0 | Single Family_TRUE | Single Family_FALSE | Single Family_FALSE | Single Family_FALSE | Single Family_FALSE | unknown | unknownSingle Family_FALSE | unknownSingle Family_TRUE
Water_00000421 | SITE_00349 | Room_00001190 | Kitchen_1 | Kitchen | Bathroom Faucet | 2 | 1.68 | 2 | 1.9 |  | N/A | N/A | N/A | Bag | 0.796 |  | 1.512 |  | ID | Single Family | Bathroom Faucet | 869 | 4610.02 | Single Family | FALSE | FALSE |  |  |  | 9220.04 | 6970.3502 | Single Family_FALSE | Single Family_FALSE | Single Family_ | Single Family_ | Single Family_ | unknown | unknownSingle Family_ | unknownSingle Family_FALSE
Water_00000422 | SITE_00350 | Room_00001206 | Kitchen_1 | Kitchen | Kitchen Faucet | 1.5 |  | 1.5 | 1.5 |  | N/A | N/A | N/A | Unknown |  | N/A |  | N/A | ID | Single Family | Kitchen Faucet | 870 | 4610.02 | Single Family | FALSE | FALSE |  |  |  | 6915.03 | 0 | Single Family_FALSE | Single Family_FALSE | Single Family_ | Single Family_ | Single Family_ | unknown | unknownSingle Family_ | unknownSingle Family_FALSE
Water_00000423 | SITE_00350 | Room_00001199 | Bedroom_1 | Bedroom | Bathroom Faucet | unknown |  |  | 1.5 |  | N/A | N/A | N/A | Unknown |  | N/A |  | N/A | ID | Single Family | Bathroom Faucet | 870 | 4610.02 | Single Family | FALSE | FALSE |  |  |  | 0 | 0 | Single Family_FALSE | Single Family_FALSE | Single Family_ | Single Family_ | Single Family_ | unknown | unknownSingle Family_ | unknownSingle Family_FALSE
Water_00000424 | SITE_00350 | Room_00001197 | Bathroom_1 | Bathroom | Bathtub | unknown |  |  |  | N/A | N/A | N/A | N/A | Unknown |  | N/A |  | N/A | ID | Single Family | Bathtub | 870 | 4610.02 | Single Family | FALSE | FALSE |  |  |  | 0 | 0 | Single Family_FALSE | Single Family_FALSE | Single Family_ | Single Family_ | Single Family_ | unknown | unknownSingle Family_ | unknownSingle Family_FALSE
Water_00000425 | SITE_00350 | Room_00001197 | Bathroom_1 | Bathroom | Shower | unknown |  |  | 3.5 |  | Primary | Daily / Almost Daily | N/A | Unknown |  | N/A |  | N/A | ID | Single Family | Shower | 870 | 4610.02 | Single Family | TRUE | FALSE | FALSE | FALSE | FALSE | 0 | 0 | Single Family_TRUE | Single Family_FALSE | Single Family_FALSE | Single Family_FALSE | Single Family_FALSE | unknown | unknownSingle Family_FALSE | unknownSingle Family_TRUE
Water_00000426 | SITE_00350 | Room_00001202 | Family Room_1 | Family Room | Kitchen Faucet | 2.2 |  | 2.2 | 1.7 |  | N/A | N/A | N/A | Unknown |  | N/A |  | N/A | ID | Single Family | Kitchen Faucet | 870 | 4610.02 | Single Family | FALSE | FALSE |  |  |  | 10142.044 | 0 | Single Family_FALSE | Single Family_FALSE | Single Family_ | Single Family_ | Single Family_ | unknown | unknownSingle Family_ | unknownSingle Family_FALSE
Water_00000427 | SITE_00350 | Room_00001207 | Laundry_1 | Laundry | Kitchen Faucet | unknown |  |  | 2.5 |  | N/A | N/A | N/A | Unknown |  | N/A |  | N/A | ID | Single Family | Kitchen Faucet | 870 | 4610.02 | Single Family | FALSE | FALSE |  |  |  | 0 | 0 | Single Family_FALSE | Single Family_FALSE | Single Family_ | Single Family_ | Single Family_ | unknown | unknownSingle Family_ | unknownSingle Family_FALSE
Water_00000428 | SITE_00350 | Room_00001198 | Bathroom_6 | Bathroom | Bathroom Faucet | 2.2111 | 2.2111 |  | 2.5 |  | N/A | N/A | N/A | Bag | 0.796 |  | 1.99 |  | ID | Single Family | Bathroom Faucet | 870 | 4610.02 | Single Family | FALSE | FALSE |  |  |  | 10193.2664 | 9173.9398 | Single Family_FALSE | Single Family_FALSE | Single Family_ | Single Family_ | Single Family_ | unknown | unknownSingle Family_ | unknownSingle Family_FALSE
Water_00000429 | SITE_00350 | Room_00001198 | Bathroom_6 | Bathroom | Shower / Bathtub combo with diverter valve | 1.8867 | 1.8867 |  | 2 |  | Secondary | A few times per month | N/A | Bag | 0.8492 |  | 1.698 |  | ID | Single Family | Shower | 870 | 4610.02 | Single Family | TRUE | TRUE | TRUE | TRUE | TRUE | 8697.5711 | 7827.814 | Single Family_TRUE | Single Family_TRUE | Single Family_TRUE | Single Family_TRUE | Single Family_TRUE | 2.0gpm | 2.0gpmSingle Family_TRUE | 2.0gpmSingle Family_TRUE
Water_00000430 | SITE_00350 | Room_00001198 | Bathroom_6 | Bathroom | Bathroom Faucet | 2.2111 | 2.2111 |  | 2.5 |  | N/A | N/A | N/A | Bag | 0.796 |  | 1.99 |  | ID | Single Family | Bathroom Faucet | 870 | 4610.02 | Single Family | FALSE | FALSE |  |  |  | 10193.2664 | 9173.9398 | Single Family_FALSE | Single Family_FALSE | Single Family_ | Single Family_ | Single Family_ | unknown | unknownSingle Family_ | unknownSingle Family_FALSE
Water_00000431 | SITE_00351 | Room_00001227 | Kitchen_1 | Kitchen | Kitchen Faucet | unknown |  |  | 2 |  | N/A | N/A | N/A | Unknown |  | N/A |  | N/A | ID | Single Family | Kitchen Faucet | 871 | 4610.02 | Single Family | FALSE | FALSE |  |  |  | 0 | 0 | Single Family_FALSE | Single Family_FALSE | Single Family_ | Single Family_ | Single Family_ | unknown | unknownSingle Family_ | unknownSingle Family_FALSE
Water_00000432 | SITE_00351 | Room_00001211 | Bathroom_1 | Bathroom | Bathroom Faucet | 2.2 |  | 2.2 | 2.2 |  | N/A | N/A | N/A | Unknown |  | N/A |  | N/A | ID | Single Family | Bathroom Faucet | 871 | 4610.02 | Single Family | FALSE | FALSE |  |  |  | 10142.044 | 0 | Single Family_FALSE | Single Family_FALSE | Single Family_ | Single Family_ | Single Family_ | unknown | unknownSingle Family_ | unknownSingle Family_FALSE
Water_00000433 | SITE_00351 | Room_00001211 | Bathroom_1 | Bathroom | Bathroom Faucet | 2.2 |  | 2.2 | 2.2 |  | N/A | N/A | N/A | Unknown |  | N/A |  | N/A | ID | Single Family | Bathroom Faucet | 871 | 4610.02 | Single Family | FALSE | FALSE |  |  |  | 10142.044 | 0 | Single Family_FALSE | Single Family_FALSE | Single Family_ | Single Family_ | Single Family_ | unknown | unknownSingle Family_ | unknownSingle Family_FALSE
Water_00000434 | SITE_00351 | Room_00001211 | Bathroom_1 | Bathroom | Shower / Bathtub combo with diverter valve | unknown |  |  | 3 |  | Secondary | A few times per year | N/A | Unknown |  | N/A |  | N/A | ID | Single Family | Shower | 871 | 4610.02 | Single Family | TRUE | TRUE | FALSE | FALSE | FALSE | 0 | 0 | Single Family_TRUE | Single Family_TRUE | Single Family_FALSE | Single Family_FALSE | Single Family_FALSE | unknown | unknownSingle Family_FALSE | unknownSingle Family_TRUE
Water_00000435 | SITE_00351 | Room_00001212 | Bathroom_2 | Bathroom | Bathroom Faucet | unknown |  |  | 1.9 |  | N/A | N/A | N/A | Unknown |  | N/A |  | N/A | ID | Single Family | Bathroom Faucet | 871 | 4610.02 | Single Family | FALSE | FALSE |  |  |  | 0 | 0 | Single Family_FALSE | Single Family_FALSE | Single Family_ | Single Family_ | Single Family_ | unknown | unknownSingle Family_ | unknownSingle Family_FALSE
Water_00000436 | SITE_00351 | Room_00001212 | Bathroom_2 | Bathroom | Bathroom Faucet | unknown |  |  | 1.6 |  | N/A | N/A | N/A | Unknown |  | N/A |  | N/A | ID | Single Family | Bathroom Faucet | 871 | 4610.02 | Single Family | FALSE | FALSE |  |  |  | 0 | 0 | Single Family_FALSE | Single Family_FALSE | Single Family_ | Single Family_ | Single Family_ | unknown | unknownSingle Family_ | unknownSingle Family_FALSE
Water_00000437 | SITE_00351 | Room_00001212 | Bathroom_2 | Bathroom | Shower | unknown |  |  | 3.2 |  | Primary | Daily / Almost Daily | N/A | Unknown |  | N/A |  | N/A | ID | Single Family | Shower | 871 | 4610.02 | Single Family | TRUE | FALSE | FALSE | FALSE | FALSE | 0 | 0 | Single Family_TRUE | Single Family_FALSE | Single Family_FALSE | Single Family_FALSE | Single Family_FALSE | unknown | unknownSingle Family_FALSE | unknownSingle Family_TRUE
Water_00000438 | SITE_00351 | Room_00001213 | Bathroom_3 | Bathroom | Bathroom Faucet | 2.2 |  | 2.2 | 2.3 |  | N/A | N/A | N/A | Unknown |  | N/A |  | N/A | ID | Single Family | Bathroom Faucet | 871 | 4610.02 | Single Family | FALSE | FALSE |  |  |  | 10142.044 | 0 | Single Family_FALSE | Single Family_FALSE | Single Family_ | Single Family_ | Single Family_ | unknown | unknownSingle Family_ | unknownSingle Family_FALSE
Water_00000439 | SITE_00352 | Room_00001243 | Kitchen_1 | Kitchen | Kitchen Faucet | 1.8 | 2.2111 | 1.8 | 2.5 |  | N/A | N/A | N/A | Bag | 0.796 |  | 1.99 |  | ID | Single Family | Kitchen Faucet | 872 | 4610.02 | Single Family | FALSE | FALSE |  |  |  | 8298.036 | 9173.9398 | Single Family_FALSE | Single Family_FALSE | Single Family_ | Single Family_ | Single Family_ | unknown | unknownSingle Family_ | unknownSingle Family_FALSE
Water_00000440 | SITE_00352 | Room_00001233 | Bathroom_1 | Bathroom | Bathroom Faucet | 1.68 | 1.68 |  | 1.9 |  | N/A | N/A | N/A | Bag | 0.796 |  | 1.512 |  | ID | Single Family | Bathroom Faucet | 872 | 4610.02 | Single Family | FALSE | FALSE |  |  |  | 7744.8336 | 6970.3502 | Single Family_FALSE | Single Family_FALSE | Single Family_ | Single Family_ | Single Family_ | unknown | unknownSingle Family_ | unknownSingle Family_FALSE
Water_00000441 | SITE_00352 | Room_00001233 | Bathroom_1 | Bathroom | Bathroom Faucet | 1.68 | 1.68 |  | 1.9 |  | N/A | N/A | N/A | Bag | 0.796 |  | 1.512 |  | ID | Single Family | Bathroom Faucet | 872 | 4610.02 | Single Family | FALSE | FALSE |  |  |  | 7744.8336 | 6970.3502 | Single Family_FALSE | Single Family_FALSE | Single Family_ | Single Family_ | Single Family_ | unknown | unknownSingle Family_ | unknownSingle Family_FALSE
Water_00000442 | SITE_00352 | Room_00001233 | Bathroom_1 | Bathroom | Shower | 2.8311 | 2.8311 |  | 3 |  | Secondary | A few times per week | Two showerheads in same shower, separate controls | Bag | 0.8492 |  | 2.548 |  | ID | Single Family | Shower | 872 | 4610.02 | Single Family | TRUE | FALSE | TRUE | TRUE | TRUE | 13051.4788 | 11746.331 | Single Family_TRUE | Single Family_FALSE | Single Family_TRUE | Single Family_TRUE | Single Family_TRUE | gt2.5gpm | gt2.5gpmSingle Family_TRUE | gt2.5gpmSingle Family_TRUE
Water_00000443 | SITE_00352 | Room_00001233 | Bathroom_1 | Bathroom | Shower | 2.3589 | 2.3589 |  | 2.5 |  | Secondary | A few times per week | Second showerhead | Bag | 0.8492 |  | 2.123 |  | ID | Single Family | Shower | 872 | 4610.02 | Single Family | TRUE | FALSE | TRUE | TRUE | TRUE | 10874.525 | 9787.0725 | Single Family_TRUE | Single Family_FALSE | Single Family_TRUE | Single Family_TRUE | Single Family_TRUE | 2.5gpm | 2.5gpmSingle Family_TRUE | 2.5gpmSingle Family_TRUE
Water_00000444 | SITE_00352 | Room_00001234 | Bathroom_2 | Bathroom | Bathroom Faucet | 2.2 | 2.6533 | 2.2 | 3 |  | N/A | N/A | N/A | Bag | 0.796 |  | 2.388 |  | ID | Single Family | Bathroom Faucet | 872 | 4610.02 | Single Family | FALSE | FALSE |  |  |  | 10142.044 | 11008.7278 | Single Family_FALSE | Single Family_FALSE | Single Family_ | Single Family_ | Single Family_ | unknown | unknownSingle Family_ | unknownSingle Family_FALSE
Water_00000445 | SITE_00352 | Room_00001234 | Bathroom_2 | Bathroom | Shower | 2.8311 | 2.8311 |  | 3 |  | Secondary | Daily / Almost Daily | N/A | Bag | 0.8492 |  | 2.548 |  | ID | Single Family | Shower | 872 | 4610.02 | Single Family | TRUE | FALSE | TRUE | TRUE | TRUE | 13051.4788 | 11746.331 | Single Family_TRUE | Single Family_FALSE | Single Family_TRUE | Single Family_TRUE | Single Family_TRUE | gt2.5gpm | gt2.5gpmSingle Family_TRUE | gt2.5gpmSingle Family_TRUE
Water_00000446 | SITE_00352 | Room_00001235 | Bathroom_3 | Bathroom | Bathroom Faucet | 2.2 | 2.3878 | 2.2 | 2.7 |  | N/A | N/A | N/A | Bag | 0.796 |  | 2.149 |  | ID | Single Family | Bathroom Faucet | 872 | 4610.02 | Single Family | FALSE | FALSE |  |  |  | 10142.044 | 9906.933 | Single Family_FALSE | Single Family_FALSE | Single Family_ | Single Family_ | Single Family_ | unknown | unknownSingle Family_ | unknownSingle Family_FALSE
Water_00000447 | SITE_00352 | Room_00001235 | Bathroom_3 | Bathroom | Shower / Bathtub combo with diverter valve | 3.5856 | 3.5856 |  | 3.8 |  | Primary | Daily / Almost Daily | N/A | Bag | 0.8492 |  | 3.227 |  | ID | Single Family | Shower | 872 | 4610.02 | Single Family | TRUE | TRUE | TRUE | TRUE | TRUE | 16529.4828 | 14876.5345 | Single Family_TRUE | Single Family_TRUE | Single Family_TRUE | Single Family_TRUE | Single Family_TRUE | gt2.5gpm | gt2.5gpmSingle Family_TRUE | gt2.5gpmSingle Family_TRUE
Water_00000448 | SITE_00353 | Room_00001250 | Bathroom_2 | Bathroom | Bathroom Faucet | 3.0956 | 3.0956 |  | 3.5 |  | N/A | N/A | N/A | Bag | 0.796 |  | 2.786 |  | ID | Single Family | Bathroom Faucet | 873 | 4610.02 | Single Family | FALSE | FALSE |  |  |  | 14270.573 | 12843.5157 | Single Family_FALSE | Single Family_FALSE | Single Family_ | Single Family_ | Single Family_ | unknown | unknownSingle Family_ | unknownSingle Family_FALSE
Water_00000449 | SITE_00353 | Room_00001249 | Bathroom_1 | Bathroom | Bathroom Faucet | 2.6533 | 2.6533 |  | 3 |  | N/A | N/A | N/A | Bag | 0.796 |  | 2.388 |  | ID | Single Family | Bathroom Faucet | 873 | 4610.02 | Single Family | FALSE | FALSE |  |  |  | 12231.9197 | 11008.7278 | Single Family_FALSE | Single Family_FALSE | Single Family_ | Single Family_ | Single Family_ | unknown | unknownSingle Family_ | unknownSingle Family_FALSE
Water_00000450 | SITE_00353 | Room_00001249 | Bathroom_1 | Bathroom | Shower | 2.5 | 3.3022 | 2.5 | 3.5 |  | Primary | Daily / Almost Daily | N/A | Bag | 0.8492 |  | 2.972 |  | ID | Single Family | Shower | 873 | 4610.02 | Single Family | TRUE | FALSE | TRUE | TRUE | TRUE | 11525.05 | 13700.9794 | Single Family_TRUE | Single Family_FALSE | Single Family_TRUE | Single Family_TRUE | Single Family_TRUE | 2.5gpm | 2.5gpmSingle Family_TRUE | 2.5gpmSingle Family_TRUE
Water_00000451 | SITE_00353 | Room_00001258 | Kitchen_1 | Kitchen | Kitchen Faucet | 2.2 | 2.1222 | 2.2 | 2.4 |  | N/A | N/A | N/A | Bag | 0.796 |  | 1.91 |  | ID | Single Family | Kitchen Faucet | 873 | 4610.02 | Single Family | FALSE | FALSE |  |  |  | 10142.044 | 8805.1382 | Single Family_FALSE | Single Family_FALSE | Single Family_ | Single Family_ | Single Family_ | unknown | unknownSingle Family_ | unknownSingle Family_FALSE
Water_00000452 | SITE_00354 | Room_00001275 | Kitchen_1 | Kitchen | Kitchen Faucet | unknown |  |  | 2 |  | N/A | N/A | N/A | Unknown |  | N/A |  | N/A | ID | Single Family | Kitchen Faucet | 874 | 4610.02 | Single Family | FALSE | FALSE |  |  |  | 0 | 0 | Single Family_FALSE | Single Family_FALSE | Single Family_ | Single Family_ | Single Family_ | unknown | unknownSingle Family_ | unknownSingle Family_FALSE
Water_00000453 | SITE_00354 | Room_00001275 | Kitchen_1 | Kitchen | Kitchen Faucet | unknown |  |  | 4.2 |  | N/A | N/A | N/A | Unknown |  | N/A |  | N/A | ID | Single Family | Kitchen Faucet | 874 | 4610.02 | Single Family | FALSE | FALSE |  |  |  | 0 | 0 | Single Family_FALSE | Single Family_FALSE | Single Family_ | Single Family_ | Single Family_ | unknown | unknownSingle Family_ | unknownSingle Family_FALSE
Water_00000454 | SITE_00354 | Room_00001265 | Bathroom_1 | Bathroom | Bathroom Faucet | unknown |  |  | 2 |  | N/A | N/A | N/A | Unknown |  | N/A |  | N/A | ID | Single Family | Bathroom Faucet | 874 | 4610.02 | Single Family | FALSE | FALSE |  |  |  | 0 | 0 | Single Family_FALSE | Single Family_FALSE | Single Family_ | Single Family_ | Single Family_ | unknown | unknownSingle Family_ | unknownSingle Family_FALSE
Water_00000455 | SITE_00354 | Room_00001265 | Bathroom_1 | Bathroom | Shower / Bathtub combo with diverter valve | unknown |  |  | 4.5 |  | Secondary | A few times per month | N/A | Unknown |  | N/A |  | N/A | ID | Single Family | Shower | 874 | 4610.02 | Single Family | TRUE | TRUE | FALSE | FALSE | FALSE | 0 | 0 | Single Family_TRUE | Single Family_TRUE | Single Family_FALSE | Single Family_FALSE | Single Family_FALSE | unknown | unknownSingle Family_FALSE | unknownSingle Family_TRUE
Water_00000456 | SITE_00354 | Room_00001266 | Bathroom_2 | Bathroom | Bathroom Faucet | 2.2 |  | 2.2 | 2.25 |  | N/A | N/A | N/A | Unknown |  | N/A |  | N/A | ID | Single Family | Bathroom Faucet | 874 | 4610.02 | Single Family | FALSE | FALSE |  |  |  | 10142.044 | 0 | Single Family_FALSE | Single Family_FALSE | Single Family_ | Single Family_ | Single Family_ | unknown | unknownSingle Family_ | unknownSingle Family_FALSE
Water_00000457 | SITE_00354 | Room_00001266 | Bathroom_2 | Bathroom | Bathroom Faucet | 2.2 |  | 2.2 | 2 |  | N/A | N/A | N/A | Unknown |  | N/A |  | N/A | ID | Single Family | Bathroom Faucet | 874 | 4610.02 | Single Family | FALSE | FALSE |  |  |  | 10142.044 | 0 | Single Family_FALSE | Single Family_FALSE | Single Family_ | Single Family_ | Single Family_ | unknown | unknownSingle Family_ | unknownSingle Family_FALSE
Water_00000458 | SITE_00354 | Room_00001266 | Bathroom_2 | Bathroom | Shower | unknown |  |  | 3 |  | Primary | Daily / Almost Daily | N/A | Unknown |  | N/A |  | N/A | ID | Single Family | Shower | 874 | 4610.02 | Single Family | TRUE | FALSE | FALSE | FALSE | FALSE | 0 | 0 | Single Family_TRUE | Single Family_FALSE | Single Family_FALSE | Single Family_FALSE | Single Family_FALSE | unknown | unknownSingle Family_FALSE | unknownSingle Family_TRUE
Water_00000459 | SITE_00355 | Room_00001281 | Bathroom_1 | Bathroom | Shower / Bathtub combo with diverter valve | 3.7744 | 3.7744 |  | 4 |  | Primary | Daily / Almost Daily | N/A | Bag | 0.8492 |  | 3.397 |  | ID | Single Family | Shower | 875 | 4610.02 | Single Family | TRUE | TRUE | TRUE | TRUE | TRUE | 17400.2644 | 15660.2379 | Single Family_TRUE | Single Family_TRUE | Single Family_TRUE | Single Family_TRUE | Single Family_TRUE | gt2.5gpm | gt2.5gpmSingle Family_TRUE | gt2.5gpmSingle Family_TRUE
Water_00000460 | SITE_00355 | Room_00001287 | Kitchen_1 | Kitchen | Kitchen Faucet | 1.5 | 1.5033 | 1.5 | 1.7 |  | N/A | N/A | N/A | Bag | 0.796 |  | 1.353 |  | ID | Single Family | Kitchen Faucet | 875 | 4610.02 | Single Family | FALSE | FALSE |  |  |  | 6915.03 | 6237.3571 | Single Family_FALSE | Single Family_FALSE | Single Family_ | Single Family_ | Single Family_ | unknown | unknownSingle Family_ | unknownSingle Family_FALSE
Water_00000461 | SITE_00356 | Room_00001294 | Bathroom_1 | Bathroom | Bathroom Faucet | 0.88444 | 0.88444 |  | 1 |  | N/A | N/A | N/A | Bag | 0.796 |  | 0.796 |  | ID | Single Family | Bathroom Faucet | 876 | 4610.02 | Single Family | FALSE | FALSE |  |  |  | 4077.3066 | 3669.5759 | Single Family_FALSE | Single Family_FALSE | Single Family_ | Single Family_ | Single Family_ | unknown | unknownSingle Family_ | unknownSingle Family_FALSE
Water_00000462 | SITE_00356 | Room_00001294 | Bathroom_1 | Bathroom | Shower / Bathtub combo with diverter valve | 2.5 | 3.4911 | 2.5 | 3.7 |  | Primary | Daily / Almost Daily | N/A | Bag | 0.8492 |  | 3.142 |  | ID | Single Family | Shower | 876 | 4610.02 | Single Family | TRUE | TRUE | TRUE | TRUE | TRUE | 11525.05 | 14484.6828 | Single Family_TRUE | Single Family_TRUE | Single Family_TRUE | Single Family_TRUE | Single Family_TRUE | 2.5gpm | 2.5gpmSingle Family_TRUE | 2.5gpmSingle Family_TRUE
Water_00000463 | SITE_00356 | Room_00001301 | Kitchen_1 | Kitchen | Kitchen Faucet | 2.2 | 1.7689 | 2.2 | 2 |  | N/A | N/A | N/A | Bag | 0.796 |  | 1.592 |  | ID | Single Family | Kitchen Faucet | 876 | 4610.02 | Single Family | FALSE | FALSE |  |  |  | 10142.044 | 7339.1518 | Single Family_FALSE | Single Family_FALSE | Single Family_ | Single Family_ | Single Family_ | unknown | unknownSingle Family_ | unknownSingle Family_FALSE
Water_00000464 | SITE_00357 | Room_00001312 | Kitchen_1 | Kitchen | Kitchen Faucet | 1.5 | 1.0611 | 1.5 | 1.2 |  | N/A | N/A | N/A | Bag | 0.796 |  | 0.955 |  | ID | Single Family | Kitchen Faucet | 877 | 4610.02 | Single Family | FALSE | FALSE |  |  |  | 6915.03 | 4402.5691 | Single Family_FALSE | Single Family_FALSE | Single Family_ | Single Family_ | Single Family_ | unknown | unknownSingle Family_ | unknownSingle Family_FALSE
Water_00000465 | SITE_00357 | Room_00001306 | Bathroom_1 | Bathroom | Bathroom Faucet | 1 | 0.44222 | 1 | 0.5 |  | N/A | N/A | N/A | Bag | 0.796 |  | 0.398 |  | ID | Single Family | Bathroom Faucet | 877 | 4610.02 | Single Family | FALSE | FALSE |  |  |  | 4610.02 | 1834.788 | Single Family_FALSE | Single Family_FALSE | Single Family_ | Single Family_ | Single Family_ | unknown | unknownSingle Family_ | unknownSingle Family_FALSE
Water_00000466 | SITE_00357 | Room_00001306 | Bathroom_1 | Bathroom | Shower / Bathtub combo with diverter valve | 1.4156 | 1.4156 |  | 1.5 |  | Primary | Daily / Almost Daily | N/A | Bag | 0.8492 |  | 1.274 |  | ID | Single Family | Shower | 877 | 4610.02 | Single Family | TRUE | TRUE | TRUE | TRUE | TRUE | 6525.7394 | 5873.1655 | Single Family_TRUE | Single Family_TRUE | Single Family_TRUE | Single Family_TRUE | Single Family_TRUE | <1.5gpm | <1.5gpmSingle Family_TRUE | <1.5gpmSingle Family_TRUE
Water_00000467 | SITE_00358 | Room_00001327 | Kitchen_1 | Kitchen | Bathroom Faucet | 1.8 | 1.7689 | 1.8 | 2 |  | N/A | N/A | N/A | Bag | 0.796 |  | 1.592 |  | ID | Single Family | Bathroom Faucet | 878 | 4610.02 | Single Family | FALSE | FALSE |  |  |  | 8298.036 | 7339.1518 | Single Family_FALSE | Single Family_FALSE | Single Family_ | Single Family_ | Single Family_ | unknown | unknownSingle Family_ | unknownSingle Family_FALSE
Water_00000468 | SITE_00358 | Room_00001316 | Bathroom_1 | Bathroom | Bathroom Faucet | 2 | 2.4767 | 2 | 2.8 |  | N/A | N/A | N/A | Bag | 0.796 |  | 2.229 |  | ID | Single Family | Bathroom Faucet | 878 | 4610.02 | Single Family | FALSE | FALSE |  |  |  | 9220.04 | 10275.7346 | Single Family_FALSE | Single Family_FALSE | Single Family_ | Single Family_ | Single Family_ | unknown | unknownSingle Family_ | unknownSingle Family_FALSE
Water_00000469 | SITE_00358 | Room_00001316 | Bathroom_1 | Bathroom | Shower / Bathtub combo with diverter valve | unknown |  |  | 2.7 |  | Primary | Daily / Almost Daily | N/A | Unknown |  | N/A |  | N/A | ID | Single Family | Shower | 878 | 4610.02 | Single Family | TRUE | TRUE | FALSE | FALSE | FALSE | 0 | 0 | Single Family_TRUE | Single Family_TRUE | Single Family_FALSE | Single Family_FALSE | Single Family_FALSE | unknown | unknownSingle Family_FALSE | unknownSingle Family_TRUE
Water_00000470 | SITE_00358 | Room_00001317 | Bathroom_2 | Bathroom | Bathroom Faucet | 2.2 | 1.7689 | 2.2 | 2 |  | N/A | N/A | N/A | Bag | 0.796 |  | 1.592 |  | ID | Single Family | Bathroom Faucet | 878 | 4610.02 | Single Family | FALSE | FALSE |  |  |  | 10142.044 | 7339.1518 | Single Family_FALSE | Single Family_FALSE | Single Family_ | Single Family_ | Single Family_ | unknown | unknownSingle Family_ | unknownSingle Family_FALSE
Water_00000471 | SITE_00358 | Room_00001317 | Bathroom_2 | Bathroom | Shower / Bathtub combo with diverter valve | 2 |  | 2 | 1.9 |  | Secondary | Daily / Almost Daily | N/A | Unknown |  | N/A |  | N/A | ID | Single Family | Shower | 878 | 4610.02 | Single Family | TRUE | TRUE | TRUE | FALSE | FALSE | 9220.04 | 0 | Single Family_TRUE | Single Family_TRUE | Single Family_TRUE | Single Family_FALSE | Single Family_FALSE | unknown | unknownSingle Family_FALSE | unknownSingle Family_TRUE
Water_00000472 | SITE_00359 | Room_00001344 | Kitchen_1 | Kitchen | Kitchen Faucet | 2.2 | 1.7689 | 2.2 | 2 |  | N/A | N/A | N/A | Bag | 0.796 |  | 1.592 |  | ID | Single Family | Kitchen Faucet | 879 | 4610.02 | Single Family | FALSE | FALSE |  |  |  | 10142.044 | 7339.1518 | Single Family_FALSE | Single Family_FALSE | Single Family_ | Single Family_ | Single Family_ | unknown | unknownSingle Family_ | unknownSingle Family_FALSE
Water_00000473 | SITE_00359 | Room_00001333 | Bathroom_1 | Bathroom | Bathroom Faucet | 1.4156 | 1.4156 |  | 1.6 |  | N/A | N/A | N/A | Bag | 0.796 |  | 1.274 |  | ID | Single Family | Bathroom Faucet | 879 | 4610.02 | Single Family | FALSE | FALSE |  |  |  | 6525.7394 | 5873.1655 | Single Family_FALSE | Single Family_FALSE | Single Family_ | Single Family_ | Single Family_ | unknown | unknownSingle Family_ | unknownSingle Family_FALSE
Water_00000474 | SITE_00359 | Room_00001333 | Bathroom_1 | Bathroom | Shower | 1.7922 | 1.7922 |  | 1.9 |  | Primary | Daily / Almost Daily | N/A | Bag | 0.8492 |  | 1.613 |  | ID | Single Family | Shower | 879 | 4610.02 | Single Family | TRUE | FALSE | TRUE | TRUE | TRUE | 8262.1803 | 7435.9623 | Single Family_TRUE | Single Family_FALSE | Single Family_TRUE | Single Family_TRUE | Single Family_TRUE | 1.8gpm | 1.8gpmSingle Family_TRUE | 1.8gpmSingle Family_TRUE
Water_00000475 | SITE_00359 | Room_00001334 | Bathroom_2 | Bathroom | Bathroom Faucet | 2.2111 | 2.2111 |  | 2.5 |  | N/A | N/A | N/A | Bag | 0.796 |  | 1.99 |  | ID | Single Family | Bathroom Faucet | 879 | 4610.02 | Single Family | FALSE | FALSE |  |  |  | 10193.2664 | 9173.9398 | Single Family_FALSE | Single Family_FALSE | Single Family_ | Single Family_ | Single Family_ | unknown | unknownSingle Family_ | unknownSingle Family_FALSE
Water_00000476 | SITE_00359 | Room_00001334 | Bathroom_2 | Bathroom | Shower / Bathtub combo with diverter valve | 1.8867 | 1.8867 |  | 2 |  | Never / rarely used | A few times per week | N/A | Bag | 0.8492 |  | 1.698 |  | ID | Single Family | Shower | 879 | 4610.02 | Single Family | TRUE | TRUE | TRUE | TRUE | TRUE | 8697.5711 | 7827.814 | Single Family_TRUE | Single Family_TRUE | Single Family_TRUE | Single Family_TRUE | Single Family_TRUE | 2.0gpm | 2.0gpmSingle Family_TRUE | 2.0gpmSingle Family_TRUE
Water_00000477 | SITE_00359 | Room_00001335 | Bathroom_3 | Bathroom | Shower / Bathtub combo with diverter valve | 2.0756 | 2.0756 |  | 2.2 |  | Secondary | Daily / Almost Daily | N/A | Bag | 0.8492 |  | 1.868 |  | ID | Single Family | Shower | 879 | 4610.02 | Single Family | TRUE | TRUE | TRUE | TRUE | TRUE | 9568.3526 | 8611.5174 | Single Family_TRUE | Single Family_TRUE | Single Family_TRUE | Single Family_TRUE | Single Family_TRUE | 2.5gpm | 2.5gpmSingle Family_TRUE | 2.5gpmSingle Family_TRUE
Water_00000478 | SITE_00359 | Room_00001335 | Bathroom_3 | Bathroom | Bathroom Faucet | 3.5378 | 3.5378 |  | 4 |  | N/A | N/A | N/A | Bag | 0.796 |  | 3.184 |  | ID | Single Family | Bathroom Faucet | 879 | 4610.02 | Single Family | FALSE | FALSE |  |  |  | 16309.2263 | 14678.3037 | Single Family_FALSE | Single Family_FALSE | Single Family_ | Single Family_ | Single Family_ | unknown | unknownSingle Family_ | unknownSingle Family_FALSE
Water_00000479 | SITE_00360 | Room_00001359 | Kitchen_1 | Kitchen | Kitchen Faucet | 1.8578 | 1.8578 |  | 2.1 |  | N/A | N/A | N/A | Bag | 0.796 |  | 1.672 |  | ID | Single Family | Kitchen Faucet | 880 | 4610.02 | Single Family | FALSE | FALSE |  |  |  | 8564.3927 | 7707.9534 | Single Family_FALSE | Single Family_FALSE | Single Family_ | Single Family_ | Single Family_ | unknown | unknownSingle Family_ | unknownSingle Family_FALSE
Water_00000480 | SITE_00360 | Room_00001349 | Bathroom_1 | Bathroom | Bathroom Faucet | 1.3267 | 1.3267 |  | 1.5 |  | N/A | N/A | N/A | Bag | 0.796 |  | 1.194 |  | ID | Single Family | Bathroom Faucet | 880 | 4610.02 | Single Family | FALSE | FALSE |  |  |  | 6115.9599 | 5504.3639 | Single Family_FALSE | Single Family_FALSE | Single Family_ | Single Family_ | Single Family_ | unknown | unknownSingle Family_ | unknownSingle Family_FALSE
Water_00000481 | SITE_00360 | Room_00001349 | Bathroom_1 | Bathroom | Shower | 2.17 | 2.17 |  | 2.3 |  | All used about the same | Daily / Almost Daily | N/A | Bag | 0.8492 |  | 1.953 |  | ID | Single Family | Shower | 880 | 4610.02 | Single Family | TRUE | FALSE | TRUE | TRUE | TRUE | 10003.7434 | 9003.3691 | Single Family_TRUE | Single Family_FALSE | Single Family_TRUE | Single Family_TRUE | Single Family_TRUE | 2.5gpm | 2.5gpmSingle Family_TRUE | 2.5gpmSingle Family_TRUE
Water_00000482 | SITE_00360 | Room_00001350 | Bathroom_2 | Bathroom | Bathroom Faucet | 2 | 2.3878 | 2 | 2.7 |  | N/A | N/A | N/A | Bag | 0.796 |  | 2.149 |  | ID | Single Family | Bathroom Faucet | 880 | 4610.02 | Single Family | FALSE | FALSE |  |  |  | 9220.04 | 9906.933 | Single Family_FALSE | Single Family_FALSE | Single Family_ | Single Family_ | Single Family_ | unknown | unknownSingle Family_ | unknownSingle Family_FALSE
Water_00000483 | SITE_00360 | Room_00001350 | Bathroom_2 | Bathroom | Shower / Bathtub combo with diverter valve | 2.4533 | 2.4533 |  | 2.6 |  | Primary | Daily / Almost Daily | N/A | Bag | 0.8492 |  | 2.208 |  | ID | Single Family | Shower | 880 | 4610.02 | Single Family | TRUE | TRUE | TRUE | TRUE | TRUE | 11309.9157 | 10178.9242 | Single Family_TRUE | Single Family_TRUE | Single Family_TRUE | Single Family_TRUE | Single Family_TRUE | 2.5gpm | 2.5gpmSingle Family_TRUE | 2.5gpmSingle Family_TRUE
Water_00000484 | SITE_00360 | Room_00001362 | Living Room_2 | Living Room | Kitchen Faucet | 1.3267 | 1.3267 |  | 1.5 |  | N/A | N/A | N/A | Bag | 0.796 |  | 1.194 |  | ID | Single Family | Kitchen Faucet | 880 | 4610.02 | Single Family | FALSE | FALSE |  |  |  | 6115.9599 | 5504.3639 | Single Family_FALSE | Single Family_FALSE | Single Family_ | Single Family_ | Single Family_ | unknown | unknownSingle Family_ | unknownSingle Family_FALSE
Water_00000485 | SITE_00360 | Room_00001351 | Bathroom_6 | Bathroom | Shower | unknown |  |  | 1.5 |  | All used about the same | Daily / Almost Daily | N/A | Unknown |  | N/A |  | N/A | ID | Single Family | Shower | 880 | 4610.02 | Single Family | TRUE | FALSE | FALSE | FALSE | FALSE | 0 | 0 | Single Family_TRUE | Single Family_FALSE | Single Family_FALSE | Single Family_FALSE | Single Family_FALSE | unknown | unknownSingle Family_FALSE | unknownSingle Family_TRUE
Water_00000486 | SITE_00360 | Room_00001351 | Bathroom_6 | Bathroom | Bathroom Faucet | 2.2 |  | 2.2 | 2.75 |  | N/A | N/A | N/A | Unknown |  | N/A |  | N/A | ID | Single Family | Bathroom Faucet | 880 | 4610.02 | Single Family | FALSE | FALSE |  |  |  | 10142.044 | 0 | Single Family_FALSE | Single Family_FALSE | Single Family_ | Single Family_ | Single Family_ | unknown | unknownSingle Family_ | unknownSingle Family_FALSE
Water_00000487 | SITE_00361 | Room_00001375 | Kitchen_1 | Kitchen | Kitchen Faucet | 2.2 | 2.2111 | 2.2 | 2.5 |  | N/A | N/A | N/A | Bag | 0.796 |  | 1.99 |  | ID | Single Family | Kitchen Faucet | 881 | 4610.02 | Single Family | FALSE | FALSE |  |  |  | 10142.044 | 9173.9398 | Single Family_FALSE | Single Family_FALSE | Single Family_ | Single Family_ | Single Family_ | unknown | unknownSingle Family_ | unknownSingle Family_FALSE
Water_00000488 | SITE_00361 | Room_00001367 | Bathroom_1 | Bathroom | Bathroom Faucet | 1.5 | 1.3267 | 1.5 | 1.5 |  | N/A | N/A | N/A | Bag | 0.796 |  | 1.194 |  | ID | Single Family | Bathroom Faucet | 881 | 4610.02 | Single Family | FALSE | FALSE |  |  |  | 6915.03 | 5504.3639 | Single Family_FALSE | Single Family_FALSE | Single Family_ | Single Family_ | Single Family_ | unknown | unknownSingle Family_ | unknownSingle Family_FALSE
Water_00000489 | SITE_00361 | Room_00001367 | Bathroom_1 | Bathroom | Shower / Bathtub combo with diverter valve | 1.8867 | 1.8867 |  | 2 |  | Primary | Daily / Almost Daily | N/A | Bag | 0.8492 |  | 1.698 |  | ID | Single Family | Shower | 881 | 4610.02 | Single Family | TRUE | TRUE | TRUE | TRUE | TRUE | 8697.5711 | 7827.814 | Single Family_TRUE | Single Family_TRUE | Single Family_TRUE | Single Family_TRUE | Single Family_TRUE | 2.0gpm | 2.0gpmSingle Family_TRUE | 2.0gpmSingle Family_TRUE
Water_00000490 | SITE_00361 | Room_00001368 | Bathroom_2 | Bathroom | Shower / Bathtub combo with diverter valve | 1.8867 | 1.8867 |  | 2 |  | Secondary | Daily / Almost Daily | N/A | Bag | 0.8492 |  | 1.698 |  | ID | Single Family | Shower | 881 | 4610.02 | Single Family | TRUE | TRUE | TRUE | TRUE | TRUE | 8697.5711 | 7827.814 | Single Family_TRUE | Single Family_TRUE | Single Family_TRUE | Single Family_TRUE | Single Family_TRUE | 2.0gpm | 2.0gpmSingle Family_TRUE | 2.0gpmSingle Family_TRUE
Water_00000491 | SITE_00361 | Room_00001368 | Bathroom_2 | Bathroom | Bathroom Faucet | 1.5 | 1.3267 | 1.5 | 1.5 |  | N/A | N/A | N/A | Bag | 0.796 |  | 1.194 |  | ID | Single Family | Bathroom Faucet | 881 | 4610.02 | Single Family | FALSE | FALSE |  |  |  | 6915.03 | 5504.3639 | Single Family_FALSE | Single Family_FALSE | Single Family_ | Single Family_ | Single Family_ | unknown | unknownSingle Family_ | unknownSingle Family_FALSE
Water_00000492 | SITE_00362 | Room_00001390 | Kitchen_1 | Kitchen | Kitchen Faucet | 2.2 | 1.8578 | 2.2 | 2.1 |  | N/A | N/A | N/A | Bag | 0.796 |  | 1.672 |  | ID | Single Family | Kitchen Faucet | 882 | 4610.02 | Single Family | FALSE | FALSE |  |  |  | 10142.044 | 7707.9534 | Single Family_FALSE | Single Family_FALSE | Single Family_ | Single Family_ | Single Family_ | unknown | unknownSingle Family_ | unknownSingle Family_FALSE
Water_00000493 | SITE_00362 | Room_00001379 | Bathroom_1 | Bathroom | Bathtub | unknown |  |  |  | N/A | N/A | N/A | N/A | Unknown |  | N/A |  | N/A | ID | Single Family | Bathtub | 882 | 4610.02 | Single Family | FALSE | FALSE |  |  |  | 0 | 0 | Single Family_FALSE | Single Family_FALSE | Single Family_ | Single Family_ | Single Family_ | unknown | unknownSingle Family_ | unknownSingle Family_FALSE
Water_00000494 | SITE_00362 | Room_00001379 | Bathroom_1 | Bathroom | Bathroom Faucet | 2.7422 | 2.7422 |  | 3.1 |  | N/A | N/A | N/A | Bag | 0.796 |  | 2.468 |  | ID | Single Family | Bathroom Faucet | 882 | 4610.02 | Single Family | FALSE | FALSE |  |  |  | 12641.6993 | 11377.5294 | Single Family_FALSE | Single Family_FALSE | Single Family_ | Single Family_ | Single Family_ | unknown | unknownSingle Family_ | unknownSingle Family_FALSE
Water_00000495 | SITE_00362 | Room_00001379 | Bathroom_1 | Bathroom | Bathroom Faucet | 2.7422 | 2.7422 |  | 3.1 |  | N/A | N/A | N/A | Bag | 0.796 |  | 2.468 |  | ID | Single Family | Bathroom Faucet | 882 | 4610.02 | Single Family | FALSE | FALSE |  |  |  | 12641.6993 | 11377.5294 | Single Family_FALSE | Single Family_FALSE | Single Family_ | Single Family_ | Single Family_ | unknown | unknownSingle Family_ | unknownSingle Family_FALSE
Water_00000496 | SITE_00362 | Room_00001379 | Bathroom_1 | Bathroom | Shower | 3.0189 | 3.0189 |  | 3.2 |  | Primary | Daily / Almost Daily | N/A | Bag | 0.8492 |  | 2.717 |  | ID | Single Family | Shower | 882 | 4610.02 | Single Family | TRUE | FALSE | TRUE | TRUE | TRUE | 13917.1382 | 12525.4243 | Single Family_TRUE | Single Family_FALSE | Single Family_TRUE | Single Family_TRUE | Single Family_TRUE | gt2.5gpm | gt2.5gpmSingle Family_TRUE | gt2.5gpmSingle Family_TRUE
Water_00000497 | SITE_00362 | Room_00001380 | Bathroom_6 | Bathroom | Bathroom Faucet | 2.2111 | 2.2111 |  | 2.5 |  | N/A | N/A | N/A | Bag | 0.796 |  | 1.99 |  | ID | Single Family | Bathroom Faucet | 882 | 4610.02 | Single Family | FALSE | FALSE |  |  |  | 10193.2664 | 9173.9398 | Single Family_FALSE | Single Family_FALSE | Single Family_ | Single Family_ | Single Family_ | unknown | unknownSingle Family_ | unknownSingle Family_FALSE
Water_00000498 | SITE_00362 | Room_00001380 | Bathroom_6 | Bathroom | Shower / Bathtub combo with diverter valve | 2.8311 | 2.8311 |  | 3 |  | Never / rarely used | A few times per month | N/A | Bag | 0.8492 |  | 2.548 |  | ID | Single Family | Shower | 882 | 4610.02 | Single Family | TRUE | TRUE | TRUE | TRUE | TRUE | 13051.4788 | 11746.331 | Single Family_TRUE | Single Family_TRUE | Single Family_TRUE | Single Family_TRUE | Single Family_TRUE | gt2.5gpm | gt2.5gpmSingle Family_TRUE | gt2.5gpmSingle Family_TRUE
Water_00000499 | SITE_00362 | Room_00001380 | Bathroom_6 | Bathroom | Bathroom Faucet | 2.2111 | 2.2111 |  | 2.5 |  | N/A | N/A | N/A | Bag | 0.796 |  | 1.99 |  | ID | Single Family | Bathroom Faucet | 882 | 4610.02 | Single Family | FALSE | FALSE |  |  |  | 10193.2664 | 9173.9398 | Single Family_FALSE | Single Family_FALSE | Single Family_ | Single Family_ | Single Family_ | unknown | unknownSingle Family_ | unknownSingle Family_FALSE
Water_00000500 | SITE_00362 | Room_00001391 | Laundry_2 | Laundry | Kitchen Faucet | 4.4222 | 4.4222 |  | 5 |  | N/A | N/A | N/A | Bag | 0.796 |  | 3.98 |  | ID | Single Family | Kitchen Faucet | 882 | 4610.02 | Single Family | FALSE | FALSE |  |  |  | 20386.5329 | 18347.8796 | Single Family_FALSE | Single Family_FALSE | Single Family_ | Single Family_ | Single Family_ | unknown | unknownSingle Family_ | unknownSingle Family_FALSE
Water_00000501 | SITE_00363 | Room_00001406 | Kitchen_1 | Kitchen | Kitchen Faucet | 3.0956 | 3.0956 |  | 3.5 |  | N/A | N/A | N/A | Bag | 0.796 |  | 2.786 |  | ID | Single Family | Kitchen Faucet | 883 | 4610.02 | Single Family | FALSE | FALSE |  |  |  | 14270.573 | 12843.5157 | Single Family_FALSE | Single Family_FALSE | Single Family_ | Single Family_ | Single Family_ | unknown | unknownSingle Family_ | unknownSingle Family_FALSE
Water_00000502 | SITE_00363 | Room_00001396 | Bathroom_1 | Bathroom | Bathroom Faucet | unknown |  |  | 4 |  | N/A | N/A | N/A | Unknown |  | N/A |  | N/A | ID | Single Family | Bathroom Faucet | 883 | 4610.02 | Single Family | FALSE | FALSE |  |  |  | 0 | 0 | Single Family_FALSE | Single Family_FALSE | Single Family_ | Single Family_ | Single Family_ | unknown | unknownSingle Family_ | unknownSingle Family_FALSE
Water_00000503 | SITE_00363 | Room_00001396 | Bathroom_1 | Bathroom | Shower / Bathtub combo with diverter valve | 1.5 |  | 1.5 | 2 |  | Primary | Daily / Almost Daily | N/A | Unknown |  | N/A |  | N/A | ID | Single Family | Shower | 883 | 4610.02 | Single Family | TRUE | TRUE | TRUE | FALSE | FALSE | 6915.03 | 0 | Single Family_TRUE | Single Family_TRUE | Single Family_TRUE | Single Family_FALSE | Single Family_FALSE | unknown | unknownSingle Family_FALSE | unknownSingle Family_TRUE
Water_00000504 | SITE_00364 | Room_00001412 | Bathroom_1 | Bathroom | Bathroom Faucet | 2.2 | 2.3 | 2.2 | 2.6 |  | N/A | N/A | N/A | Bag | 0.796 |  | 2.07 |  | ID | Single Family | Bathroom Faucet | 884 | 4610.02 | Single Family | FALSE | FALSE |  |  |  | 10142.044 | 9542.7414 | Single Family_FALSE | Single Family_FALSE | Single Family_ | Single Family_ | Single Family_ | unknown | unknownSingle Family_ | unknownSingle Family_FALSE
Water_00000505 | SITE_00364 | Room_00001412 | Bathroom_1 | Bathroom | Shower / Bathtub combo with diverter valve | 2.5 | 2.3589 | 2.5 | 2.5 |  | Primary | Daily / Almost Daily | N/A | Bag | 0.8492 |  | 2.123 |  | ID | Single Family | Shower | 884 | 4610.02 | Single Family | TRUE | TRUE | TRUE | TRUE | TRUE | 11525.05 | 9787.0725 | Single Family_TRUE | Single Family_TRUE | Single Family_TRUE | Single Family_TRUE | Single Family_TRUE | 2.5gpm | 2.5gpmSingle Family_TRUE | 2.5gpmSingle Family_TRUE
Water_00000506 | SITE_00364 | Room_00001413 | Bathroom_2 | Bathroom | Bathroom Faucet | 2.2 | 2.6533 | 2.2 | 3 |  | N/A | N/A | N/A | Bag | 0.796 |  | 2.388 |  | ID | Single Family | Bathroom Faucet | 884 | 4610.02 | Single Family | FALSE | FALSE |  |  |  | 10142.044 | 11008.7278 | Single Family_FALSE | Single Family_FALSE | Single Family_ | Single Family_ | Single Family_ | unknown | unknownSingle Family_ | unknownSingle Family_FALSE
Water_00000507 | SITE_00364 | Room_00001413 | Bathroom_2 | Bathroom | Shower | 2.5 | 2.3589 | 2.5 | 2.5 |  | Secondary | Daily / Almost Daily | N/A | Bag | 0.8492 |  | 2.123 |  | ID | Single Family | Shower | 884 | 4610.02 | Single Family | TRUE | FALSE | TRUE | TRUE | TRUE | 11525.05 | 9787.0725 | Single Family_TRUE | Single Family_FALSE | Single Family_TRUE | Single Family_TRUE | Single Family_TRUE | 2.5gpm | 2.5gpmSingle Family_TRUE | 2.5gpmSingle Family_TRUE
Water_00000508 | SITE_00364 | Room_00001421 | Kitchen_1 | Kitchen | Kitchen Faucet | 1.4156 | 1.4156 |  | 1.6 |  | N/A | N/A | N/A | Bag | 0.796 |  | 1.274 |  | ID | Single Family | Kitchen Faucet | 884 | 4610.02 | Single Family | FALSE | FALSE |  |  |  | 6525.7394 | 5873.1655 | Single Family_FALSE | Single Family_FALSE | Single Family_ | Single Family_ | Single Family_ | unknown | unknownSingle Family_ | unknownSingle Family_FALSE
Water_00000509 | SITE_00365 | Room_00001436 | Kitchen_1 | Kitchen | Kitchen Faucet | 1.7689 | 1.7689 |  | 2 |  | N/A | N/A | N/A | Bag | 0.796 |  | 1.592 |  | ID | Single Family | Kitchen Faucet | 885 | 4610.02 | Single Family | FALSE | FALSE |  |  |  | 8154.6132 | 7339.1518 | Single Family_FALSE | Single Family_FALSE | Single Family_ | Single Family_ | Single Family_ | unknown | unknownSingle Family_ | unknownSingle Family_FALSE
Water_00000510 | SITE_00365 | Room_00001427 | Bathroom_1 | Bathroom | Bathroom Faucet | 1.99 | 1.99 |  | 2.25 |  | N/A | N/A | N/A | Bag | 0.796 |  | 1.791 |  | ID | Single Family | Bathroom Faucet | 885 | 4610.02 | Single Family | FALSE | FALSE |  |  |  | 9173.9398 | 8256.5458 | Single Family_FALSE | Single Family_FALSE | Single Family_ | Single Family_ | Single Family_ | unknown | unknownSingle Family_ | unknownSingle Family_FALSE
Water_00000511 | SITE_00365 | Room_00001427 | Bathroom_1 | Bathroom | Shower | 2.5 | 1.8867 | 2.5 | 2 |  | Primary | Daily / Almost Daily | N/A | Bag | 0.8492 |  | 1.698 |  | ID | Single Family | Shower | 885 | 4610.02 | Single Family | TRUE | FALSE | TRUE | TRUE | TRUE | 11525.05 | 7827.814 | Single Family_TRUE | Single Family_FALSE | Single Family_TRUE | Single Family_TRUE | Single Family_TRUE | 2.5gpm | 2.5gpmSingle Family_TRUE | 2.5gpmSingle Family_TRUE
Water_00000512 | SITE_00365 | Room_00001427 | Bathroom_1 | Bathroom | Bathtub | unknown |  |  |  | N/A | N/A | N/A | N/A | Unknown |  | N/A |  | N/A | ID | Single Family | Bathtub | 885 | 4610.02 | Single Family | FALSE | FALSE |  |  |  | 0 | 0 | Single Family_FALSE | Single Family_FALSE | Single Family_ | Single Family_ | Single Family_ | unknown | unknownSingle Family_ | unknownSingle Family_FALSE
Water_00000513 | SITE_00365 | Room_00001428 | Bathroom_2 | Bathroom | Bathroom Faucet | 1.7689 | 1.7689 |  | 2 |  | N/A | N/A | N/A | Bag | 0.796 |  | 1.592 |  | ID | Single Family | Bathroom Faucet | 885 | 4610.02 | Single Family | FALSE | FALSE |  |  |  | 8154.6132 | 7339.1518 | Single Family_FALSE | Single Family_FALSE | Single Family_ | Single Family_ | Single Family_ | unknown | unknownSingle Family_ | unknownSingle Family_FALSE
Water_00000514 | SITE_00365 | Room_00001428 | Bathroom_2 | Bathroom | Shower / Bathtub combo with diverter valve | 2.5 | 2.8311 | 2.5 | 3 |  | Secondary | A few times per week | N/A | Bag | 0.8492 |  | 2.548 |  | ID | Single Family | Shower | 885 | 4610.02 | Single Family | TRUE | TRUE | TRUE | TRUE | TRUE | 11525.05 | 11746.331 | Single Family_TRUE | Single Family_TRUE | Single Family_TRUE | Single Family_TRUE | Single Family_TRUE | 2.5gpm | 2.5gpmSingle Family_TRUE | 2.5gpmSingle Family_TRUE
Water_00000515 | SITE_00366 | Room_00001442 | Bathroom_1 | Bathroom | Bathroom Faucet | 2.2 | 1.4156 | 2.2 | 1.6 |  | N/A | N/A | N/A | Bag | 0.796 |  | 1.274 |  | ID | Single Family | Bathroom Faucet | 886 | 4610.02 | Single Family | FALSE | FALSE |  |  |  | 10142.044 | 5873.1655 | Single Family_FALSE | Single Family_FALSE | Single Family_ | Single Family_ | Single Family_ | unknown | unknownSingle Family_ | unknownSingle Family_FALSE
Water_00000516 | SITE_00366 | Room_00001442 | Bathroom_1 | Bathroom | Shower | 2.5 |  | 2.5 | 1.7 |  | All used about the same | Daily / Almost Daily | N/A | Unknown |  | N/A |  | N/A | ID | Single Family | Shower | 886 | 4610.02 | Single Family | TRUE | FALSE | TRUE | FALSE | FALSE | 11525.05 | 0 | Single Family_TRUE | Single Family_FALSE | Single Family_TRUE | Single Family_FALSE | Single Family_FALSE | unknown | unknownSingle Family_FALSE | unknownSingle Family_TRUE
Water_00000517 | SITE_00366 | Room_00001454 | Kitchen_1 | Kitchen | Kitchen Faucet | 2.2 | 2.0344 | 2.2 | 2.3 |  | N/A | N/A | N/A | Bag | 0.796 |  | 1.831 |  | ID | Single Family | Kitchen Faucet | 886 | 4610.02 | Single Family | FALSE | FALSE |  |  |  | 10142.044 | 8440.9466 | Single Family_FALSE | Single Family_FALSE | Single Family_ | Single Family_ | Single Family_ | unknown | unknownSingle Family_ | unknownSingle Family_FALSE
Water_00000518 | SITE_00366 | Room_00001443 | Bathroom_2 | Bathroom | Bathroom Faucet | 2.2 | 1.9456 | 2.2 | 2.2 |  | N/A | N/A | N/A | Bag | 0.796 |  | 1.751 |  | ID | Single Family | Bathroom Faucet | 886 | 4610.02 | Single Family | FALSE | FALSE |  |  |  | 10142.044 | 8072.145 | Single Family_FALSE | Single Family_FALSE | Single Family_ | Single Family_ | Single Family_ | unknown | unknownSingle Family_ | unknownSingle Family_FALSE
Water_00000519 | SITE_00366 | Room_00001443 | Bathroom_2 | Bathroom | Shower / Bathtub combo with diverter valve | 2.5 |  | 2.5 | 2.7 |  | All used about the same | Daily / Almost Daily | N/A | Unknown |  | N/A |  | N/A | ID | Single Family | Shower | 886 | 4610.02 | Single Family | TRUE | TRUE | TRUE | FALSE | FALSE | 11525.05 | 0 | Single Family_TRUE | Single Family_TRUE | Single Family_TRUE | Single Family_FALSE | Single Family_FALSE | unknown | unknownSingle Family_FALSE | unknownSingle Family_TRUE
Water_00000520 | SITE_00366 | Room_00001444 | Bathroom_3 | Bathroom | Bathroom Faucet | 2.2 | 2.3 | 2.2 | 2.6 |  | N/A | N/A | N/A | Bag | 0.796 |  | 2.07 |  | ID | Single Family | Bathroom Faucet | 886 | 4610.02 | Single Family | FALSE | FALSE |  |  |  | 10142.044 | 9542.7414 | Single Family_FALSE | Single Family_FALSE | Single Family_ | Single Family_ | Single Family_ | unknown | unknownSingle Family_ | unknownSingle Family_FALSE
Water_00000521 | SITE_00367 | Room_00001476 | Laundry_1 | Laundry | Kitchen Faucet | unknown |  |  |  | Unknown | N/A | N/A | N/A | Unknown |  | N/A |  | N/A | ID | Single Family | Kitchen Faucet | 887 | 4610.02 | Single Family | FALSE | FALSE |  |  |  | 0 | 0 | Single Family_FALSE | Single Family_FALSE | Single Family_ | Single Family_ | Single Family_ | unknown | unknownSingle Family_ | unknownSingle Family_FALSE
Water_00000522 | SITE_00367 | Room_00001461 | Bathroom_1 | Bathroom | Bathroom Faucet | unknown |  |  | 2.25 |  | N/A | N/A | N/A | Unknown |  | N/A |  | N/A | ID | Single Family | Bathroom Faucet | 887 | 4610.02 | Single Family | FALSE | FALSE |  |  |  | 0 | 0 | Single Family_FALSE | Single Family_FALSE | Single Family_ | Single Family_ | Single Family_ | unknown | unknownSingle Family_ | unknownSingle Family_FALSE
Water_00000523 | SITE_00367 | Room_00001461 | Bathroom_1 | Bathroom | Shower / Bathtub combo with diverter valve | unknown |  |  |  | Unknown | Secondary | A few times per year | Unknown | Unknown |  | N/A |  | N/A | ID | Single Family | Shower | 887 | 4610.02 | Single Family | TRUE | TRUE | FALSE | FALSE | FALSE | 0 | 0 | Single Family_TRUE | Single Family_TRUE | Single Family_FALSE | Single Family_FALSE | Single Family_FALSE | unknown | unknownSingle Family_FALSE | unknownSingle Family_TRUE
Water_00000524 | SITE_00367 | Room_00001475 | Kitchen_1 | Kitchen | Kitchen Faucet | unknown |  |  | 2 |  | N/A | N/A | N/A | Unknown |  | N/A |  | N/A | ID | Single Family | Kitchen Faucet | 887 | 4610.02 | Single Family | FALSE | FALSE |  |  |  | 0 | 0 | Single Family_FALSE | Single Family_FALSE | Single Family_ | Single Family_ | Single Family_ | unknown | unknownSingle Family_ | unknownSingle Family_FALSE
Water_00000525 | SITE_00367 | Room_00001463 | Bathroom_3 | Bathroom | Bathroom Faucet | unknown |  |  | 2.5 |  | N/A | N/A | N/A | Unknown |  | N/A |  | N/A | ID | Single Family | Bathroom Faucet | 887 | 4610.02 | Single Family | FALSE | FALSE |  |  |  | 0 | 0 | Single Family_FALSE | Single Family_FALSE | Single Family_ | Single Family_ | Single Family_ | unknown | unknownSingle Family_ | unknownSingle Family_FALSE
Water_00000526 | SITE_00367 | Room_00001463 | Bathroom_3 | Bathroom | Bathroom Faucet | unknown |  |  | 2.5 |  | N/A | N/A | N/A | Unknown |  | N/A |  | N/A | ID | Single Family | Bathroom Faucet | 887 | 4610.02 | Single Family | FALSE | FALSE |  |  |  | 0 | 0 | Single Family_FALSE | Single Family_FALSE | Single Family_ | Single Family_ | Single Family_ | unknown | unknownSingle Family_ | unknownSingle Family_FALSE
Water_00000527 | SITE_00367 | Room_00001463 | Bathroom_3 | Bathroom | Shower | unknown |  |  | 2 |  | Primary | Daily / Almost Daily | N/A | Unknown |  | N/A |  | N/A | ID | Single Family | Shower | 887 | 4610.02 | Single Family | TRUE | FALSE | FALSE | FALSE | FALSE | 0 | 0 | Single Family_TRUE | Single Family_FALSE | Single Family_FALSE | Single Family_FALSE | Single Family_FALSE | unknown | unknownSingle Family_FALSE | unknownSingle Family_TRUE
Water_00000528 | SITE_00368 | Room_00001481 | Bathroom_1 | Bathroom | Bathroom Faucet | 2 | 1.3267 | 2 | 1.5 |  | N/A | N/A | N/A | Bag | 0.796 |  | 1.194 |  | ID | Single Family | Bathroom Faucet | 888 | 4610.02 | Single Family | FALSE | FALSE |  |  |  | 9220.04 | 5504.3639 | Single Family_FALSE | Single Family_FALSE | Single Family_ | Single Family_ | Single Family_ | unknown | unknownSingle Family_ | unknownSingle Family_FALSE
Water_00000529 | SITE_00368 | Room_00001481 | Bathroom_1 | Bathroom | Shower / Bathtub combo with diverter valve | 2.5 |  | 2.5 | 1.5 |  | Secondary | A few times per year | N/A | Unknown |  | N/A |  | N/A | ID | Single Family | Shower | 888 | 4610.02 | Single Family | TRUE | TRUE | TRUE | FALSE | FALSE | 11525.05 | 0 | Single Family_TRUE | Single Family_TRUE | Single Family_TRUE | Single Family_FALSE | Single Family_FALSE | unknown | unknownSingle Family_FALSE | unknownSingle Family_TRUE
Water_00000530 | SITE_00368 | Room_00001489 | Kitchen_1 | Kitchen | Kitchen Faucet | 1.2378 | 1.2378 |  | 1.4 |  | N/A | N/A | N/A | Bag | 0.796 |  | 1.114 |  | ID | Single Family | Kitchen Faucet | 888 | 4610.02 | Single Family | FALSE | FALSE |  |  |  | 5706.1803 | 5135.5623 | Single Family_FALSE | Single Family_FALSE | Single Family_ | Single Family_ | Single Family_ | unknown | unknownSingle Family_ | unknownSingle Family_FALSE
Water_00000531 | SITE_00368 | Room_00001482 | Bathroom_2 | Bathroom | Bathroom Faucet | 1.5033 | 1.5033 |  | 1.7 |  | N/A | N/A | N/A | Bag | 0.796 |  | 1.353 |  | ID | Single Family | Bathroom Faucet | 888 | 4610.02 | Single Family | FALSE | FALSE |  |  |  | 6930.3967 | 6237.3571 | Single Family_FALSE | Single Family_FALSE | Single Family_ | Single Family_ | Single Family_ | unknown | unknownSingle Family_ | unknownSingle Family_FALSE
Water_00000532 | SITE_00368 | Room_00001482 | Bathroom_2 | Bathroom | Shower / Bathtub combo with diverter valve | 2 |  | 2 |  | Unknown | Primary | Daily / Almost Daily | Full of clothes, etc. | Unknown |  | N/A |  | N/A | ID | Single Family | Shower | 888 | 4610.02 | Single Family | TRUE | TRUE | TRUE | FALSE | FALSE | 9220.04 | 0 | Single Family_TRUE | Single Family_TRUE | Single Family_TRUE | Single Family_FALSE | Single Family_FALSE | unknown | unknownSingle Family_FALSE | unknownSingle Family_TRUE
Water_00000533 | SITE_00369 | Room_00001502 | Kitchen_1 | Kitchen | Kitchen Faucet | unknown |  |  | 1.8 |  | N/A | N/A | N/A | Unknown |  | N/A |  | N/A | ID | Single Family | Kitchen Faucet | 889 | 4610.02 | Single Family | FALSE | FALSE |  |  |  | 0 | 0 | Single Family_FALSE | Single Family_FALSE | Single Family_ | Single Family_ | Single Family_ | unknown | unknownSingle Family_ | unknownSingle Family_FALSE
Water_00000534 | SITE_00369 | Room_00001492 | Bathroom_1 | Bathroom | Bathroom Faucet | 2 |  | 2 | 2.5 |  | N/A | N/A | N/A | Unknown |  | N/A |  | N/A | ID | Single Family | Bathroom Faucet | 889 | 4610.02 | Single Family | FALSE | FALSE |  |  |  | 9220.04 | 0 | Single Family_FALSE | Single Family_FALSE | Single Family_ | Single Family_ | Single Family_ | unknown | unknownSingle Family_ | unknownSingle Family_FALSE
Water_00000535 | SITE_00369 | Room_00001492 | Bathroom_1 | Bathroom | Bathroom Faucet | 2 |  | 2 | 3.1 |  | N/A | N/A | N/A | Unknown |  | N/A |  | N/A | ID | Single Family | Bathroom Faucet | 889 | 4610.02 | Single Family | FALSE | FALSE |  |  |  | 9220.04 | 0 | Single Family_FALSE | Single Family_FALSE | Single Family_ | Single Family_ | Single Family_ | unknown | unknownSingle Family_ | unknownSingle Family_FALSE
Water_00000536 | SITE_00369 | Room_00001492 | Bathroom_1 | Bathroom | Shower | unknown |  |  | 2.5 |  | Primary | A few times per week | N/A | Unknown |  | N/A |  | N/A | ID | Single Family | Shower | 889 | 4610.02 | Single Family | TRUE | FALSE | FALSE | FALSE | FALSE | 0 | 0 | Single Family_TRUE | Single Family_FALSE | Single Family_FALSE | Single Family_FALSE | Single Family_FALSE | unknown | unknownSingle Family_FALSE | unknownSingle Family_TRUE
Water_00000537 | SITE_00369 | Room_00001493 | Bathroom_2 | Bathroom | Bathroom Faucet | 2 |  | 2 | 2.5 |  | N/A | N/A | N/A | Unknown |  | N/A |  | N/A | ID | Single Family | Bathroom Faucet | 889 | 4610.02 | Single Family | FALSE | FALSE |  |  |  | 9220.04 | 0 | Single Family_FALSE | Single Family_FALSE | Single Family_ | Single Family_ | Single Family_ | unknown | unknownSingle Family_ | unknownSingle Family_FALSE
Water_00000538 | SITE_00369 | Room_00001493 | Bathroom_2 | Bathroom | Shower / Bathtub combo with diverter valve | unknown |  |  | 2 |  | Secondary | A few times per month | N/A | Unknown |  | N/A |  | N/A | ID | Single Family | Shower | 889 | 4610.02 | Single Family | TRUE | TRUE | FALSE | FALSE | FALSE | 0 | 0 | Single Family_TRUE | Single Family_TRUE | Single Family_FALSE | Single Family_FALSE | Single Family_FALSE | unknown | unknownSingle Family_FALSE | unknownSingle Family_TRUE
Water_00000539 | SITE_00370 | Room_00001514 | Kitchen_1 | Kitchen | Kitchen Faucet | 2.2 | 2.6533 | 2.2 | 3 |  | N/A | N/A | N/A | Bag | 0.796 |  | 2.388 |  | ID | Single Family | Kitchen Faucet | 890 | 4610.02 | Single Family | FALSE | FALSE |  |  |  | 10142.044 | 11008.7278 | Single Family_FALSE | Single Family_FALSE | Single Family_ | Single Family_ | Single Family_ | unknown | unknownSingle Family_ | unknownSingle Family_FALSE
Water_00000540 | SITE_00370 | Room_00001506 | Bathroom_1 | Bathroom | Bathroom Faucet | 1.2378 | 1.2378 |  | 1.4 |  | N/A | N/A | N/A | Bag | 0.796 |  | 1.114 |  | ID | Single Family | Bathroom Faucet | 890 | 4610.02 | Single Family | FALSE | FALSE |  |  |  | 5706.1803 | 5135.5623 | Single Family_FALSE | Single Family_FALSE | Single Family_ | Single Family_ | Single Family_ | unknown | unknownSingle Family_ | unknownSingle Family_FALSE
Water_00000541 | SITE_00370 | Room_00001506 | Bathroom_1 | Bathroom | Shower / Bathtub combo with diverter valve | 2.9256 | 2.9256 |  | 3.1 |  | Primary | Daily / Almost Daily | N/A | Bag | 0.8492 |  | 2.633 |  | ID | Single Family | Shower | 890 | 4610.02 | Single Family | TRUE | TRUE | TRUE | TRUE | TRUE | 13486.8696 | 12138.1827 | Single Family_TRUE | Single Family_TRUE | Single Family_TRUE | Single Family_TRUE | Single Family_TRUE | gt2.5gpm | gt2.5gpmSingle Family_TRUE | gt2.5gpmSingle Family_TRUE
Water_00000542 | SITE_00371 | Room_00001531 | Kitchen_1 | Kitchen | Kitchen Faucet | 0.88444 | 0.88444 |  | 1 |  | N/A | N/A | N/A | Bag | 0.796 |  | 0.796 |  | ID | Single Family | Kitchen Faucet | 891 | 4610.02 | Single Family | FALSE | FALSE |  |  |  | 4077.3066 | 3669.5759 | Single Family_FALSE | Single Family_FALSE | Single Family_ | Single Family_ | Single Family_ | unknown | unknownSingle Family_ | unknownSingle Family_FALSE
Water_00000543 | SITE_00371 | Room_00001520 | Bathroom_1 | Bathroom | Bathroom Faucet | 2 | 1.7689 | 2 | 2 |  | N/A | N/A | N/A | Bag | 0.796 |  | 1.592 |  | ID | Single Family | Bathroom Faucet | 891 | 4610.02 | Single Family | FALSE | FALSE |  |  |  | 9220.04 | 7339.1518 | Single Family_FALSE | Single Family_FALSE | Single Family_ | Single Family_ | Single Family_ | unknown | unknownSingle Family_ | unknownSingle Family_FALSE
Water_00000544 | SITE_00371 | Room_00001521 | Bathroom_2 | Bathroom | Bathroom Faucet | 2 | 1.7689 | 2 | 2 |  | N/A | N/A | N/A | Bag | 0.796 |  | 1.592 |  | ID | Single Family | Bathroom Faucet | 891 | 4610.02 | Single Family | FALSE | FALSE |  |  |  | 9220.04 | 7339.1518 | Single Family_FALSE | Single Family_FALSE | Single Family_ | Single Family_ | Single Family_ | unknown | unknownSingle Family_ | unknownSingle Family_FALSE
Water_00000545 | SITE_00371 | Room_00001521 | Bathroom_2 | Bathroom | Shower | unknown |  |  | 2 |  | Primary | Daily / Almost Daily | N/A | Unknown |  | N/A |  | N/A | ID | Single Family | Shower | 891 | 4610.02 | Single Family | TRUE | FALSE | FALSE | FALSE | FALSE | 0 | 0 | Single Family_TRUE | Single Family_FALSE | Single Family_FALSE | Single Family_FALSE | Single Family_FALSE | unknown | unknownSingle Family_FALSE | unknownSingle Family_TRUE
Water_00000546 | SITE_00372 | Room_00001554 | Kitchen_1 | Kitchen | Kitchen Faucet | 1.8 | 1.7689 | 1.8 | 2 |  | N/A | N/A | N/A | Bag | 0.796 |  | 1.592 |  | ID | Single Family | Kitchen Faucet | 892 | 4610.02 | Single Family | FALSE | FALSE |  |  |  | 8298.036 | 7339.1518 | Single Family_FALSE | Single Family_FALSE | Single Family_ | Single Family_ | Single Family_ | unknown | unknownSingle Family_ | unknownSingle Family_FALSE
Water_00000547 | SITE_00372 | Room_00001537 | Bathroom_1 | Bathroom | Bathroom Faucet | 2.5 |  | 2.5 | 2 |  | N/A | N/A | N/A | Unknown |  | N/A |  | N/A | ID | Single Family | Bathroom Faucet | 892 | 4610.02 | Single Family | FALSE | FALSE |  |  |  | 11525.05 | 0 | Single Family_FALSE | Single Family_FALSE | Single Family_ | Single Family_ | Single Family_ | unknown | unknownSingle Family_ | unknownSingle Family_FALSE
Water_00000548 | SITE_00372 | Room_00001538 | Bathroom_2 | Bathroom | Bathroom Faucet | 2.2 |  | 2.2 | 1.2 |  | N/A | N/A | N/A | Unknown |  | N/A |  | N/A | ID | Single Family | Bathroom Faucet | 892 | 4610.02 | Single Family | FALSE | FALSE |  |  |  | 10142.044 | 0 | Single Family_FALSE | Single Family_FALSE | Single Family_ | Single Family_ | Single Family_ | unknown | unknownSingle Family_ | unknownSingle Family_FALSE
Water_00000549 | SITE_00372 | Room_00001538 | Bathroom_2 | Bathroom | Shower | 2 |  | 2 | 2 |  | Secondary | Daily / Almost Daily | N/A | Unknown |  | N/A |  | N/A | ID | Single Family | Shower | 892 | 4610.02 | Single Family | TRUE | FALSE | TRUE | FALSE | FALSE | 9220.04 | 0 | Single Family_TRUE | Single Family_FALSE | Single Family_TRUE | Single Family_FALSE | Single Family_FALSE | unknown | unknownSingle Family_FALSE | unknownSingle Family_TRUE
Water_00000550 | SITE_00372 | Room_00001539 | Bathroom_3 | Bathroom | Bathroom Faucet | 2 |  | 2 | 2 |  | N/A | N/A | N/A | Unknown |  | N/A |  | N/A | ID | Single Family | Bathroom Faucet | 892 | 4610.02 | Single Family | FALSE | FALSE |  |  |  | 9220.04 | 0 | Single Family_FALSE | Single Family_FALSE | Single Family_ | Single Family_ | Single Family_ | unknown | unknownSingle Family_ | unknownSingle Family_FALSE
Water_00000551 | SITE_00372 | Room_00001539 | Bathroom_3 | Bathroom | Shower | unknown |  |  | 3 |  | Primary | Daily / Almost Daily | N/A | Unknown |  | N/A |  | N/A | ID | Single Family | Shower | 892 | 4610.02 | Single Family | TRUE | FALSE | FALSE | FALSE | FALSE | 0 | 0 | Single Family_TRUE | Single Family_FALSE | Single Family_FALSE | Single Family_FALSE | Single Family_FALSE | unknown | unknownSingle Family_FALSE | unknownSingle Family_TRUE
Water_00000552 | SITE_00372 | Room_00001540 | Bathroom_4 | Bathroom | Bathroom Faucet | 2 |  | 2 | 1.5 |  | N/A | N/A | N/A | Unknown |  | N/A |  | N/A | ID | Single Family | Bathroom Faucet | 892 | 4610.02 | Single Family | FALSE | FALSE |  |  |  | 9220.04 | 0 | Single Family_FALSE | Single Family_FALSE | Single Family_ | Single Family_ | Single Family_ | unknown | unknownSingle Family_ | unknownSingle Family_FALSE
Water_00000553 | SITE_00372 | Room_00001540 | Bathroom_4 | Bathroom | Shower | 2.5 |  | 2.5 | 2.5 |  | Secondary | A few times per year | N/A | Unknown |  | N/A |  | N/A | ID | Single Family | Shower | 892 | 4610.02 | Single Family | TRUE | FALSE | TRUE | FALSE | FALSE | 11525.05 | 0 | Single Family_TRUE | Single Family_FALSE | Single Family_TRUE | Single Family_FALSE | Single Family_FALSE | unknown | unknownSingle Family_FALSE | unknownSingle Family_TRUE
Water_00000554 | SITE_00373 | Room_00001561 | Bathroom_1 | Bathroom | Bathroom Faucet | unknown |  |  | 2.5 |  | N/A | N/A | N/A | Unknown |  | N/A |  | N/A | ID | Single Family | Bathroom Faucet | 893 | 4610.02 | Single Family | FALSE | FALSE |  |  |  | 0 | 0 | Single Family_FALSE | Single Family_FALSE | Single Family_ | Single Family_ | Single Family_ | unknown | unknownSingle Family_ | unknownSingle Family_FALSE
Water_00000555 | SITE_00373 | Room_00001561 | Bathroom_1 | Bathroom | Bathtub | unknown |  |  |  | N/A | N/A | N/A | N/A | Unknown |  | N/A |  | N/A | ID | Single Family | Bathtub | 893 | 4610.02 | Single Family | FALSE | FALSE |  |  |  | 0 | 0 | Single Family_FALSE | Single Family_FALSE | Single Family_ | Single Family_ | Single Family_ | unknown | unknownSingle Family_ | unknownSingle Family_FALSE
Water_00000556 | SITE_00373 | Room_00001561 | Bathroom_1 | Bathroom | Shower | unknown |  |  |  | Unknown | All used about the same | Daily / Almost Daily | Large shower head unable to measure | Unknown |  | N/A |  | N/A | ID | Single Family | Shower | 893 | 4610.02 | Single Family | TRUE | FALSE | FALSE | FALSE | FALSE | 0 | 0 | Single Family_TRUE | Single Family_FALSE | Single Family_FALSE | Single Family_FALSE | Single Family_FALSE | unknown | unknownSingle Family_FALSE | unknownSingle Family_TRUE
Water_00000557 | SITE_00373 | Room_00001562 | Bathroom_2 | Bathroom | Bathroom Faucet | unknown |  |  | 2 |  | N/A | N/A | N/A | Unknown |  | N/A |  | N/A | ID | Single Family | Bathroom Faucet | 893 | 4610.02 | Single Family | FALSE | FALSE |  |  |  | 0 | 0 | Single Family_FALSE | Single Family_FALSE | Single Family_ | Single Family_ | Single Family_ | unknown | unknownSingle Family_ | unknownSingle Family_FALSE
Water_00000558 | SITE_00373 | Room_00001562 | Bathroom_2 | Bathroom | Shower / Bathtub combo with diverter valve | 2.5 |  | 2.5 | 2 |  | All used about the same | Daily / Almost Daily | N/A | Unknown |  | N/A |  | N/A | ID | Single Family | Shower | 893 | 4610.02 | Single Family | TRUE | TRUE | TRUE | FALSE | FALSE | 11525.05 | 0 | Single Family_TRUE | Single Family_TRUE | Single Family_TRUE | Single Family_FALSE | Single Family_FALSE | unknown | unknownSingle Family_FALSE | unknownSingle Family_TRUE
Water_00000559 | SITE_00373 | Room_00001563 | Bathroom_3 | Bathroom | Bathroom Faucet | unknown |  |  | 2 |  | N/A | N/A | N/A | Unknown |  | N/A |  | N/A | ID | Single Family | Bathroom Faucet | 893 | 4610.02 | Single Family | FALSE | FALSE |  |  |  | 0 | 0 | Single Family_FALSE | Single Family_FALSE | Single Family_ | Single Family_ | Single Family_ | unknown | unknownSingle Family_ | unknownSingle Family_FALSE
Water_00000560 | SITE_00373 | Room_00001570 | Kitchen_2 | Kitchen | Kitchen Faucet | 2.2 | 1.7689 | 2.2 | 2 |  | N/A | N/A | N/A | Bag | 0.796 |  | 1.592 |  | ID | Single Family | Kitchen Faucet | 893 | 4610.02 | Single Family | FALSE | FALSE |  |  |  | 10142.044 | 7339.1518 | Single Family_FALSE | Single Family_FALSE | Single Family_ | Single Family_ | Single Family_ | unknown | unknownSingle Family_ | unknownSingle Family_FALSE
Water_00000561 | SITE_00374 | Room_00001581 | Kitchen_1 | Kitchen | Kitchen Faucet | 2 |  | 2 | 1.2 |  | N/A | N/A | N/A | Unknown |  | N/A |  | N/A | ID | Single Family | Kitchen Faucet | 894 | 4610.02 | Single Family | FALSE | FALSE |  |  |  | 9220.04 | 0 | Single Family_FALSE | Single Family_FALSE | Single Family_ | Single Family_ | Single Family_ | unknown | unknownSingle Family_ | unknownSingle Family_FALSE
Water_00000562 | SITE_00374 | Room_00001577 | Bathroom_1 | Bathroom | Bathroom Faucet | unknown |  |  | 1.5 |  | N/A | N/A | N/A | Unknown |  | N/A |  | N/A | ID | Single Family | Bathroom Faucet | 894 | 4610.02 | Single Family | FALSE | FALSE |  |  |  | 0 | 0 | Single Family_FALSE | Single Family_FALSE | Single Family_ | Single Family_ | Single Family_ | unknown | unknownSingle Family_ | unknownSingle Family_FALSE
Water_00000563 | SITE_00374 | Room_00001577 | Bathroom_1 | Bathroom | Shower / Bathtub combo with diverter valve | unknown |  |  | 1.5 |  | Primary | Daily / Almost Daily | N/A | Unknown |  | N/A |  | N/A | ID | Single Family | Shower | 894 | 4610.02 | Single Family | TRUE | TRUE | FALSE | FALSE | FALSE | 0 | 0 | Single Family_TRUE | Single Family_TRUE | Single Family_FALSE | Single Family_FALSE | Single Family_FALSE | unknown | unknownSingle Family_FALSE | unknownSingle Family_TRUE
Water_00000564 | SITE_00375 | Room_00001597 | Kitchen_1 | Kitchen | Kitchen Faucet | 2.2 | 2.2111 | 2.2 | 2.5 |  | N/A | N/A | N/A | Bag | 0.796 |  | 1.99 |  | ID | Single Family | Kitchen Faucet | 895 | 4610.02 | Single Family | FALSE | FALSE |  |  |  | 10142.044 | 9173.9398 | Single Family_FALSE | Single Family_FALSE | Single Family_ | Single Family_ | Single Family_ | unknown | unknownSingle Family_ | unknownSingle Family_FALSE
Water_00000565 | SITE_00375 | Room_00001586 | Bathroom_1 | Bathroom | Bathroom Faucet | 0.88444 | 0.88444 |  | 1 |  | N/A | N/A | N/A | Bag | 0.796 |  | 0.796 |  | ID | Single Family | Bathroom Faucet | 895 | 4610.02 | Single Family | FALSE | FALSE |  |  |  | 4077.3066 | 3669.5759 | Single Family_FALSE | Single Family_FALSE | Single Family_ | Single Family_ | Single Family_ | unknown | unknownSingle Family_ | unknownSingle Family_FALSE
Water_00000566 | SITE_00375 | Room_00001586 | Bathroom_1 | Bathroom | Shower / Bathtub combo with diverter valve | 2.5478 | 2.5478 |  | 2.7 |  | All used about the same | Daily / Almost Daily | N/A | Bag | 0.8492 |  | 2.293 |  | ID | Single Family | Shower | 895 | 4610.02 | Single Family | TRUE | TRUE | TRUE | TRUE | TRUE | 11745.3065 | 10570.7759 | Single Family_TRUE | Single Family_TRUE | Single Family_TRUE | Single Family_TRUE | Single Family_TRUE | gt2.5gpm | gt2.5gpmSingle Family_TRUE | gt2.5gpmSingle Family_TRUE
Water_00000567 | SITE_00375 | Room_00001587 | Bathroom_2 | Bathroom | Bathroom Faucet | 1.3267 | 1.3267 |  | 1.5 |  | N/A | N/A | N/A | Bag | 0.796 |  | 1.194 |  | ID | Single Family | Bathroom Faucet | 895 | 4610.02 | Single Family | FALSE | FALSE |  |  |  | 6115.9599 | 5504.3639 | Single Family_FALSE | Single Family_FALSE | Single Family_ | Single Family_ | Single Family_ | unknown | unknownSingle Family_ | unknownSingle Family_FALSE
Water_00000568 | SITE_00375 | Room_00001587 | Bathroom_2 | Bathroom | Bathroom Faucet | 1.3267 | 1.3267 |  | 1.5 |  | N/A | N/A | N/A | Bag | 0.796 |  | 1.194 |  | ID | Single Family | Bathroom Faucet | 895 | 4610.02 | Single Family | FALSE | FALSE |  |  |  | 6115.9599 | 5504.3639 | Single Family_FALSE | Single Family_FALSE | Single Family_ | Single Family_ | Single Family_ | unknown | unknownSingle Family_ | unknownSingle Family_FALSE
Water_00000569 | SITE_00375 | Room_00001587 | Bathroom_2 | Bathroom | Shower | 4.7178 | 4.7178 |  | 5 |  | Primary | Daily / Almost Daily | Two heads, flow measured is combined, both were 2.5 | Bag | 0.8492 |  | 4.246 |  | ID | Single Family | Shower | 895 | 4610.02 | Single Family | TRUE | FALSE | TRUE | TRUE | TRUE | 21749.0499 | 19574.1449 | Single Family_TRUE | Single Family_FALSE | Single Family_TRUE | Single Family_TRUE | Single Family_TRUE | gt2.5gpm | gt2.5gpmSingle Family_TRUE | gt2.5gpmSingle Family_TRUE
Water_00000570 | SITE_00376 | Room_00001608 | Kitchen_1 | Kitchen | Bathroom Faucet | 2.2 | 2.6533 | 2.2 | 3 |  | N/A | N/A | N/A | Bag | 0.796 |  | 2.388 |  | ID | Manufactured | Bathroom Faucet | 896 | 626.07 | Manufactured | FALSE | FALSE |  |  |  | 1377.354 | 1495.0552 | Manufactured_FALSE | Manufactured_FALSE | Manufactured_ | Manufactured_ | Manufactured_ | unknown | unknownManufactured_ | unknownManufactured_FALSE
Water_00000571 | SITE_00376 | Room_00001604 | Bathroom_1 | Bathroom | Shower / Bathtub combo with diverter valve | 2.5 |  | 2.5 | 2.1 |  | Primary | Daily / Almost Daily | N/A | Unknown |  | N/A |  | N/A | ID | Manufactured | Shower | 896 | 626.07 | Manufactured | TRUE | TRUE | TRUE | FALSE | FALSE | 1565.175 | 0 | Manufactured_TRUE | Manufactured_TRUE | Manufactured_TRUE | Manufactured_FALSE | Manufactured_FALSE | unknown | unknownManufactured_FALSE | unknownManufactured_TRUE
Water_00000572 | SITE_00376 | Room_00001604 | Bathroom_1 | Bathroom | Bathroom Faucet | 4.0689 | 4.0689 |  | 4.6 |  | N/A | N/A | N/A | Bag | 0.796 |  | 3.662 |  | ID | Manufactured | Bathroom Faucet | 896 | 626.07 | Manufactured | FALSE | FALSE |  |  |  | 2547.4093 | 2292.6683 | Manufactured_FALSE | Manufactured_FALSE | Manufactured_ | Manufactured_ | Manufactured_ | unknown | unknownManufactured_ | unknownManufactured_FALSE
Water_00000573 | SITE_00377 | Room_00001615 | Bathroom_1 | Bathroom | Bathroom Faucet | 2 | 1.7689 | 2 | 2 |  | N/A | N/A | N/A | Bag | 0.796 |  | 1.592 |  | ID | Single Family | Bathroom Faucet | 897 | 4610.02 | Single Family | FALSE | FALSE |  |  |  | 9220.04 | 7339.1518 | Single Family_FALSE | Single Family_FALSE | Single Family_ | Single Family_ | Single Family_ | unknown | unknownSingle Family_ | unknownSingle Family_FALSE
Water_00000574 | SITE_00377 | Room_00001615 | Bathroom_1 | Bathroom | Shower / Bathtub combo with diverter valve | 2.8311 | 2.8311 |  | 3 |  | All used about the same | Daily / Almost Daily | N/A | Bag | 0.8492 |  | 2.548 |  | ID | Single Family | Shower | 897 | 4610.02 | Single Family | TRUE | TRUE | TRUE | TRUE | TRUE | 13051.4788 | 11746.331 | Single Family_TRUE | Single Family_TRUE | Single Family_TRUE | Single Family_TRUE | Single Family_TRUE | gt2.5gpm | gt2.5gpmSingle Family_TRUE | gt2.5gpmSingle Family_TRUE
Water_00000575 | SITE_00377 | Room_00001623 | Kitchen_1 | Kitchen | Kitchen Faucet | 0.5 | 1.4156 | 0.5 | 1.6 |  | N/A | N/A | N/A | Bag | 0.796 |  | 1.274 |  | ID | Single Family | Kitchen Faucet | 897 | 4610.02 | Single Family | FALSE | FALSE |  |  |  | 2305.01 | 5873.1655 | Single Family_FALSE | Single Family_FALSE | Single Family_ | Single Family_ | Single Family_ | unknown | unknownSingle Family_ | unknownSingle Family_FALSE
Water_00000576 | SITE_00377 | Room_00001616 | Bathroom_2 | Bathroom | Bathroom Faucet | 2 | 1.7689 | 2 | 2 |  | N/A | N/A | N/A | Bag | 0.796 |  | 1.592 |  | ID | Single Family | Bathroom Faucet | 897 | 4610.02 | Single Family | FALSE | FALSE |  |  |  | 9220.04 | 7339.1518 | Single Family_FALSE | Single Family_FALSE | Single Family_ | Single Family_ | Single Family_ | unknown | unknownSingle Family_ | unknownSingle Family_FALSE
Water_00000577 | SITE_00377 | Room_00001616 | Bathroom_2 | Bathroom | Shower / Bathtub combo with diverter valve | 2.8311 | 2.8311 |  | 3 |  | All used about the same | Daily / Almost Daily | N/A | Bag | 0.8492 |  | 2.548 |  | ID | Single Family | Shower | 897 | 4610.02 | Single Family | TRUE | TRUE | TRUE | TRUE | TRUE | 13051.4788 | 11746.331 | Single Family_TRUE | Single Family_TRUE | Single Family_TRUE | Single Family_TRUE | Single Family_TRUE | gt2.5gpm | gt2.5gpmSingle Family_TRUE | gt2.5gpmSingle Family_TRUE
Water_00000578 | SITE_00378 | Room_00001634 | Kitchen_1 | Kitchen | Kitchen Faucet | 2.2 | 1.9456 | 2.2 | 2.2 |  | N/A | N/A | N/A | Bag | 0.796 |  | 1.751 |  | ID | Manufactured | Kitchen Faucet | 898 | 626.07 | Manufactured | FALSE | FALSE |  |  |  | 1377.354 | 1096.2486 | Manufactured_FALSE | Manufactured_FALSE | Manufactured_ | Manufactured_ | Manufactured_ | unknown | unknownManufactured_ | unknownManufactured_FALSE
Water_00000579 | SITE_00378 | Room_00001628 | Bathroom_1 | Bathroom | Bathroom Faucet | 1.3267 | 1.3267 |  | 1.5 |  | N/A | N/A | N/A | Bag | 0.796 |  | 1.194 |  | ID | Manufactured | Bathroom Faucet | 898 | 626.07 | Manufactured | FALSE | FALSE |  |  |  | 830.5862 | 747.5276 | Manufactured_FALSE | Manufactured_FALSE | Manufactured_ | Manufactured_ | Manufactured_ | unknown | unknownManufactured_ | unknownManufactured_FALSE
Water_00000580 | SITE_00378 | Room_00001628 | Bathroom_1 | Bathroom | Shower / Bathtub combo with diverter valve | 1.6044 | 1.6044 |  | 1.7 |  | Primary | Daily / Almost Daily | But bath faucet has significant leakage, valve is messed up, actual usage is probably more like 3gpm | Bag | 0.8492 |  | 1.444 |  | ID | Manufactured | Shower | 898 | 626.07 | Manufactured | TRUE | TRUE | TRUE | TRUE | TRUE | 1004.4945 | 904.0451 | Manufactured_TRUE | Manufactured_TRUE | Manufactured_TRUE | Manufactured_TRUE | Manufactured_TRUE | 1.8gpm | 1.8gpmManufactured_TRUE | 1.8gpmManufactured_TRUE
Water_00000581 | SITE_00379 | Room_00001652 | Kitchen_1 | Kitchen | Kitchen Faucet | 1.5 | 1.3267 | 1.5 | 1.5 |  | N/A | N/A | N/A | Bag | 0.796 |  | 1.194 |  | ID | Single Family | Kitchen Faucet | 899 | 4610.02 | Single Family | FALSE | FALSE |  |  |  | 6915.03 | 5504.3639 | Single Family_FALSE | Single Family_FALSE | Single Family_ | Single Family_ | Single Family_ | unknown | unknownSingle Family_ | unknownSingle Family_FALSE
Water_00000582 | SITE_00379 | Room_00001640 | Bathroom_1 | Bathroom | Bathroom Faucet | 2.2111 | 2.2111 |  | 2.5 |  | N/A | N/A | N/A | Bag | 0.796 |  | 1.99 |  | ID | Single Family | Bathroom Faucet | 899 | 4610.02 | Single Family | FALSE | FALSE |  |  |  | 10193.2664 | 9173.9398 | Single Family_FALSE | Single Family_FALSE | Single Family_ | Single Family_ | Single Family_ | unknown | unknownSingle Family_ | unknownSingle Family_FALSE
Water_00000583 | SITE_00379 | Room_00001640 | Bathroom_1 | Bathroom | Shower / Bathtub combo with diverter valve | 4.1511 | 4.1511 |  | 4.4 |  | Never / rarely used | A few times per year | N/A | Bag | 0.8492 |  | 3.736 |  | ID | Single Family | Shower | 899 | 4610.02 | Single Family | TRUE | TRUE | TRUE | TRUE | TRUE | 19136.7052 | 17223.0347 | Single Family_TRUE | Single Family_TRUE | Single Family_TRUE | Single Family_TRUE | Single Family_TRUE | gt2.5gpm | gt2.5gpmSingle Family_TRUE | gt2.5gpmSingle Family_TRUE
Water_00000584 | SITE_00379 | Room_00001641 | Bathroom_2 | Bathroom | Bathroom Faucet | 2.1222 | 2.1222 |  | 2.4 |  | N/A | N/A | N/A | Bag | 0.796 |  | 1.91 |  | ID | Single Family | Bathroom Faucet | 899 | 4610.02 | Single Family | FALSE | FALSE |  |  |  | 9783.4869 | 8805.1382 | Single Family_FALSE | Single Family_FALSE | Single Family_ | Single Family_ | Single Family_ | unknown | unknownSingle Family_ | unknownSingle Family_FALSE
Water_00000585 | SITE_00379 | Room_00001641 | Bathroom_2 | Bathroom | Shower / Bathtub combo with diverter valve | 2.5 | 1.4156 | 2.5 | 1.5 |  | Primary | Daily / Almost Daily | N/A | Bag | 0.8492 |  | 1.274 |  | ID | Single Family | Shower | 899 | 4610.02 | Single Family | TRUE | TRUE | TRUE | TRUE | TRUE | 11525.05 | 5873.1655 | Single Family_TRUE | Single Family_TRUE | Single Family_TRUE | Single Family_TRUE | Single Family_TRUE | 2.5gpm | 2.5gpmSingle Family_TRUE | 2.5gpmSingle Family_TRUE
Water_00000586 | SITE_00379 | Room_00001642 | Bathroom_6 | Bathroom | Bathroom Faucet | unknown |  |  | 3.7 |  | N/A | N/A | N/A | Unknown |  | N/A |  | N/A | ID | Single Family | Bathroom Faucet | 899 | 4610.02 | Single Family | FALSE | FALSE |  |  |  | 0 | 0 | Single Family_FALSE | Single Family_FALSE | Single Family_ | Single Family_ | Single Family_ | unknown | unknownSingle Family_ | unknownSingle Family_FALSE
Water_00000587 | SITE_00379 | Room_00001642 | Bathroom_6 | Bathroom | Shower | unknown |  |  | 4 |  | Secondary | A few times per year | N/A | Unknown |  | N/A |  | N/A | ID | Single Family | Shower | 899 | 4610.02 | Single Family | TRUE | FALSE | FALSE | FALSE | FALSE | 0 | 0 | Single Family_TRUE | Single Family_FALSE | Single Family_FALSE | Single Family_FALSE | Single Family_FALSE | unknown | unknownSingle Family_FALSE | unknownSingle Family_TRUE
Water_00000588 | SITE_00380 | Room_00001668 | Kitchen_1 | Kitchen | Kitchen Faucet | 2.2 | 1.9456 | 2.2 | 2.2 |  | N/A | N/A | N/A | Bag | 0.796 |  | 1.751 |  | ID | Single Family | Kitchen Faucet | 900 | 4610.02 | Single Family | FALSE | FALSE |  |  |  | 10142.044 | 8072.145 | Single Family_FALSE | Single Family_FALSE | Single Family_ | Single Family_ | Single Family_ | unknown | unknownSingle Family_ | unknownSingle Family_FALSE
Water_00000589 | SITE_00380 | Room_00001658 | Bathroom_1 | Bathroom | Bathroom Faucet | 2.2 | 1.4156 | 2.2 | 1.6 |  | N/A | N/A | N/A | Bag | 0.796 |  | 1.274 |  | ID | Single Family | Bathroom Faucet | 900 | 4610.02 | Single Family | FALSE | FALSE |  |  |  | 10142.044 | 5873.1655 | Single Family_FALSE | Single Family_FALSE | Single Family_ | Single Family_ | Single Family_ | unknown | unknownSingle Family_ | unknownSingle Family_FALSE
Water_00000590 | SITE_00380 | Room_00001658 | Bathroom_1 | Bathroom | Shower / Bathtub combo with diverter valve | unknown |  |  | 2 |  | All used about the same | Daily / Almost Daily | N/A | Unknown |  | N/A |  | N/A | ID | Single Family | Shower | 900 | 4610.02 | Single Family | TRUE | TRUE | FALSE | FALSE | FALSE | 0 | 0 | Single Family_TRUE | Single Family_TRUE | Single Family_FALSE | Single Family_FALSE | Single Family_FALSE | unknown | unknownSingle Family_FALSE | unknownSingle Family_TRUE
Water_00000591 | SITE_00380 | Room_00001659 | Bathroom_2 | Bathroom | Bathroom Faucet | 2.2 | 1.68 | 2.2 | 1.9 |  | N/A | N/A | N/A | Bag | 0.796 |  | 1.512 |  | ID | Single Family | Bathroom Faucet | 900 | 4610.02 | Single Family | FALSE | FALSE |  |  |  | 10142.044 | 6970.3502 | Single Family_FALSE | Single Family_FALSE | Single Family_ | Single Family_ | Single Family_ | unknown | unknownSingle Family_ | unknownSingle Family_FALSE
Water_00000592 | SITE_00380 | Room_00001659 | Bathroom_2 | Bathroom | Shower / Bathtub combo with diverter valve | unknown |  |  | 2.2 |  | All used about the same | Daily / Almost Daily | Both same showerheads, no writing | Unknown |  | N/A |  | N/A | ID | Single Family | Shower | 900 | 4610.02 | Single Family | TRUE | TRUE | FALSE | FALSE | FALSE | 0 | 0 | Single Family_TRUE | Single Family_TRUE | Single Family_FALSE | Single Family_FALSE | Single Family_FALSE | unknown | unknownSingle Family_FALSE | unknownSingle Family_TRUE
Water_00000593 | SITE_00381 | Room_00001685 | Kitchen_1 | Kitchen | Kitchen Faucet | 2.2111 | 2.2111 |  | 2.5 |  | N/A | N/A | N/A | Bag | 0.796 |  | 1.99 |  | ID | Single Family | Kitchen Faucet | 901 | 4610.02 | Single Family | FALSE | FALSE |  |  |  | 10193.2664 | 9173.9398 | Single Family_FALSE | Single Family_FALSE | Single Family_ | Single Family_ | Single Family_ | unknown | unknownSingle Family_ | unknownSingle Family_FALSE
Water_00000594 | SITE_00381 | Room_00001673 | Bathroom_1 | Bathroom | Bathroom Faucet | 1.5 |  | 1.5 | 2 |  | N/A | N/A | N/A | Unknown |  | N/A |  | N/A | ID | Single Family | Bathroom Faucet | 901 | 4610.02 | Single Family | FALSE | FALSE |  |  |  | 6915.03 | 0 | Single Family_FALSE | Single Family_FALSE | Single Family_ | Single Family_ | Single Family_ | unknown | unknownSingle Family_ | unknownSingle Family_FALSE
Water_00000595 | SITE_00381 | Room_00001673 | Bathroom_1 | Bathroom | Shower | unknown |  |  | 3 |  | All used about the same | Daily / Almost Daily | N/A | Unknown |  | N/A |  | N/A | ID | Single Family | Shower | 901 | 4610.02 | Single Family | TRUE | FALSE | FALSE | FALSE | FALSE | 0 | 0 | Single Family_TRUE | Single Family_FALSE | Single Family_FALSE | Single Family_FALSE | Single Family_FALSE | unknown | unknownSingle Family_FALSE | unknownSingle Family_TRUE
Water_00000596 | SITE_00381 | Room_00001674 | Bathroom_2 | Bathroom | Bathroom Faucet | unknown |  |  | 2 |  | N/A | N/A | N/A | Unknown |  | N/A |  | N/A | ID | Single Family | Bathroom Faucet | 901 | 4610.02 | Single Family | FALSE | FALSE |  |  |  | 0 | 0 | Single Family_FALSE | Single Family_FALSE | Single Family_ | Single Family_ | Single Family_ | unknown | unknownSingle Family_ | unknownSingle Family_FALSE
Water_00000597 | SITE_00381 | Room_00001674 | Bathroom_2 | Bathroom | Shower | unknown |  |  | 2.2 |  | All used about the same | Daily / Almost Daily | N/A | Unknown |  | N/A |  | N/A | ID | Single Family | Shower | 901 | 4610.02 | Single Family | TRUE | FALSE | FALSE | FALSE | FALSE | 0 | 0 | Single Family_TRUE | Single Family_FALSE | Single Family_FALSE | Single Family_FALSE | Single Family_FALSE | unknown | unknownSingle Family_FALSE | unknownSingle Family_TRUE
Water_00000598 | SITE_00382 | Room_00001701 | Kitchen_1 | Kitchen | Kitchen Faucet | 1.5 | 1.3267 | 1.5 | 1.5 |  | N/A | N/A | N/A | Bag | 0.796 |  | 1.194 |  | ID | Single Family | Kitchen Faucet | 902 | 4610.02 | Single Family | FALSE | FALSE |  |  |  | 6915.03 | 5504.3639 | Single Family_FALSE | Single Family_FALSE | Single Family_ | Single Family_ | Single Family_ | unknown | unknownSingle Family_ | unknownSingle Family_FALSE
Water_00000599 | SITE_00382 | Room_00001691 | Bathroom_1 | Bathroom | Bathroom Faucet | 2.2 | 1.8578 | 2.2 | 2.1 |  | N/A | N/A | N/A | Bag | 0.796 |  | 1.672 |  | ID | Single Family | Bathroom Faucet | 902 | 4610.02 | Single Family | FALSE | FALSE |  |  |  | 10142.044 | 7707.9534 | Single Family_FALSE | Single Family_FALSE | Single Family_ | Single Family_ | Single Family_ | unknown | unknownSingle Family_ | unknownSingle Family_FALSE
Water_00000600 | SITE_00382 | Room_00001691 | Bathroom_1 | Bathroom | Shower / Bathtub combo with diverter valve | 2.5 |  | 2.5 | 2.6 |  | Secondary | A few times per year | N/A | Unknown |  | N/A |  | N/A | ID | Single Family | Shower | 902 | 4610.02 | Single Family | TRUE | TRUE | TRUE | FALSE | FALSE | 11525.05 | 0 | Single Family_TRUE | Single Family_TRUE | Single Family_TRUE | Single Family_FALSE | Single Family_FALSE | unknown | unknownSingle Family_FALSE | unknownSingle Family_TRUE
Water_00000601 | SITE_00382 | Room_00001692 | Bathroom_2 | Bathroom | Kitchen Faucet | 2.2 | 2.2111 | 2.2 | 2.5 |  | N/A | N/A | N/A | Bag | 0.796 |  | 1.99 |  | ID | Single Family | Kitchen Faucet | 902 | 4610.02 | Single Family | FALSE | FALSE |  |  |  | 10142.044 | 9173.9398 | Single Family_FALSE | Single Family_FALSE | Single Family_ | Single Family_ | Single Family_ | unknown | unknownSingle Family_ | unknownSingle Family_FALSE
Water_00000602 | SITE_00382 | Room_00001692 | Bathroom_2 | Bathroom | Bathtub | unknown |  |  |  | N/A | N/A | N/A | N/A | Unknown |  | N/A |  | N/A | ID | Single Family | Bathtub | 902 | 4610.02 | Single Family | FALSE | FALSE |  |  |  | 0 | 0 | Single Family_FALSE | Single Family_FALSE | Single Family_ | Single Family_ | Single Family_ | unknown | unknownSingle Family_ | unknownSingle Family_FALSE
Water_00000603 | SITE_00382 | Room_00001692 | Bathroom_2 | Bathroom | Shower | 2.5 |  | 2.5 | 2.9 |  | Primary | Daily / Almost Daily | One on each side of shower. Two fixtures | Unknown |  | N/A |  | N/A | ID | Single Family | Shower | 902 | 4610.02 | Single Family | TRUE | FALSE | TRUE | FALSE | FALSE | 11525.05 | 0 | Single Family_TRUE | Single Family_FALSE | Single Family_TRUE | Single Family_FALSE | Single Family_FALSE | unknown | unknownSingle Family_FALSE | unknownSingle Family_TRUE
Water_00000604 | SITE_00382 | Room_00001692 | Bathroom_2 | Bathroom | Shower | 2.5 |  | 2.5 | 3.3 |  | Primary | Daily / Almost Daily | N/A | Unknown |  | N/A |  | N/A | ID | Single Family | Shower | 902 | 4610.02 | Single Family | TRUE | FALSE | TRUE | FALSE | FALSE | 11525.05 | 0 | Single Family_TRUE | Single Family_FALSE | Single Family_TRUE | Single Family_FALSE | Single Family_FALSE | unknown | unknownSingle Family_FALSE | unknownSingle Family_TRUE
Water_00000605 | SITE_00383 | Room_00001715 | Dining Room_1 | Dining Room | Kitchen Faucet | 2.2111 | 2.2111 |  | 2.5 |  | N/A | N/A | N/A | Bag | 0.796 |  | 1.99 |  | ID | Single Family | Kitchen Faucet | 903 | 4610.02 | Single Family | FALSE | FALSE |  |  |  | 10193.2664 | 9173.9398 | Single Family_FALSE | Single Family_FALSE | Single Family_ | Single Family_ | Single Family_ | unknown | unknownSingle Family_ | unknownSingle Family_FALSE
Water_00000606 | SITE_00383 | Room_00001708 | Bathroom_1 | Bathroom | Bathroom Faucet | 2.2 |  | 2.2 | 3 |  | N/A | N/A | N/A | Unknown |  | N/A |  | N/A | ID | Single Family | Bathroom Faucet | 903 | 4610.02 | Single Family | FALSE | FALSE |  |  |  | 10142.044 | 0 | Single Family_FALSE | Single Family_FALSE | Single Family_ | Single Family_ | Single Family_ | unknown | unknownSingle Family_ | unknownSingle Family_FALSE
Water_00000607 | SITE_00383 | Room_00001708 | Bathroom_1 | Bathroom | Shower | 2.5 |  | 2.5 | 3.5 |  | Primary | Daily / Almost Daily | N/A | Unknown |  | N/A |  | N/A | ID | Single Family | Shower | 903 | 4610.02 | Single Family | TRUE | FALSE | TRUE | FALSE | FALSE | 11525.05 | 0 | Single Family_TRUE | Single Family_FALSE | Single Family_TRUE | Single Family_FALSE | Single Family_FALSE | unknown | unknownSingle Family_FALSE | unknownSingle Family_TRUE
Water_00000608 | SITE_00383 | Room_00001709 | Bathroom_2 | Bathroom | Bathroom Faucet | 2.2 |  | 2.2 | 2.5 |  | N/A | N/A | N/A | Unknown |  | N/A |  | N/A | ID | Single Family | Bathroom Faucet | 903 | 4610.02 | Single Family | FALSE | FALSE |  |  |  | 10142.044 | 0 | Single Family_FALSE | Single Family_FALSE | Single Family_ | Single Family_ | Single Family_ | unknown | unknownSingle Family_ | unknownSingle Family_FALSE
Water_00000609 | SITE_00383 | Room_00001709 | Bathroom_2 | Bathroom | Shower / Bathtub combo with diverter valve | 2.5 |  | 2.5 | 3 |  | Primary | Daily / Almost Daily | N/A | Unknown |  | N/A |  | N/A | ID | Single Family | Shower | 903 | 4610.02 | Single Family | TRUE | TRUE | TRUE | FALSE | FALSE | 11525.05 | 0 | Single Family_TRUE | Single Family_TRUE | Single Family_TRUE | Single Family_FALSE | Single Family_FALSE | unknown | unknownSingle Family_FALSE | unknownSingle Family_TRUE
Water_00000610 | SITE_00383 | Room_00001710 | Bathroom_3 | Bathroom | Bathroom Faucet | 2.2 |  | 2.2 | 2.5 |  | N/A | N/A | N/A | Unknown |  | N/A |  | N/A | ID | Single Family | Bathroom Faucet | 903 | 4610.02 | Single Family | FALSE | FALSE |  |  |  | 10142.044 | 0 | Single Family_FALSE | Single Family_FALSE | Single Family_ | Single Family_ | Single Family_ | unknown | unknownSingle Family_ | unknownSingle Family_FALSE
Water_00000611 | SITE_00383 | Room_00001710 | Bathroom_3 | Bathroom | Shower / Bathtub combo with diverter valve | 2.5 |  | 2.5 | 3 |  | Secondary | A few times per month | N/A | Unknown |  | N/A |  | N/A | ID | Single Family | Shower | 903 | 4610.02 | Single Family | TRUE | TRUE | TRUE | FALSE | FALSE | 11525.05 | 0 | Single Family_TRUE | Single Family_TRUE | Single Family_TRUE | Single Family_FALSE | Single Family_FALSE | unknown | unknownSingle Family_FALSE | unknownSingle Family_TRUE
Water_00000612 | SITE_00384 | Room_00001732 | Kitchen_1 | Kitchen | Kitchen Faucet | 2.2 |  | 2.2 | 2.5 |  | N/A | N/A | N/A | Unknown |  | N/A |  | N/A | ID | Single Family | Kitchen Faucet | 904 | 4610.02 | Single Family | FALSE | FALSE |  |  |  | 10142.044 | 0 | Single Family_FALSE | Single Family_FALSE | Single Family_ | Single Family_ | Single Family_ | unknown | unknownSingle Family_ | unknownSingle Family_FALSE
Water_00000613 | SITE_00384 | Room_00001726 | Bathroom_1 | Bathroom | Bathroom Faucet | unknown |  |  | 5 |  | N/A | N/A | Separate hot/cold. Being replaced soon | Unknown |  | N/A |  | N/A | ID | Single Family | Bathroom Faucet | 904 | 4610.02 | Single Family | FALSE | FALSE |  |  |  | 0 | 0 | Single Family_FALSE | Single Family_FALSE | Single Family_ | Single Family_ | Single Family_ | unknown | unknownSingle Family_ | unknownSingle Family_FALSE
Water_00000614 | SITE_00384 | Room_00001726 | Bathroom_1 | Bathroom | Shower / Bathtub combo with diverter valve | unknown |  |  | 2 |  | Primary | Daily / Almost Daily | N/A | Unknown |  | N/A |  | N/A | ID | Single Family | Shower | 904 | 4610.02 | Single Family | TRUE | TRUE | FALSE | FALSE | FALSE | 0 | 0 | Single Family_TRUE | Single Family_TRUE | Single Family_FALSE | Single Family_FALSE | Single Family_FALSE | unknown | unknownSingle Family_FALSE | unknownSingle Family_TRUE
Water_00000615 | SITE_00384 | Room_00001727 | Bathroom_6 | Bathroom | Bathroom Faucet | 1.8578 | 1.8578 |  | 2.1 |  | N/A | N/A | N/A | Bag | 0.796 |  | 1.672 |  | ID | Single Family | Bathroom Faucet | 904 | 4610.02 | Single Family | FALSE | FALSE |  |  |  | 8564.3927 | 7707.9534 | Single Family_FALSE | Single Family_FALSE | Single Family_ | Single Family_ | Single Family_ | unknown | unknownSingle Family_ | unknownSingle Family_FALSE
Water_00000616 | SITE_00385 | Room_00001742 | Bathroom_1 | Bathroom | Shower / Bathtub combo with diverter valve | unknown |  |  |  | Unknown | Primary | Daily / Almost Daily | Too fast to measure | Unknown |  | N/A |  | N/A | ID | Single Family | Shower | 905 | 4702.18 | Single Family | TRUE | TRUE | FALSE | FALSE | FALSE | 0 | 0 | Single Family_TRUE | Single Family_TRUE | Single Family_FALSE | Single Family_FALSE | Single Family_FALSE | unknown | unknownSingle Family_FALSE | unknownSingle Family_TRUE
Water_00000617 | SITE_00385 | Room_00001742 | Bathroom_1 | Bathroom | Bathroom Faucet | 2 |  | 2 | 2 |  | N/A | N/A | N/A | Unknown |  | N/A |  | N/A | ID | Single Family | Bathroom Faucet | 905 | 4702.18 | Single Family | FALSE | FALSE |  |  |  | 9404.36 | 0 | Single Family_FALSE | Single Family_FALSE | Single Family_ | Single Family_ | Single Family_ | unknown | unknownSingle Family_ | unknownSingle Family_FALSE
Water_00000618 | SITE_00385 | Room_00001746 | Kitchen_1 | Kitchen | Kitchen Faucet | 2.2 |  | 2.2 | 2.2 |  | N/A | N/A | N/A | Unknown |  | N/A |  | N/A | ID | Single Family | Kitchen Faucet | 905 | 4702.18 | Single Family | FALSE | FALSE |  |  |  | 10344.796 | 0 | Single Family_FALSE | Single Family_FALSE | Single Family_ | Single Family_ | Single Family_ | unknown | unknownSingle Family_ | unknownSingle Family_FALSE
Water_00000619 | SITE_00385 | Room_00001746 | Kitchen_1 | Kitchen | Bathroom Faucet | unknown |  |  | 2 |  | N/A | N/A | N/A | Unknown |  | N/A |  | N/A | ID | Single Family | Bathroom Faucet | 905 | 4702.18 | Single Family | FALSE | FALSE |  |  |  | 0 | 0 | Single Family_FALSE | Single Family_FALSE | Single Family_ | Single Family_ | Single Family_ | unknown | unknownSingle Family_ | unknownSingle Family_FALSE
Water_00000620 | SITE_00386 | Room_00001764 | Laundry_1 | Laundry | Kitchen Faucet | 2 |  | 2 | 1.2 |  | N/A | N/A | N/A | Unknown |  | N/A |  | N/A | ID | Single Family | Kitchen Faucet | 906 | 4610.02 | Single Family | FALSE | FALSE |  |  |  | 9220.04 | 0 | Single Family_FALSE | Single Family_FALSE | Single Family_ | Single Family_ | Single Family_ | unknown | unknownSingle Family_ | unknownSingle Family_FALSE
Water_00000621 | SITE_00386 | Room_00001753 | Bathroom_1 | Bathroom | Bathroom Faucet | 1.2 |  | 1.2 | 1 |  | N/A | N/A | N/A | Unknown |  | N/A |  | N/A | ID | Single Family | Bathroom Faucet | 906 | 4610.02 | Single Family | FALSE | FALSE |  |  |  | 5532.024 | 0 | Single Family_FALSE | Single Family_FALSE | Single Family_ | Single Family_ | Single Family_ | unknown | unknownSingle Family_ | unknownSingle Family_FALSE
Water_00000622 | SITE_00386 | Room_00001753 | Bathroom_1 | Bathroom | Shower / Bathtub combo with diverter valve | 2.5 |  | 2.5 | 0.7 |  | Secondary | A few times per year | N/A | Unknown |  | N/A |  | N/A | ID | Single Family | Shower | 906 | 4610.02 | Single Family | TRUE | TRUE | TRUE | FALSE | FALSE | 11525.05 | 0 | Single Family_TRUE | Single Family_TRUE | Single Family_TRUE | Single Family_FALSE | Single Family_FALSE | unknown | unknownSingle Family_FALSE | unknownSingle Family_TRUE
Water_00000623 | SITE_00386 | Room_00001754 | Bathroom_2 | Bathroom | Bathroom Faucet | 2 |  | 2 | 1.5 |  | N/A | N/A | N/A | Unknown |  | N/A |  | N/A | ID | Single Family | Bathroom Faucet | 906 | 4610.02 | Single Family | FALSE | FALSE |  |  |  | 9220.04 | 0 | Single Family_FALSE | Single Family_FALSE | Single Family_ | Single Family_ | Single Family_ | unknown | unknownSingle Family_ | unknownSingle Family_FALSE
Water_00000624 | SITE_00386 | Room_00001754 | Bathroom_2 | Bathroom | Shower | 2.5 |  | 2.5 | 2 |  | Primary | Daily / Almost Daily | N/A | Unknown |  | N/A |  | N/A | ID | Single Family | Shower | 906 | 4610.02 | Single Family | TRUE | FALSE | TRUE | FALSE | FALSE | 11525.05 | 0 | Single Family_TRUE | Single Family_FALSE | Single Family_TRUE | Single Family_FALSE | Single Family_FALSE | unknown | unknownSingle Family_FALSE | unknownSingle Family_TRUE
Water_00000625 | SITE_00386 | Room_00001763 | Kitchen_1 | Kitchen | Kitchen Faucet | unknown |  |  | 1 |  | N/A | N/A | N/A | Unknown |  | N/A |  | N/A | ID | Single Family | Kitchen Faucet | 906 | 4610.02 | Single Family | FALSE | FALSE |  |  |  | 0 | 0 | Single Family_FALSE | Single Family_FALSE | Single Family_ | Single Family_ | Single Family_ | unknown | unknownSingle Family_ | unknownSingle Family_FALSE
Water_00000626 | SITE_00386 | Room_00001755 | Bathroom_3 | Bathroom | Bathroom Faucet | 2 |  | 2 | 1 |  | N/A | N/A | N/A | Unknown |  | N/A |  | N/A | ID | Single Family | Bathroom Faucet | 906 | 4610.02 | Single Family | FALSE | FALSE |  |  |  | 9220.04 | 0 | Single Family_FALSE | Single Family_FALSE | Single Family_ | Single Family_ | Single Family_ | unknown | unknownSingle Family_ | unknownSingle Family_FALSE
Water_00000627 | SITE_00387 | Room_00001776 | Kitchen_1 | Kitchen | Kitchen Faucet | 3.0067 | 3.0067 |  | 3.4 |  | N/A | N/A | N/A | Bag | 0.796 |  | 2.706 |  | ID | Single Family | Kitchen Faucet | 907 | 4610.02 | Single Family | FALSE | FALSE |  |  |  | 13860.7935 | 12474.7141 | Single Family_FALSE | Single Family_FALSE | Single Family_ | Single Family_ | Single Family_ | unknown | unknownSingle Family_ | unknownSingle Family_FALSE
Water_00000628 | SITE_00387 | Room_00001769 | Bathroom_1 | Bathroom | Bathroom Faucet | 1.5 | 1.7689 | 1.5 | 2 |  | N/A | N/A | N/A | Bag | 0.796 |  | 1.592 |  | ID | Single Family | Bathroom Faucet | 907 | 4610.02 | Single Family | FALSE | FALSE |  |  |  | 6915.03 | 7339.1518 | Single Family_FALSE | Single Family_FALSE | Single Family_ | Single Family_ | Single Family_ | unknown | unknownSingle Family_ | unknownSingle Family_FALSE
Water_00000629 | SITE_00387 | Room_00001769 | Bathroom_1 | Bathroom | Shower / Bathtub combo with diverter valve | 1.75 | 2.3589 | 1.75 | 2.5 |  | Primary | Daily / Almost Daily | N/A | Bag | 0.8492 |  | 2.123 |  | ID | Single Family | Shower | 907 | 4610.02 | Single Family | TRUE | TRUE | TRUE | TRUE | TRUE | 8067.535 | 9787.0725 | Single Family_TRUE | Single Family_TRUE | Single Family_TRUE | Single Family_TRUE | Single Family_TRUE | 1.8gpm | 1.8gpmSingle Family_TRUE | 1.8gpmSingle Family_TRUE
Water_00000630 | SITE_00388 | Room_00001783 | Bathroom_1 | Bathroom | Bathroom Faucet | unknown |  |  | 1.5 |  | N/A | N/A | N/A | Unknown |  | N/A |  | N/A | ID | Single Family | Bathroom Faucet | 908 | 4610.02 | Single Family | FALSE | FALSE |  |  |  | 0 | 0 | Single Family_FALSE | Single Family_FALSE | Single Family_ | Single Family_ | Single Family_ | unknown | unknownSingle Family_ | unknownSingle Family_FALSE
Water_00000631 | SITE_00388 | Room_00001783 | Bathroom_1 | Bathroom | Shower / Bathtub combo with diverter valve | unknown |  |  | 3 |  | Secondary | A few times per month | N/A | Unknown |  | N/A |  | N/A | ID | Single Family | Shower | 908 | 4610.02 | Single Family | TRUE | TRUE | FALSE | FALSE | FALSE | 0 | 0 | Single Family_TRUE | Single Family_TRUE | Single Family_FALSE | Single Family_FALSE | Single Family_FALSE | unknown | unknownSingle Family_FALSE | unknownSingle Family_TRUE
Water_00000632 | SITE_00388 | Room_00001793 | Kitchen_1 | Kitchen | Kitchen Faucet | unknown |  |  | 1.5 |  | N/A | N/A | N/A | Unknown |  | N/A |  | N/A | ID | Single Family | Kitchen Faucet | 908 | 4610.02 | Single Family | FALSE | FALSE |  |  |  | 0 | 0 | Single Family_FALSE | Single Family_FALSE | Single Family_ | Single Family_ | Single Family_ | unknown | unknownSingle Family_ | unknownSingle Family_FALSE
Water_00000633 | SITE_00388 | Room_00001784 | Bathroom_2 | Bathroom | Bathroom Faucet | unknown |  |  | 1.6 |  | N/A | N/A | N/A | Unknown |  | N/A |  | N/A | ID | Single Family | Bathroom Faucet | 908 | 4610.02 | Single Family | FALSE | FALSE |  |  |  | 0 | 0 | Single Family_FALSE | Single Family_FALSE | Single Family_ | Single Family_ | Single Family_ | unknown | unknownSingle Family_ | unknownSingle Family_FALSE
Water_00000634 | SITE_00388 | Room_00001784 | Bathroom_2 | Bathroom | Bathroom Faucet | unknown |  |  | 1.6 |  | N/A | N/A | N/A | Unknown |  | N/A |  | N/A | ID | Single Family | Bathroom Faucet | 908 | 4610.02 | Single Family | FALSE | FALSE |  |  |  | 0 | 0 | Single Family_FALSE | Single Family_FALSE | Single Family_ | Single Family_ | Single Family_ | unknown | unknownSingle Family_ | unknownSingle Family_FALSE
Water_00000635 | SITE_00388 | Room_00001784 | Bathroom_2 | Bathroom | Shower | unknown |  |  | 3 |  | Primary | Daily / Almost Daily | N/A | Unknown |  | N/A |  | N/A | ID | Single Family | Shower | 908 | 4610.02 | Single Family | TRUE | FALSE | FALSE | FALSE | FALSE | 0 | 0 | Single Family_TRUE | Single Family_FALSE | Single Family_FALSE | Single Family_FALSE | Single Family_FALSE | unknown | unknownSingle Family_FALSE | unknownSingle Family_TRUE
Water_00000636 | SITE_00389 | Room_00001811 | Kitchen_1 | Kitchen | Kitchen Faucet | 2.2 |  | 2.2 | 1 |  | N/A | N/A | N/A | Unknown |  | N/A |  | N/A | ID | Single Family | Kitchen Faucet | 909 | 4702.18 | Single Family | FALSE | FALSE |  |  |  | 10344.796 | 0 | Single Family_FALSE | Single Family_FALSE | Single Family_ | Single Family_ | Single Family_ | unknown | unknownSingle Family_ | unknownSingle Family_FALSE
Water_00000637 | SITE_00389 | Room_00001801 | Bathroom_1 | Bathroom | Bathroom Faucet | unknown |  |  | 0.5 |  | N/A | N/A | N/A | Unknown |  | N/A |  | N/A | ID | Single Family | Bathroom Faucet | 909 | 4702.18 | Single Family | FALSE | FALSE |  |  |  | 0 | 0 | Single Family_FALSE | Single Family_FALSE | Single Family_ | Single Family_ | Single Family_ | unknown | unknownSingle Family_ | unknownSingle Family_FALSE
Water_00000638 | SITE_00389 | Room_00001801 | Bathroom_1 | Bathroom | Shower / Bathtub combo with diverter valve | unknown |  |  |  | Unknown | Never / rarely used | Never | Broken | Unknown |  | N/A |  | N/A | ID | Single Family | Shower | 909 | 4702.18 | Single Family | TRUE | TRUE | FALSE | FALSE | FALSE | 0 | 0 | Single Family_TRUE | Single Family_TRUE | Single Family_FALSE | Single Family_FALSE | Single Family_FALSE | unknown | unknownSingle Family_FALSE | unknownSingle Family_TRUE
Water_00000639 | SITE_00389 | Room_00001802 | Bathroom_2 | Bathroom | Bathroom Faucet | 1.5 |  | 1.5 | 0.75 |  | N/A | N/A | N/A | Unknown |  | N/A |  | N/A | ID | Single Family | Bathroom Faucet | 909 | 4702.18 | Single Family | FALSE | FALSE |  |  |  | 7053.27 | 0 | Single Family_FALSE | Single Family_FALSE | Single Family_ | Single Family_ | Single Family_ | unknown | unknownSingle Family_ | unknownSingle Family_FALSE
Water_00000640 | SITE_00862 | Room_00001816 | Bathroom_1 | Bathroom | Shower / Bathtub combo with diverter valve | 1.5 |  | 1.5 | 2 |  | Primary | Daily / Almost Daily | N/A | Unknown |  | N/A |  | N/A | MT | Manufactured | Shower | 1381 | 331.65 | Manufactured | TRUE | TRUE | TRUE | FALSE | FALSE | 497.475 | 0 | Manufactured_TRUE | Manufactured_TRUE | Manufactured_TRUE | Manufactured_FALSE | Manufactured_FALSE | unknown | unknownManufactured_FALSE | unknownManufactured_TRUE
Water_00000641 | SITE_00862 | Room_00001816 | Bathroom_1 | Bathroom | Bathroom Faucet | 2 |  | 2 | 2.5 |  | N/A | N/A | N/A | Unknown |  | N/A |  | N/A | MT | Manufactured | Bathroom Faucet | 1381 | 331.65 | Manufactured | FALSE | FALSE |  |  |  | 663.3 | 0 | Manufactured_FALSE | Manufactured_FALSE | Manufactured_ | Manufactured_ | Manufactured_ | unknown | unknownManufactured_ | unknownManufactured_FALSE
Water_00000642 | SITE_00862 | Room_00001821 | Kitchen_1 | Kitchen | Kitchen Faucet | 1.7689 | 1.7689 |  | 2 |  | N/A | N/A | N/A | Bag | 0.796 |  | 1.592 |  | MT | Manufactured | Kitchen Faucet | 1381 | 331.65 | Manufactured | FALSE | FALSE |  |  |  | 586.652 | 527.9868 | Manufactured_FALSE | Manufactured_FALSE | Manufactured_ | Manufactured_ | Manufactured_ | unknown | unknownManufactured_ | unknownManufactured_FALSE
Water_00000643 | SITE_00863 | Room_00001827 | Bathroom_1 | Bathroom | Bathroom Faucet | 1.9456 | 1.9456 |  | 2.2 |  | N/A | N/A | N/A | Bag | 0.796 |  | 1.751 |  | MT | Manufactured | Bathroom Faucet | 1382 | 331.65 | Manufactured | FALSE | FALSE |  |  |  | 645.2435 | 580.7191 | Manufactured_FALSE | Manufactured_FALSE | Manufactured_ | Manufactured_ | Manufactured_ | unknown | unknownManufactured_ | unknownManufactured_FALSE
Water_00000644 | SITE_00863 | Room_00001827 | Bathroom_1 | Bathroom | Shower | 2.5 | 1.8867 | 2.5 | 2 |  | All used about the same | Daily / Almost Daily | N/A | Bag | 0.8492 |  | 1.698 |  | MT | Manufactured | Shower | 1382 | 331.65 | Manufactured | TRUE | FALSE | TRUE | TRUE | TRUE | 829.125 | 563.1417 | Manufactured_TRUE | Manufactured_FALSE | Manufactured_TRUE | Manufactured_TRUE | Manufactured_TRUE | 2.5gpm | 2.5gpmManufactured_TRUE | 2.5gpmManufactured_TRUE
Water_00000645 | SITE_00863 | Room_00001833 | Kitchen_1 | Kitchen | Kitchen Faucet | 2.2111 | 2.2111 |  | 2.5 |  | N/A | N/A | N/A | Bag | 0.796 |  | 1.99 |  | MT | Manufactured | Kitchen Faucet | 1382 | 331.65 | Manufactured | FALSE | FALSE |  |  |  | 733.315 | 659.9835 | Manufactured_FALSE | Manufactured_FALSE | Manufactured_ | Manufactured_ | Manufactured_ | unknown | unknownManufactured_ | unknownManufactured_FALSE
Water_00000646 | SITE_00863 | Room_00001828 | Bathroom_2 | Bathroom | Bathroom Faucet | 2.2111 | 2.2111 |  | 2.5 |  | N/A | N/A | N/A | Bag | 0.796 |  | 1.99 |  | MT | Manufactured | Bathroom Faucet | 1382 | 331.65 | Manufactured | FALSE | FALSE |  |  |  | 733.315 | 659.9835 | Manufactured_FALSE | Manufactured_FALSE | Manufactured_ | Manufactured_ | Manufactured_ | unknown | unknownManufactured_ | unknownManufactured_FALSE
Water_00000647 | SITE_00863 | Room_00001828 | Bathroom_2 | Bathroom | Shower | 2.5 | 2.3589 | 2.5 | 2.5 |  | All used about the same | Daily / Almost Daily | N/A | Bag | 0.8492 |  | 2.123 |  | MT | Manufactured | Shower | 1382 | 331.65 | Manufactured | TRUE | FALSE | TRUE | TRUE | TRUE | 829.125 | 704.0929 | Manufactured_TRUE | Manufactured_FALSE | Manufactured_TRUE | Manufactured_TRUE | Manufactured_TRUE | 2.5gpm | 2.5gpmManufactured_TRUE | 2.5gpmManufactured_TRUE
Water_00000648 | SITE_00864 | Room_00001837 | Bathroom_1 | Bathroom | Bathroom Faucet | 1.1056 | 1.1056 |  | 1.25 |  | N/A | N/A | N/A | Bag | 0.796 |  | 0.995 |  | MT | Manufactured | Bathroom Faucet | 1383 | 331.65 | Manufactured | FALSE | FALSE |  |  |  | 366.6575 | 329.9917 | Manufactured_FALSE | Manufactured_FALSE | Manufactured_ | Manufactured_ | Manufactured_ | unknown | unknownManufactured_ | unknownManufactured_FALSE
Water_00000649 | SITE_00864 | Room_00001837 | Bathroom_1 | Bathroom | Shower / Bathtub combo with diverter valve | 2 | 1.0356 | 2 | 1 |  | Secondary | A few times per month | N/A | Weir | 0.932 |  | 0.932 |  | MT | Manufactured | Shower | 1383 | 331.65 | Manufactured | TRUE | TRUE | TRUE | TRUE | TRUE | 663.3 | 309.0978 | Manufactured_TRUE | Manufactured_TRUE | Manufactured_TRUE | Manufactured_TRUE | Manufactured_TRUE | 2.0gpm | 2.0gpmManufactured_TRUE | 2.0gpmManufactured_TRUE
Water_00000650 | SITE_00864 | Room_00001842 | Kitchen_1 | Kitchen | Kitchen Faucet | unknown |  |  | 1 |  | N/A | N/A | N/A | Unknown |  | N/A |  | N/A | MT | Manufactured | Kitchen Faucet | 1383 | 331.65 | Manufactured | FALSE | FALSE |  |  |  | 0 | 0 | Manufactured_FALSE | Manufactured_FALSE | Manufactured_ | Manufactured_ | Manufactured_ | unknown | unknownManufactured_ | unknownManufactured_FALSE
Water_00000651 | SITE_00864 | Room_00001838 | Bathroom_6 | Bathroom | Shower | 0.94333 | 0.94333 |  | 1 |  | Primary | Daily / Almost Daily | N/A | Bag | 0.8492 |  | 0.849 |  | MT | Manufactured | Shower | 1383 | 331.65 | Manufactured | TRUE | FALSE | TRUE | TRUE | TRUE | 312.8565 | 281.5708 | Manufactured_TRUE | Manufactured_FALSE | Manufactured_TRUE | Manufactured_TRUE | Manufactured_TRUE | <1.5gpm | <1.5gpmManufactured_TRUE | <1.5gpmManufactured_TRUE
Water_00000652 | SITE_00864 | Room_00001838 | Bathroom_6 | Bathroom | Bathroom Faucet | 2 | 2.0344 | 2 | 2.3 |  | N/A | N/A | N/A | Bag | 0.796 |  | 1.831 |  | MT | Manufactured | Bathroom Faucet | 1383 | 331.65 | Manufactured | FALSE | FALSE |  |  |  | 663.3 | 607.2511 | Manufactured_FALSE | Manufactured_FALSE | Manufactured_ | Manufactured_ | Manufactured_ | unknown | unknownManufactured_ | unknownManufactured_FALSE
Water_00000653 | SITE_00865 | Room_00001858 | Kitchen_1 | Kitchen | Kitchen Faucet | 2.2 | 2.6533 | 2.2 | 3 |  | N/A | N/A | N/A | Bag | 0.796 |  | 2.388 |  | MT | Manufactured | Kitchen Faucet | 1384 | 331.65 | Manufactured | FALSE | FALSE |  |  |  | 729.63 | 791.9802 | Manufactured_FALSE | Manufactured_FALSE | Manufactured_ | Manufactured_ | Manufactured_ | unknown | unknownManufactured_ | unknownManufactured_FALSE
Water_00000654 | SITE_00865 | Room_00001848 | Bathroom_1 | Bathroom | Bathroom Faucet | 1.5 |  | 1.5 | 3 |  | N/A | N/A | N/A | Unknown |  | N/A |  | N/A | MT | Manufactured | Bathroom Faucet | 1384 | 331.65 | Manufactured | FALSE | FALSE |  |  |  | 497.475 | 0 | Manufactured_FALSE | Manufactured_FALSE | Manufactured_ | Manufactured_ | Manufactured_ | unknown | unknownManufactured_ | unknownManufactured_FALSE
Water_00000655 | SITE_00865 | Room_00001848 | Bathroom_1 | Bathroom | Shower / Bathtub combo with diverter valve | unknown |  |  | 4.5 |  | All used about the same | A few times per month | N/A | Unknown |  | N/A |  | N/A | MT | Manufactured | Shower | 1384 | 331.65 | Manufactured | TRUE | TRUE | FALSE | FALSE | FALSE | 0 | 0 | Manufactured_TRUE | Manufactured_TRUE | Manufactured_FALSE | Manufactured_FALSE | Manufactured_FALSE | unknown | unknownManufactured_FALSE | unknownManufactured_TRUE
Water_00000656 | SITE_00865 | Room_00001849 | Bathroom_2 | Bathroom | Shower / Bathtub combo with diverter valve | 2.5 |  | 2.5 | 3.5 |  | All used about the same | A few times per month | N/A | Unknown |  | N/A |  | N/A | MT | Manufactured | Shower | 1384 | 331.65 | Manufactured | TRUE | TRUE | TRUE | FALSE | FALSE | 829.125 | 0 | Manufactured_TRUE | Manufactured_TRUE | Manufactured_TRUE | Manufactured_FALSE | Manufactured_FALSE | unknown | unknownManufactured_FALSE | unknownManufactured_TRUE
Water_00000657 | SITE_00865 | Room_00001849 | Bathroom_2 | Bathroom | Kitchen Faucet | 1.5 | 1.7689 | 1.5 | 2 |  | N/A | N/A | N/A | Bag | 0.796 |  | 1.592 |  | MT | Manufactured | Kitchen Faucet | 1384 | 331.65 | Manufactured | FALSE | FALSE |  |  |  | 497.475 | 527.9868 | Manufactured_FALSE | Manufactured_FALSE | Manufactured_ | Manufactured_ | Manufactured_ | unknown | unknownManufactured_ | unknownManufactured_FALSE
Water_00000658 | SITE_00865 | Room_00001849 | Bathroom_2 | Bathroom | Kitchen Faucet | 1.5 | 1.7689 | 1.5 | 2 |  | N/A | N/A | N/A | Bag | 0.796 |  | 1.592 |  | MT | Manufactured | Kitchen Faucet | 1384 | 331.65 | Manufactured | FALSE | FALSE |  |  |  | 497.475 | 527.9868 | Manufactured_FALSE | Manufactured_FALSE | Manufactured_ | Manufactured_ | Manufactured_ | unknown | unknownManufactured_ | unknownManufactured_FALSE
Water_00000659 | SITE_00866 | Room_00001873 | Kitchen_1 | Kitchen | Kitchen Faucet | unknown |  |  | 1.7 |  | N/A | N/A | N/A | Unknown |  | N/A |  | N/A | MT | Manufactured | Kitchen Faucet | 1385 | 765.84 | Manufactured | FALSE | FALSE |  |  |  | 0 | 0 | Manufactured_FALSE | Manufactured_FALSE | Manufactured_ | Manufactured_ | Manufactured_ | unknown | unknownManufactured_ | unknownManufactured_FALSE
Water_00000660 | SITE_00866 | Room_00001864 | Bathroom_1 | Bathroom | Bathroom Faucet | unknown |  |  | 2 |  | N/A | N/A | N/A | Unknown |  | N/A |  | N/A | MT | Manufactured | Bathroom Faucet | 1385 | 765.84 | Manufactured | FALSE | FALSE |  |  |  | 0 | 0 | Manufactured_FALSE | Manufactured_FALSE | Manufactured_ | Manufactured_ | Manufactured_ | unknown | unknownManufactured_ | unknownManufactured_FALSE
Water_00000661 | SITE_00866 | Room_00001864 | Bathroom_1 | Bathroom | Shower | 2 |  | 2 | 1.8 |  | Primary | Daily / Almost Daily | N/A | Unknown |  | N/A |  | N/A | MT | Manufactured | Shower | 1385 | 765.84 | Manufactured | TRUE | FALSE | TRUE | FALSE | FALSE | 1531.68 | 0 | Manufactured_TRUE | Manufactured_FALSE | Manufactured_TRUE | Manufactured_FALSE | Manufactured_FALSE | unknown | unknownManufactured_FALSE | unknownManufactured_TRUE
Water_00000662 | SITE_00866 | Room_00001865 | Bathroom_2 | Bathroom | Bathroom Faucet | 2 |  | 2 | 1.5 |  | N/A | N/A | N/A | Unknown |  | N/A |  | N/A | MT | Manufactured | Bathroom Faucet | 1385 | 765.84 | Manufactured | FALSE | FALSE |  |  |  | 1531.68 | 0 | Manufactured_FALSE | Manufactured_FALSE | Manufactured_ | Manufactured_ | Manufactured_ | unknown | unknownManufactured_ | unknownManufactured_FALSE
Water_00000663 | SITE_00866 | Room_00001865 | Bathroom_2 | Bathroom | Shower / Bathtub combo with diverter valve | unknown |  |  | 3.2 |  | Secondary | Daily / Almost Daily | N/A | Unknown |  | N/A |  | N/A | MT | Manufactured | Shower | 1385 | 765.84 | Manufactured | TRUE | TRUE | FALSE | FALSE | FALSE | 0 | 0 | Manufactured_TRUE | Manufactured_TRUE | Manufactured_FALSE | Manufactured_FALSE | Manufactured_FALSE | unknown | unknownManufactured_FALSE | unknownManufactured_TRUE
Water_00000664 | SITE_00867 | Room_00001878 | Bathroom_1 | Bathroom | Bathroom Faucet | 2 | 2.2111 | 2 | 2.5 |  | N/A | N/A | N/A | Bag | 0.796 |  | 1.99 |  | MT | Manufactured | Bathroom Faucet | 1386 | 331.65 | Manufactured | FALSE | FALSE |  |  |  | 663.3 | 659.9835 | Manufactured_FALSE | Manufactured_FALSE | Manufactured_ | Manufactured_ | Manufactured_ | unknown | unknownManufactured_ | unknownManufactured_FALSE
Water_00000665 | SITE_00867 | Room_00001878 | Bathroom_1 | Bathroom | Shower / Bathtub combo with diverter valve | 2.5 |  | 2.5 | 2.1 |  | Secondary | A few times per year | N/A | Unknown |  | N/A |  | N/A | MT | Manufactured | Shower | 1386 | 331.65 | Manufactured | TRUE | TRUE | TRUE | FALSE | FALSE | 829.125 | 0 | Manufactured_TRUE | Manufactured_TRUE | Manufactured_TRUE | Manufactured_FALSE | Manufactured_FALSE | unknown | unknownManufactured_FALSE | unknownManufactured_TRUE
Water_00000666 | SITE_00867 | Room_00001885 | Kitchen_2 | Kitchen | Kitchen Faucet | 2 | 2.0344 | 2 | 2.3 |  | N/A | N/A | N/A | Bag | 0.796 |  | 1.831 |  | MT | Manufactured | Kitchen Faucet | 1386 | 331.65 | Manufactured | FALSE | FALSE |  |  |  | 663.3 | 607.2511 | Manufactured_FALSE | Manufactured_FALSE | Manufactured_ | Manufactured_ | Manufactured_ | unknown | unknownManufactured_ | unknownManufactured_FALSE
Water_00000667 | SITE_00867 | Room_00001879 | Bathroom_6 | Bathroom | Shower | 2 | 1.9811 | 2 | 2.1 |  | Primary | Daily / Almost Daily | N/A | Bag | 0.8492 |  | 1.783 |  | MT | Manufactured | Shower | 1386 | 331.65 | Manufactured | TRUE | FALSE | TRUE | TRUE | TRUE | 663.3 | 591.3319 | Manufactured_TRUE | Manufactured_FALSE | Manufactured_TRUE | Manufactured_TRUE | Manufactured_TRUE | 2.0gpm | 2.0gpmManufactured_TRUE | 2.0gpmManufactured_TRUE
Water_00000668 | SITE_00867 | Room_00001879 | Bathroom_6 | Bathroom | Bathtub | unknown |  |  |  | N/A | N/A | N/A | N/A | Unknown |  | N/A |  | N/A | MT | Manufactured | Bathtub | 1386 | 331.65 | Manufactured | FALSE | FALSE |  |  |  | 0 | 0 | Manufactured_FALSE | Manufactured_FALSE | Manufactured_ | Manufactured_ | Manufactured_ | unknown | unknownManufactured_ | unknownManufactured_FALSE
Water_00000669 | SITE_00867 | Room_00001879 | Bathroom_6 | Bathroom | Bathroom Faucet | 2 | 2.2111 | 2 | 2.5 |  | N/A | N/A | N/A | Bag | 0.796 |  | 1.99 |  | MT | Manufactured | Bathroom Faucet | 1386 | 331.65 | Manufactured | FALSE | FALSE |  |  |  | 663.3 | 659.9835 | Manufactured_FALSE | Manufactured_FALSE | Manufactured_ | Manufactured_ | Manufactured_ | unknown | unknownManufactured_ | unknownManufactured_FALSE
Water_00000670 | SITE_00868 | Room_00001890 | Bathroom_1 | Bathroom | Bathroom Faucet | 1 | 1.1056 | 1 | 1.25 |  | N/A | N/A | N/A | Bag | 0.796 |  | 0.995 |  | MT | Manufactured | Bathroom Faucet | 1387 | 331.65 | Manufactured | FALSE | FALSE |  |  |  | 331.65 | 329.9917 | Manufactured_FALSE | Manufactured_FALSE | Manufactured_ | Manufactured_ | Manufactured_ | unknown | unknownManufactured_ | unknownManufactured_FALSE
Water_00000671 | SITE_00868 | Room_00001890 | Bathroom_1 | Bathroom | Shower / Bathtub combo with diverter valve | 2 | 1.8867 | 2 | 2 |  | Primary | A few times per week | N/A | Bag | 0.8492 |  | 1.698 |  | MT | Manufactured | Shower | 1387 | 331.65 | Manufactured | TRUE | TRUE | TRUE | TRUE | TRUE | 663.3 | 563.1417 | Manufactured_TRUE | Manufactured_TRUE | Manufactured_TRUE | Manufactured_TRUE | Manufactured_TRUE | 2.0gpm | 2.0gpmManufactured_TRUE | 2.0gpmManufactured_TRUE
Water_00000672 | SITE_00868 | Room_00001898 | Kitchen_1 | Kitchen | Kitchen Faucet | 1.5 | 1.3267 | 1.5 | 1.5 |  | N/A | N/A | N/A | Bag | 0.796 |  | 1.194 |  | MT | Manufactured | Kitchen Faucet | 1387 | 331.65 | Manufactured | FALSE | FALSE |  |  |  | 497.475 | 395.9901 | Manufactured_FALSE | Manufactured_FALSE | Manufactured_ | Manufactured_ | Manufactured_ | unknown | unknownManufactured_ | unknownManufactured_FALSE
Water_00000673 | SITE_00868 | Room_00001891 | Bathroom_7 | Bathroom | Bathroom Faucet | 2 | 1.3267 | 2 | 1.5 |  | N/A | N/A | N/A | Bag | 0.796 |  | 1.194 |  | MT | Manufactured | Bathroom Faucet | 1387 | 331.65 | Manufactured | FALSE | FALSE |  |  |  | 663.3 | 395.9901 | Manufactured_FALSE | Manufactured_FALSE | Manufactured_ | Manufactured_ | Manufactured_ | unknown | unknownManufactured_ | unknownManufactured_FALSE
Water_00000674 | SITE_00868 | Room_00001891 | Bathroom_7 | Bathroom | Shower / Bathtub combo with diverter valve | 2.3589 | 2.3589 |  | 2.5 |  | Secondary | A few times per year | N/A | Bag | 0.8492 |  | 2.123 |  | MT | Manufactured | Shower | 1387 | 331.65 | Manufactured | TRUE | TRUE | TRUE | TRUE | TRUE | 782.3255 | 704.0929 | Manufactured_TRUE | Manufactured_TRUE | Manufactured_TRUE | Manufactured_TRUE | Manufactured_TRUE | 2.5gpm | 2.5gpmManufactured_TRUE | 2.5gpmManufactured_TRUE
Water_00000675 | SITE_00869 | Room_00001903 | Bathroom_1 | Bathroom | Bathroom Faucet | 1.5 | 1.1056 | 1.5 | 1.25 |  | N/A | N/A | N/A | Bag | 0.796 |  | 0.995 |  | MT | Manufactured | Bathroom Faucet | 1388 | 765.84 | Manufactured | FALSE | FALSE |  |  |  | 1148.76 | 762.0108 | Manufactured_FALSE | Manufactured_FALSE | Manufactured_ | Manufactured_ | Manufactured_ | unknown | unknownManufactured_ | unknownManufactured_FALSE
Water_00000676 | SITE_00869 | Room_00001903 | Bathroom_1 | Bathroom | Bathroom Faucet | 1.5 | 1.5478 | 1.5 | 1.75 |  | N/A | N/A | N/A | Bag | 0.796 |  | 1.393 |  | MT | Manufactured | Bathroom Faucet | 1388 | 765.84 | Manufactured | FALSE | FALSE |  |  |  | 1148.76 | 1066.8151 | Manufactured_FALSE | Manufactured_FALSE | Manufactured_ | Manufactured_ | Manufactured_ | unknown | unknownManufactured_ | unknownManufactured_FALSE
Water_00000677 | SITE_00869 | Room_00001903 | Bathroom_1 | Bathroom | Shower | 2.5944 | 2.5944 |  | 2.75 |  | All used about the same | Daily / Almost Daily | N/A | Bag | 0.8492 |  | 2.335 |  | MT | Manufactured | Shower | 1388 | 765.84 | Manufactured | TRUE | FALSE | TRUE | TRUE | TRUE | 1986.9293 | 1788.2364 | Manufactured_TRUE | Manufactured_FALSE | Manufactured_TRUE | Manufactured_TRUE | Manufactured_TRUE | gt2.5gpm | gt2.5gpmManufactured_TRUE | gt2.5gpmManufactured_TRUE
Water_00000678 | SITE_00869 | Room_00001903 | Bathroom_1 | Bathroom | Bathtub | unknown |  |  |  | N/A | N/A | N/A | 4 gpm | Unknown |  | N/A |  | N/A | MT | Manufactured | Bathtub | 1388 | 765.84 | Manufactured | FALSE | FALSE |  |  |  | 0 | 0 | Manufactured_FALSE | Manufactured_FALSE | Manufactured_ | Manufactured_ | Manufactured_ | unknown | unknownManufactured_ | unknownManufactured_FALSE
Water_00000679 | SITE_00869 | Room_00001909 | Kitchen_1 | Kitchen | Kitchen Faucet | 1.3267 | 1.3267 |  | 1.5 |  | N/A | N/A | N/A | Bag | 0.796 |  | 1.194 |  | MT | Manufactured | Kitchen Faucet | 1388 | 765.84 | Manufactured | FALSE | FALSE |  |  |  | 1016.0144 | 914.413 | Manufactured_FALSE | Manufactured_FALSE | Manufactured_ | Manufactured_ | Manufactured_ | unknown | unknownManufactured_ | unknownManufactured_FALSE
Water_00000680 | SITE_00869 | Room_00001904 | Bathroom_2 | Bathroom | Bathroom Faucet | 3.0956 | 3.0956 |  | 3.5 |  | N/A | N/A | N/A | Bag | 0.796 |  | 2.786 |  | MT | Manufactured | Bathroom Faucet | 1388 | 765.84 | Manufactured | FALSE | FALSE |  |  |  | 2370.7003 | 2133.6302 | Manufactured_FALSE | Manufactured_FALSE | Manufactured_ | Manufactured_ | Manufactured_ | unknown | unknownManufactured_ | unknownManufactured_FALSE
Water_00000681 | SITE_00869 | Room_00001904 | Bathroom_2 | Bathroom | Shower / Bathtub combo with diverter valve | 3.3022 | 3.3022 |  | 3.5 |  | All used about the same | Daily / Almost Daily | N/A | Bag | 0.8492 |  | 2.972 |  | MT | Manufactured | Shower | 1388 | 765.84 | Manufactured | TRUE | TRUE | TRUE | TRUE | TRUE | 2528.9739 | 2276.0765 | Manufactured_TRUE | Manufactured_TRUE | Manufactured_TRUE | Manufactured_TRUE | Manufactured_TRUE | gt2.5gpm | gt2.5gpmManufactured_TRUE | gt2.5gpmManufactured_TRUE
Water_00000682 | SITE_00870 | Room_00001914 | Bathroom_1 | Bathroom | Bathroom Faucet | 2.2 | 1.2378 | 2.2 | 1.4 |  | N/A | N/A | N/A | Bag | 0.796 |  | 1.114 |  | MT | Manufactured | Bathroom Faucet | 1389 | 331.65 | Manufactured | FALSE | FALSE |  |  |  | 729.63 | 369.4581 | Manufactured_FALSE | Manufactured_FALSE | Manufactured_ | Manufactured_ | Manufactured_ | unknown | unknownManufactured_ | unknownManufactured_FALSE
Water_00000683 | SITE_00870 | Room_00001914 | Bathroom_1 | Bathroom | Shower | unknown |  |  | 1.7 |  | Secondary | Daily / Almost Daily | N/A | Unknown |  | N/A |  | N/A | MT | Manufactured | Shower | 1389 | 331.65 | Manufactured | TRUE | FALSE | FALSE | FALSE | FALSE | 0 | 0 | Manufactured_TRUE | Manufactured_FALSE | Manufactured_FALSE | Manufactured_FALSE | Manufactured_FALSE | unknown | unknownManufactured_FALSE | unknownManufactured_TRUE
Water_00000684 | SITE_00870 | Room_00001921 | Kitchen_1 | Kitchen | Kitchen Faucet | 2.2 |  | 2.2 | 1.5 |  | N/A | N/A | N/A | Unknown |  | N/A |  | N/A | MT | Manufactured | Kitchen Faucet | 1389 | 331.65 | Manufactured | FALSE | FALSE |  |  |  | 729.63 | 0 | Manufactured_FALSE | Manufactured_FALSE | Manufactured_ | Manufactured_ | Manufactured_ | unknown | unknownManufactured_ | unknownManufactured_FALSE
Water_00000685 | SITE_00870 | Room_00001915 | Bathroom_2 | Bathroom | Bathroom Faucet | 1.5 | 3.98 | 1.5 | 4.5 |  | N/A | N/A | N/A | Bag | 0.796 |  | 3.582 |  | MT | Manufactured | Bathroom Faucet | 1389 | 331.65 | Manufactured | FALSE | FALSE |  |  |  | 497.475 | 1187.9703 | Manufactured_FALSE | Manufactured_FALSE | Manufactured_ | Manufactured_ | Manufactured_ | unknown | unknownManufactured_ | unknownManufactured_FALSE
Water_00000686 | SITE_00870 | Room_00001915 | Bathroom_2 | Bathroom | Shower / Bathtub combo with diverter valve | unknown |  |  | 1.5 |  | Primary | Daily / Almost Daily | N/A | Unknown |  | N/A |  | N/A | MT | Manufactured | Shower | 1389 | 331.65 | Manufactured | TRUE | TRUE | FALSE | FALSE | FALSE | 0 | 0 | Manufactured_TRUE | Manufactured_TRUE | Manufactured_FALSE | Manufactured_FALSE | Manufactured_FALSE | unknown | unknownManufactured_FALSE | unknownManufactured_TRUE
Water_00000687 | SITE_00871 | Room_00001926 | Bathroom_1 | Bathroom | Bathroom Faucet | 1.15 | 1.15 |  | 1.3 |  | N/A | N/A | N/A | Bag | 0.796 |  | 1.035 |  | MT | Manufactured | Bathroom Faucet | 1390 | 765.84 | Manufactured | FALSE | FALSE |  |  |  | 880.716 | 792.6444 | Manufactured_FALSE | Manufactured_FALSE | Manufactured_ | Manufactured_ | Manufactured_ | unknown | unknownManufactured_ | unknownManufactured_FALSE
Water_00000688 | SITE_00871 | Room_00001926 | Bathroom_1 | Bathroom | Shower / Bathtub combo with diverter valve | 2 | 1.5533 | 2 | 1.5 |  | Secondary | A few times per year | N/A | Weir | 0.932 |  | 1.398 |  | MT | Manufactured | Shower | 1390 | 765.84 | Manufactured | TRUE | TRUE | TRUE | TRUE | TRUE | 1531.68 | 1070.6443 | Manufactured_TRUE | Manufactured_TRUE | Manufactured_TRUE | Manufactured_TRUE | Manufactured_TRUE | 2.0gpm | 2.0gpmManufactured_TRUE | 2.0gpmManufactured_TRUE
Water_00000689 | SITE_00871 | Room_00001930 | Kitchen_1 | Kitchen | Kitchen Faucet | 2 |  | 2 |  | Unknown | N/A | N/A | N/A | Unknown |  | N/A |  | N/A | MT | Manufactured | Kitchen Faucet | 1390 | 765.84 | Manufactured | FALSE | FALSE |  |  |  | 1531.68 | 0 | Manufactured_FALSE | Manufactured_FALSE | Manufactured_ | Manufactured_ | Manufactured_ | unknown | unknownManufactured_ | unknownManufactured_FALSE
Water_00000690 | SITE_00871 | Room_00001927 | Bathroom_2 | Bathroom | Bathtub | unknown |  |  |  | N/A | N/A | N/A | N/A | Unknown |  | N/A |  | N/A | MT | Manufactured | Bathtub | 1390 | 765.84 | Manufactured | FALSE | FALSE |  |  |  | 0 | 0 | Manufactured_FALSE | Manufactured_FALSE | Manufactured_ | Manufactured_ | Manufactured_ | unknown | unknownManufactured_ | unknownManufactured_FALSE
Water_00000691 | SITE_00871 | Room_00001927 | Bathroom_2 | Bathroom | Bathroom Faucet | 1.5 | 1.15 | 1.5 | 1.3 |  | N/A | N/A | N/A | Bag | 0.796 |  | 1.035 |  | MT | Manufactured | Bathroom Faucet | 1390 | 765.84 | Manufactured | FALSE | FALSE |  |  |  | 1148.76 | 792.6444 | Manufactured_FALSE | Manufactured_FALSE | Manufactured_ | Manufactured_ | Manufactured_ | unknown | unknownManufactured_ | unknownManufactured_FALSE
Water_00000692 | SITE_00871 | Room_00001927 | Bathroom_2 | Bathroom | Bathroom Faucet | 1.5 | 1.15 | 1.5 | 1.3 |  | N/A | N/A | N/A | Bag | 0.796 |  | 1.035 |  | MT | Manufactured | Bathroom Faucet | 1390 | 765.84 | Manufactured | FALSE | FALSE |  |  |  | 1148.76 | 792.6444 | Manufactured_FALSE | Manufactured_FALSE | Manufactured_ | Manufactured_ | Manufactured_ | unknown | unknownManufactured_ | unknownManufactured_FALSE
Water_00000693 | SITE_00871 | Room_00001927 | Bathroom_2 | Bathroom | Shower | 2 | 1.76 | 2 | 1.7 |  | Primary | Daily / Almost Daily | N/A | Weir | 0.932 |  | 1.584 |  | MT | Manufactured | Shower | 1390 | 765.84 | Manufactured | TRUE | FALSE | TRUE | TRUE | TRUE | 1531.68 | 1213.0906 | Manufactured_TRUE | Manufactured_FALSE | Manufactured_TRUE | Manufactured_TRUE | Manufactured_TRUE | 2.0gpm | 2.0gpmManufactured_TRUE | 2.0gpmManufactured_TRUE
Water_00000694 | SITE_00872 | Room_00001936 | Bathroom_1 | Bathroom | Bathroom Faucet | 1.5 |  | 1.5 | 4.5 |  | N/A | N/A | N/A | Unknown |  | N/A |  | N/A | MT | Manufactured | Bathroom Faucet | 1391 | 331.65 | Manufactured | FALSE | FALSE |  |  |  | 497.475 | 0 | Manufactured_FALSE | Manufactured_FALSE | Manufactured_ | Manufactured_ | Manufactured_ | unknown | unknownManufactured_ | unknownManufactured_FALSE
Water_00000695 | SITE_00872 | Room_00001936 | Bathroom_1 | Bathroom | Shower / Bathtub combo with diverter valve | 2 |  | 2 | 2.5 |  | Primary | Daily / Almost Daily | N/A | Unknown |  | N/A |  | N/A | MT | Manufactured | Shower | 1391 | 331.65 | Manufactured | TRUE | TRUE | TRUE | FALSE | FALSE | 663.3 | 0 | Manufactured_TRUE | Manufactured_TRUE | Manufactured_TRUE | Manufactured_FALSE | Manufactured_FALSE | unknown | unknownManufactured_FALSE | unknownManufactured_TRUE
Water_00000696 | SITE_00872 | Room_00001943 | Kitchen_1 | Kitchen | Kitchen Faucet | 2.6533 | 2.6533 |  | 3 |  | N/A | N/A | N/A | Bag | 0.796 |  | 2.388 |  | MT | Manufactured | Kitchen Faucet | 1391 | 331.65 | Manufactured | FALSE | FALSE |  |  |  | 879.978 | 791.9802 | Manufactured_FALSE | Manufactured_FALSE | Manufactured_ | Manufactured_ | Manufactured_ | unknown | unknownManufactured_ | unknownManufactured_FALSE
Water_00000697 | SITE_00873 | Room_00001953 | Kitchen_1 | Kitchen | Kitchen Faucet | 2.2 |  | 2.2 | 2 |  | N/A | N/A | N/A | Unknown |  | N/A |  | N/A | MT | Manufactured | Kitchen Faucet | 1392 | 765.84 | Manufactured | FALSE | FALSE |  |  |  | 1684.848 | 0 | Manufactured_FALSE | Manufactured_FALSE | Manufactured_ | Manufactured_ | Manufactured_ | unknown | unknownManufactured_ | unknownManufactured_FALSE
Water_00000698 | SITE_00873 | Room_00001947 | Bathroom_1 | Bathroom | Bathroom Faucet | 2.2 |  | 2.2 | 3.2 |  | N/A | N/A | N/A | Unknown |  | N/A |  | N/A | MT | Manufactured | Bathroom Faucet | 1392 | 765.84 | Manufactured | FALSE | FALSE |  |  |  | 1684.848 | 0 | Manufactured_FALSE | Manufactured_FALSE | Manufactured_ | Manufactured_ | Manufactured_ | unknown | unknownManufactured_ | unknownManufactured_FALSE
Water_00000699 | SITE_00873 | Room_00001947 | Bathroom_1 | Bathroom | Shower / Bathtub combo with diverter valve | unknown |  |  | 4.2 |  | Primary | A few times per week | N/A | Unknown |  | N/A |  | N/A | MT | Manufactured | Shower | 1392 | 765.84 | Manufactured | TRUE | TRUE | FALSE | FALSE | FALSE | 0 | 0 | Manufactured_TRUE | Manufactured_TRUE | Manufactured_FALSE | Manufactured_FALSE | Manufactured_FALSE | unknown | unknownManufactured_FALSE | unknownManufactured_TRUE
Water_00000700 | SITE_00874 | Room_00001957 | Bathroom_1 | Bathroom | Bathroom Faucet | 1.3267 | 1.3267 |  | 1.5 |  | N/A | N/A | N/A | Bag | 0.796 |  | 1.194 |  | MT | Manufactured | Bathroom Faucet | 1393 | 765.84 | Manufactured | FALSE | FALSE |  |  |  | 1016.0144 | 914.413 | Manufactured_FALSE | Manufactured_FALSE | Manufactured_ | Manufactured_ | Manufactured_ | unknown | unknownManufactured_ | unknownManufactured_FALSE
Water_00000701 | SITE_00874 | Room_00001957 | Bathroom_1 | Bathroom | Shower / Bathtub combo with diverter valve | unknown |  |  | 1.4 |  | Secondary | Daily / Almost Daily | Showerhead was too large for bucket, estimated 1.4 GPM | Unknown |  | N/A |  | N/A | MT | Manufactured | Shower | 1393 | 765.84 | Manufactured | TRUE | TRUE | FALSE | FALSE | FALSE | 0 | 0 | Manufactured_TRUE | Manufactured_TRUE | Manufactured_FALSE | Manufactured_FALSE | Manufactured_FALSE | unknown | unknownManufactured_FALSE | unknownManufactured_TRUE
Water_00000702 | SITE_00874 | Room_00001963 | Kitchen_1 | Kitchen | Kitchen Faucet | 2.2 |  | 2.2 | 0.8 |  | N/A | N/A | N/A | Unknown |  | N/A |  | N/A | MT | Manufactured | Kitchen Faucet | 1393 | 765.84 | Manufactured | FALSE | FALSE |  |  |  | 1684.848 | 0 | Manufactured_FALSE | Manufactured_FALSE | Manufactured_ | Manufactured_ | Manufactured_ | unknown | unknownManufactured_ | unknownManufactured_FALSE
Water_00000703 | SITE_00874 | Room_00001958 | Bathroom_2 | Bathroom | Bathroom Faucet | 1.3267 | 1.3267 |  | 1.5 |  | N/A | N/A | N/A | Bag | 0.796 |  | 1.194 |  | MT | Manufactured | Bathroom Faucet | 1393 | 765.84 | Manufactured | FALSE | FALSE |  |  |  | 1016.0144 | 914.413 | Manufactured_FALSE | Manufactured_FALSE | Manufactured_ | Manufactured_ | Manufactured_ | unknown | unknownManufactured_ | unknownManufactured_FALSE
Water_00000704 | SITE_00874 | Room_00001958 | Bathroom_2 | Bathroom | Shower / Bathtub combo with diverter valve | 2 |  | 2 | 1.6 |  | Secondary | A few times per month | N/A | Unknown |  | N/A |  | N/A | MT | Manufactured | Shower | 1393 | 765.84 | Manufactured | TRUE | TRUE | TRUE | FALSE | FALSE | 1531.68 | 0 | Manufactured_TRUE | Manufactured_TRUE | Manufactured_TRUE | Manufactured_FALSE | Manufactured_FALSE | unknown | unknownManufactured_FALSE | unknownManufactured_TRUE
Water_00000705 | SITE_00875 | Room_00001970 | Bedroom_1 | Bedroom | Bathroom Faucet | 1.7689 | 1.7689 |  | 2 |  | N/A | N/A | N/A | Bag | 0.796 |  | 1.592 |  | MT | Manufactured | Bathroom Faucet | 1394 | 331.65 | Manufactured | FALSE | FALSE |  |  |  | 586.652 | 527.9868 | Manufactured_FALSE | Manufactured_FALSE | Manufactured_ | Manufactured_ | Manufactured_ | unknown | unknownManufactured_ | unknownManufactured_FALSE
Water_00000706 | SITE_00875 | Room_00001970 | Bedroom_1 | Bedroom | Shower / Bathtub combo with diverter valve | unknown |  |  |  | Unknown | Secondary | Daily / Almost Daily | Not accurately testable | Bag | 0.8492 |  |  | Unknown | MT | Manufactured | Shower | 1394 | 331.65 | Manufactured | TRUE | TRUE | FALSE | FALSE | FALSE | 0 | 0 | Manufactured_TRUE | Manufactured_TRUE | Manufactured_FALSE | Manufactured_FALSE | Manufactured_FALSE | unknown | unknownManufactured_FALSE | unknownManufactured_TRUE
Water_00000707 | SITE_00875 | Room_00001977 | Kitchen_1 | Kitchen | Kitchen Faucet | 2.5644 | 2.5644 |  | 2.9 |  | N/A | N/A | N/A | Bag | 0.796 |  | 2.308 |  | MT | Manufactured | Kitchen Faucet | 1394 | 331.65 | Manufactured | FALSE | FALSE |  |  |  | 850.498 | 765.4482 | Manufactured_FALSE | Manufactured_FALSE | Manufactured_ | Manufactured_ | Manufactured_ | unknown | unknownManufactured_ | unknownManufactured_FALSE
Water_00000708 | SITE_00876 | Room_00001987 | Kitchen_1 | Kitchen | Kitchen Faucet | 2.2 | 1.5922 | 2.2 | 1.8 |  | N/A | N/A | N/A | Bag | 0.796 |  | 1.433 |  | MT | Manufactured | Kitchen Faucet | 1395 | 331.65 | Manufactured | FALSE | FALSE |  |  |  | 729.63 | 475.2544 | Manufactured_FALSE | Manufactured_FALSE | Manufactured_ | Manufactured_ | Manufactured_ | unknown | unknownManufactured_ | unknownManufactured_FALSE
Water_00000709 | SITE_00876 | Room_00001981 | Bathroom_1 | Bathroom | Bathroom Faucet | 2.2 | 2.6533 | 2.2 | 3 |  | N/A | N/A | N/A | Bag | 0.796 |  | 2.388 |  | MT | Manufactured | Bathroom Faucet | 1395 | 331.65 | Manufactured | FALSE | FALSE |  |  |  | 729.63 | 791.9802 | Manufactured_FALSE | Manufactured_FALSE | Manufactured_ | Manufactured_ | Manufactured_ | unknown | unknownManufactured_ | unknownManufactured_FALSE
Water_00000710 | SITE_00876 | Room_00001981 | Bathroom_1 | Bathroom | Shower | 2 | 1.4156 | 2 | 1.5 |  | Primary | Daily / Almost Daily | N/A | Bag | 0.8492 |  | 1.274 |  | MT | Manufactured | Shower | 1395 | 331.65 | Manufactured | TRUE | FALSE | TRUE | TRUE | TRUE | 663.3 | 422.5221 | Manufactured_TRUE | Manufactured_FALSE | Manufactured_TRUE | Manufactured_TRUE | Manufactured_TRUE | 2.0gpm | 2.0gpmManufactured_TRUE | 2.0gpmManufactured_TRUE
Water_00000711 | SITE_00876 | Room_00001981 | Bathroom_1 | Bathroom | Bathtub | unknown |  |  |  | N/A | N/A | N/A | 4.5gpm measured | Unknown |  | N/A |  | N/A | MT | Manufactured | Bathtub | 1395 | 331.65 | Manufactured | FALSE | FALSE |  |  |  | 0 | 0 | Manufactured_FALSE | Manufactured_FALSE | Manufactured_ | Manufactured_ | Manufactured_ | unknown | unknownManufactured_ | unknownManufactured_FALSE
Water_00000712 | SITE_00876 | Room_00001982 | Bathroom_2 | Bathroom | Bathroom Faucet | 2.2 | 2.6533 | 2.2 | 3 |  | N/A | N/A | N/A | Bag | 0.796 |  | 2.388 |  | MT | Manufactured | Bathroom Faucet | 1395 | 331.65 | Manufactured | FALSE | FALSE |  |  |  | 729.63 | 791.9802 | Manufactured_FALSE | Manufactured_FALSE | Manufactured_ | Manufactured_ | Manufactured_ | unknown | unknownManufactured_ | unknownManufactured_FALSE
Water_00000713 | SITE_00876 | Room_00001982 | Bathroom_2 | Bathroom | Shower / Bathtub combo with diverter valve | 2.5 | 1.8867 | 2.5 | 2 |  | Secondary | A few times per month | N/A | Bag | 0.8492 |  | 1.698 |  | MT | Manufactured | Shower | 1395 | 331.65 | Manufactured | TRUE | TRUE | TRUE | TRUE | TRUE | 829.125 | 563.1417 | Manufactured_TRUE | Manufactured_TRUE | Manufactured_TRUE | Manufactured_TRUE | Manufactured_TRUE | 2.5gpm | 2.5gpmManufactured_TRUE | 2.5gpmManufactured_TRUE
Water_00000714 | SITE_00877 | Room_00001993 | Bathroom_1 | Bathroom | Bathroom Faucet | 1.5 | 1.7689 | 1.5 | 2 |  | N/A | N/A | N/A | Bag | 0.796 |  | 1.592 |  | MT | Manufactured | Bathroom Faucet | 1396 | 331.65 | Manufactured | FALSE | FALSE |  |  |  | 497.475 | 527.9868 | Manufactured_FALSE | Manufactured_FALSE | Manufactured_ | Manufactured_ | Manufactured_ | unknown | unknownManufactured_ | unknownManufactured_FALSE
Water_00000715 | SITE_00877 | Room_00001993 | Bathroom_1 | Bathroom | Shower / Bathtub combo with diverter valve | 2 | 2.8311 | 2 | 3 |  | Primary | A few times per week | N/A | Bag | 0.8492 |  | 2.548 |  | MT | Manufactured | Shower | 1396 | 331.65 | Manufactured | TRUE | TRUE | TRUE | TRUE | TRUE | 663.3 | 845.0442 | Manufactured_TRUE | Manufactured_TRUE | Manufactured_TRUE | Manufactured_TRUE | Manufactured_TRUE | 2.0gpm | 2.0gpmManufactured_TRUE | 2.0gpmManufactured_TRUE
Water_00000716 | SITE_00877 | Room_00002001 | Kitchen_1 | Kitchen | Kitchen Faucet | 2 | 2.4322 | 2 | 2.75 |  | N/A | N/A | N/A | Bag | 0.796 |  | 2.189 |  | MT | Manufactured | Kitchen Faucet | 1396 | 331.65 | Manufactured | FALSE | FALSE |  |  |  | 663.3 | 725.9819 | Manufactured_FALSE | Manufactured_FALSE | Manufactured_ | Manufactured_ | Manufactured_ | unknown | unknownManufactured_ | unknownManufactured_FALSE
Water_00000717 | SITE_00877 | Room_00001995 | Bedroom_2 | Bedroom | Bathroom Faucet | 1.5 | 1.1056 | 1.5 | 1.25 |  | N/A | N/A | N/A | Bag | 0.796 |  | 0.995 |  | MT | Manufactured | Bathroom Faucet | 1396 | 331.65 | Manufactured | FALSE | FALSE |  |  |  | 497.475 | 329.9917 | Manufactured_FALSE | Manufactured_FALSE | Manufactured_ | Manufactured_ | Manufactured_ | unknown | unknownManufactured_ | unknownManufactured_FALSE
Water_00000718 | SITE_00877 | Room_00001995 | Bedroom_2 | Bedroom | Shower | 3.0667 | 3.0667 |  | 3.25 |  | Primary | Daily / Almost Daily | 4-5 times per week | Bag | 0.8492 |  | 2.76 |  | MT | Manufactured | Shower | 1396 | 331.65 | Manufactured | TRUE | FALSE | TRUE | TRUE | TRUE | 1017.06 | 915.354 | Manufactured_TRUE | Manufactured_FALSE | Manufactured_TRUE | Manufactured_TRUE | Manufactured_TRUE | gt2.5gpm | gt2.5gpmManufactured_TRUE | gt2.5gpmManufactured_TRUE
Water_00000719 | SITE_00878 | Room_00002005 | Bathroom_1 | Bathroom | Bathroom Faucet | 2 | 1.7689 | 2 | 2 |  | N/A | N/A | N/A | Bag | 0.796 |  | 1.592 |  | MT | Manufactured | Bathroom Faucet | 1397 | 331.65 | Manufactured | FALSE | FALSE |  |  |  | 663.3 | 527.9868 | Manufactured_FALSE | Manufactured_FALSE | Manufactured_ | Manufactured_ | Manufactured_ | unknown | unknownManufactured_ | unknownManufactured_FALSE
Water_00000720 | SITE_00878 | Room_00002005 | Bathroom_1 | Bathroom | Shower / Bathtub combo with diverter valve | 2.5 | 2.3589 | 2.5 | 2.5 |  | Secondary | A few times per month | N/A | Bag | 0.8492 |  | 2.123 |  | MT | Manufactured | Shower | 1397 | 331.65 | Manufactured | TRUE | TRUE | TRUE | TRUE | TRUE | 829.125 | 704.0929 | Manufactured_TRUE | Manufactured_TRUE | Manufactured_TRUE | Manufactured_TRUE | Manufactured_TRUE | 2.5gpm | 2.5gpmManufactured_TRUE | 2.5gpmManufactured_TRUE
Water_00000721 | SITE_00878 | Room_00002011 | Kitchen_1 | Kitchen | Kitchen Faucet | 2.2 | 1.7689 | 2.2 | 2 |  | N/A | N/A | N/A | Bag | 0.796 |  | 1.592 |  | MT | Manufactured | Kitchen Faucet | 1397 | 331.65 | Manufactured | FALSE | FALSE |  |  |  | 729.63 | 527.9868 | Manufactured_FALSE | Manufactured_FALSE | Manufactured_ | Manufactured_ | Manufactured_ | unknown | unknownManufactured_ | unknownManufactured_FALSE
Water_00000722 | SITE_00878 | Room_00002006 | Bathroom_2 | Bathroom | Bathroom Faucet | 1.99 | 1.99 |  | 2.25 |  | N/A | N/A | N/A | Bag | 0.796 |  | 1.791 |  | MT | Manufactured | Bathroom Faucet | 1397 | 331.65 | Manufactured | FALSE | FALSE |  |  |  | 659.9835 | 593.9851 | Manufactured_FALSE | Manufactured_FALSE | Manufactured_ | Manufactured_ | Manufactured_ | unknown | unknownManufactured_ | unknownManufactured_FALSE
Water_00000723 | SITE_00878 | Room_00002006 | Bathroom_2 | Bathroom | Shower / Bathtub combo with diverter valve | 2.5 | 2.3589 | 2.5 | 2.5 |  | Primary | Daily / Almost Daily | N/A | Bag | 0.8492 |  | 2.123 |  | MT | Manufactured | Shower | 1397 | 331.65 | Manufactured | TRUE | TRUE | TRUE | TRUE | TRUE | 829.125 | 704.0929 | Manufactured_TRUE | Manufactured_TRUE | Manufactured_TRUE | Manufactured_TRUE | Manufactured_TRUE | 2.5gpm | 2.5gpmManufactured_TRUE | 2.5gpmManufactured_TRUE
Water_00000724 | SITE_00879 | Room_00002019 | Bathroom_1 | Bathroom | Shower / Bathtub combo with diverter valve | unknown |  |  |  | Unknown | All used about the same | A few times per week | Not able to access | Weir | 0.932 |  |  | Unknown | MT | Manufactured | Shower | 1398 | 331.65 | Manufactured | TRUE | TRUE | FALSE | FALSE | FALSE | 0 | 0 | Manufactured_TRUE | Manufactured_TRUE | Manufactured_FALSE | Manufactured_FALSE | Manufactured_FALSE | unknown | unknownManufactured_FALSE | unknownManufactured_TRUE
Water_00000725 | SITE_00879 | Room_00002019 | Bathroom_1 | Bathroom | Bathroom Faucet | unknown |  |  |  | Unknown | N/A | N/A | Not able to access | Bag | 0.796 |  |  | Unknown | MT | Manufactured | Bathroom Faucet | 1398 | 331.65 | Manufactured | FALSE | FALSE |  |  |  | 0 | 0 | Manufactured_FALSE | Manufactured_FALSE | Manufactured_ | Manufactured_ | Manufactured_ | unknown | unknownManufactured_ | unknownManufactured_FALSE
Water_00000726 | SITE_00879 | Room_00002020 | Bathroom_2 | Bathroom | Shower / Bathtub combo with diverter valve | 1.5533 | 1.5533 |  | 1.5 |  | All used about the same | A few times per week | N/A | Weir | 0.932 |  | 1.398 |  | MT | Manufactured | Shower | 1398 | 331.65 | Manufactured | TRUE | TRUE | TRUE | TRUE | TRUE | 515.163 | 463.6467 | Manufactured_TRUE | Manufactured_TRUE | Manufactured_TRUE | Manufactured_TRUE | Manufactured_TRUE | 1.8gpm | 1.8gpmManufactured_TRUE | 1.8gpmManufactured_TRUE
Water_00000727 | SITE_00879 | Room_00002020 | Bathroom_2 | Bathroom | Bathroom Faucet | unknown |  |  |  | Unknown | N/A | N/A | Could not access | Bag | 0.796 |  |  | Unknown | MT | Manufactured | Bathroom Faucet | 1398 | 331.65 | Manufactured | FALSE | FALSE |  |  |  | 0 | 0 | Manufactured_FALSE | Manufactured_FALSE | Manufactured_ | Manufactured_ | Manufactured_ | unknown | unknownManufactured_ | unknownManufactured_FALSE
Water_00000728 | SITE_00879 | Room_00002029 | Kitchen_1 | Kitchen | Kitchen Faucet | unknown |  |  |  | Unknown | N/A | N/A | N/A | Unknown |  | N/A |  | N/A | MT | Manufactured | Kitchen Faucet | 1398 | 331.65 | Manufactured | FALSE | FALSE |  |  |  | 0 | 0 | Manufactured_FALSE | Manufactured_FALSE | Manufactured_ | Manufactured_ | Manufactured_ | unknown | unknownManufactured_ | unknownManufactured_FALSE
Water_00000729 | SITE_00880 | Room_00002040 | Kitchen_1 | Kitchen | Kitchen Faucet | 1 | 1.1056 | 1 | 1.25 |  | N/A | N/A | N/A | Bag | 0.796 |  | 0.995 |  | MT | Manufactured | Kitchen Faucet | 1399 | 331.65 | Manufactured | FALSE | FALSE |  |  |  | 331.65 | 329.9917 | Manufactured_FALSE | Manufactured_FALSE | Manufactured_ | Manufactured_ | Manufactured_ | unknown | unknownManufactured_ | unknownManufactured_FALSE
Water_00000730 | SITE_00880 | Room_00002034 | Bathroom_1 | Bathroom | Bathroom Faucet | 2.2 | 1.7689 | 2.2 | 2 |  | N/A | N/A | N/A | Bag | 0.796 |  | 1.592 |  | MT | Manufactured | Bathroom Faucet | 1399 | 331.65 | Manufactured | FALSE | FALSE |  |  |  | 729.63 | 527.9868 | Manufactured_FALSE | Manufactured_FALSE | Manufactured_ | Manufactured_ | Manufactured_ | unknown | unknownManufactured_ | unknownManufactured_FALSE
Water_00000731 | SITE_00880 | Room_00002034 | Bathroom_1 | Bathroom | Shower / Bathtub combo with diverter valve | 2.3589 | 2.3589 |  | 2.5 |  | Primary | Daily / Almost Daily | N/A | Bag | 0.8492 |  | 2.123 |  | MT | Manufactured | Shower | 1399 | 331.65 | Manufactured | TRUE | TRUE | TRUE | TRUE | TRUE | 782.3255 | 704.0929 | Manufactured_TRUE | Manufactured_TRUE | Manufactured_TRUE | Manufactured_TRUE | Manufactured_TRUE | 2.5gpm | 2.5gpmManufactured_TRUE | 2.5gpmManufactured_TRUE
Water_00000732 | SITE_00881 | Room_00002051 | Kitchen_1 | Kitchen | Kitchen Faucet | 3.0956 | 3.0956 |  | 3.5 |  | N/A | N/A | N/A | Bag | 0.796 |  | 2.786 |  | MT | Manufactured | Kitchen Faucet | 1400 | 331.65 | Manufactured | FALSE | FALSE |  |  |  | 1026.641 | 923.9769 | Manufactured_FALSE | Manufactured_FALSE | Manufactured_ | Manufactured_ | Manufactured_ | unknown | unknownManufactured_ | unknownManufactured_FALSE
Water_00000733 | SITE_00881 | Room_00002052 | Laundry_1 | Laundry | Bathroom Faucet | unknown |  |  |  | Unknown | N/A | N/A | Filled with lint. | Unknown |  | N/A |  | N/A | MT | Manufactured | Bathroom Faucet | 1400 | 331.65 | Manufactured | FALSE | FALSE |  |  |  | 0 | 0 | Manufactured_FALSE | Manufactured_FALSE | Manufactured_ | Manufactured_ | Manufactured_ | unknown | unknownManufactured_ | unknownManufactured_FALSE
Water_00000734 | SITE_00881 | Room_00002045 | Bathroom_1 | Bathroom | Bathroom Faucet | unknown |  |  | 3 |  | N/A | N/A | N/A | Unknown |  | N/A |  | N/A | MT | Manufactured | Bathroom Faucet | 1400 | 331.65 | Manufactured | FALSE | FALSE |  |  |  | 0 | 0 | Manufactured_FALSE | Manufactured_FALSE | Manufactured_ | Manufactured_ | Manufactured_ | unknown | unknownManufactured_ | unknownManufactured_FALSE
Water_00000735 | SITE_00881 | Room_00002045 | Bathroom_1 | Bathroom | Shower / Bathtub combo with diverter valve | 2 |  | 2 | 1.5 |  | Primary | Daily / Almost Daily | N/A | Unknown |  | N/A |  | N/A | MT | Manufactured | Shower | 1400 | 331.65 | Manufactured | TRUE | TRUE | TRUE | FALSE | FALSE | 663.3 | 0 | Manufactured_TRUE | Manufactured_TRUE | Manufactured_TRUE | Manufactured_FALSE | Manufactured_FALSE | unknown | unknownManufactured_FALSE | unknownManufactured_TRUE
Water_00000736 | SITE_00881 | Room_00002046 | Bathroom_2 | Bathroom | Bathroom Faucet | unknown |  |  |  | Unknown | N/A | N/A | Faucet did not run. | Unknown |  | N/A |  | N/A | MT | Manufactured | Bathroom Faucet | 1400 | 331.65 | Manufactured | FALSE | FALSE |  |  |  | 0 | 0 | Manufactured_FALSE | Manufactured_FALSE | Manufactured_ | Manufactured_ | Manufactured_ | unknown | unknownManufactured_ | unknownManufactured_FALSE
Water_00000737 | SITE_00881 | Room_00002046 | Bathroom_2 | Bathroom | Shower / Bathtub combo with diverter valve | 1.8 |  | 1.8 | 2.5 |  | All used about the same | Daily / Almost Daily | N/A | Unknown |  | N/A |  | N/A | MT | Manufactured | Shower | 1400 | 331.65 | Manufactured | TRUE | TRUE | TRUE | FALSE | FALSE | 596.97 | 0 | Manufactured_TRUE | Manufactured_TRUE | Manufactured_TRUE | Manufactured_FALSE | Manufactured_FALSE | unknown | unknownManufactured_FALSE | unknownManufactured_TRUE
Water_00000738 | SITE_00882 | Room_00002060 | Kitchen_1 | Kitchen | Kitchen Faucet | 2.2 | 1.4156 | 2.2 | 1.6 |  | N/A | N/A | N/A | Bag | 0.796 |  | 1.274 |  | MT | Manufactured | Kitchen Faucet | 1401 | 331.65 | Manufactured | FALSE | FALSE |  |  |  | 729.63 | 422.5221 | Manufactured_FALSE | Manufactured_FALSE | Manufactured_ | Manufactured_ | Manufactured_ | unknown | unknownManufactured_ | unknownManufactured_FALSE
Water_00000739 | SITE_00882 | Room_00002056 | Bathroom_1 | Bathroom | Bathroom Faucet | 5.7489 | 5.7489 |  | 6.5 |  | N/A | N/A | N/A | Bag | 0.796 |  | 5.174 |  | MT | Manufactured | Bathroom Faucet | 1401 | 331.65 | Manufactured | FALSE | FALSE |  |  |  | 1906.619 | 1715.9571 | Manufactured_FALSE | Manufactured_FALSE | Manufactured_ | Manufactured_ | Manufactured_ | unknown | unknownManufactured_ | unknownManufactured_FALSE
Water_00000740 | SITE_00882 | Room_00002056 | Bathroom_1 | Bathroom | Shower / Bathtub combo with diverter valve | 2.5 |  | 2.5 | 3 |  | Primary | Daily / Almost Daily | N/A | Unknown |  | N/A |  | N/A | MT | Manufactured | Shower | 1401 | 331.65 | Manufactured | TRUE | TRUE | TRUE | FALSE | FALSE | 829.125 | 0 | Manufactured_TRUE | Manufactured_TRUE | Manufactured_TRUE | Manufactured_FALSE | Manufactured_FALSE | unknown | unknownManufactured_FALSE | unknownManufactured_TRUE
Water_00000741 | SITE_00883 | Room_00002066 | Bathroom_1 | Bathroom | Bathroom Faucet | 4.4222 | 4.4222 |  | 5 |  | N/A | N/A | No choke | Bag | 0.796 |  | 3.98 |  | MT | Manufactured | Bathroom Faucet | 1402 | 331.65 | Manufactured | FALSE | FALSE |  |  |  | 1466.63 | 1319.967 | Manufactured_FALSE | Manufactured_FALSE | Manufactured_ | Manufactured_ | Manufactured_ | unknown | unknownManufactured_ | unknownManufactured_FALSE
Water_00000742 | SITE_00883 | Room_00002066 | Bathroom_1 | Bathroom | Shower | 2 | 2.8311 | 2 | 3 |  | Primary | Daily / Almost Daily | N/A | Bag | 0.8492 |  | 2.548 |  | MT | Manufactured | Shower | 1402 | 331.65 | Manufactured | TRUE | FALSE | TRUE | TRUE | TRUE | 663.3 | 845.0442 | Manufactured_TRUE | Manufactured_FALSE | Manufactured_TRUE | Manufactured_TRUE | Manufactured_TRUE | 2.0gpm | 2.0gpmManufactured_TRUE | 2.0gpmManufactured_TRUE
Water_00000743 | SITE_00883 | Room_00002067 | Bathroom_2 | Bathroom | Bathroom Faucet | 4.8644 | 4.8644 |  | 5.5 |  | N/A | N/A | N/A | Bag | 0.796 |  | 4.378 |  | MT | Manufactured | Bathroom Faucet | 1402 | 331.65 | Manufactured | FALSE | FALSE |  |  |  | 1613.293 | 1451.9637 | Manufactured_FALSE | Manufactured_FALSE | Manufactured_ | Manufactured_ | Manufactured_ | unknown | unknownManufactured_ | unknownManufactured_FALSE
Water_00000744 | SITE_00883 | Room_00002067 | Bathroom_2 | Bathroom | Shower / Bathtub combo with diverter valve | 3.0667 | 3.0667 |  | 3.25 |  | Secondary | A few times per week | Not all water flowing from showerhead. Some leaving tub faucet | Bag | 0.8492 |  | 2.76 |  | MT | Manufactured | Shower | 1402 | 331.65 | Manufactured | TRUE | TRUE | TRUE | TRUE | TRUE | 1017.06 | 915.354 | Manufactured_TRUE | Manufactured_TRUE | Manufactured_TRUE | Manufactured_TRUE | Manufactured_TRUE | gt2.5gpm | gt2.5gpmManufactured_TRUE | gt2.5gpmManufactured_TRUE
Water_00000745 | SITE_00883 | Room_00002074 | Kitchen_1 | Kitchen | Kitchen Faucet | 2.2 | 3.0956 | 2.2 | 3.5 |  | N/A | N/A | N/A | Bag | 0.796 |  | 2.786 |  | MT | Manufactured | Kitchen Faucet | 1402 | 331.65 | Manufactured | FALSE | FALSE |  |  |  | 729.63 | 923.9769 | Manufactured_FALSE | Manufactured_FALSE | Manufactured_ | Manufactured_ | Manufactured_ | unknown | unknownManufactured_ | unknownManufactured_FALSE
Water_00000746 | SITE_00884 | Room_00002089 | Kitchen_1 | Kitchen | Kitchen Faucet | 1.8 | 1.5478 | 1.8 | 1.75 |  | N/A | N/A | N/A | Bag | 0.796 |  | 1.393 |  | MT | Manufactured | Kitchen Faucet | 1403 | 331.65 | Manufactured | FALSE | FALSE |  |  |  | 596.97 | 461.9885 | Manufactured_FALSE | Manufactured_FALSE | Manufactured_ | Manufactured_ | Manufactured_ | unknown | unknownManufactured_ | unknownManufactured_FALSE
Water_00000747 | SITE_00884 | Room_00002081 | Bathroom_1 | Bathroom | Bathroom Faucet | 2.2 | 3.7589 | 2.2 | 4.25 |  | N/A | N/A | N/A | Bag | 0.796 |  | 3.383 |  | MT | Manufactured | Bathroom Faucet | 1403 | 331.65 | Manufactured | FALSE | FALSE |  |  |  | 729.63 | 1121.9719 | Manufactured_FALSE | Manufactured_FALSE | Manufactured_ | Manufactured_ | Manufactured_ | unknown | unknownManufactured_ | unknownManufactured_FALSE
Water_00000748 | SITE_00884 | Room_00002081 | Bathroom_1 | Bathroom | Shower / Bathtub combo with diverter valve | 3.3022 | 3.3022 |  | 3.5 |  | Unknown | Daily / Almost Daily | N/A | Bag | 0.8492 |  | 2.972 |  | MT | Manufactured | Shower | 1403 | 331.65 | Manufactured | TRUE | TRUE | TRUE | TRUE | TRUE | 1095.182 | 985.6638 | Manufactured_TRUE | Manufactured_TRUE | Manufactured_TRUE | Manufactured_TRUE | Manufactured_TRUE | gt2.5gpm | gt2.5gpmManufactured_TRUE | gt2.5gpmManufactured_TRUE
Water_00000749 | SITE_00886 | Room_00002096 | Bathroom_1 | Bathroom | Bathroom Faucet | 2 | 3.5378 | 2 | 4 |  | N/A | N/A | N/A | Bag | 0.796 |  | 3.184 |  | MT | Manufactured | Bathroom Faucet | 1405 | 331.65 | Manufactured | FALSE | FALSE |  |  |  | 663.3 | 1055.9736 | Manufactured_FALSE | Manufactured_FALSE | Manufactured_ | Manufactured_ | Manufactured_ | unknown | unknownManufactured_ | unknownManufactured_FALSE
Water_00000750 | SITE_00886 | Room_00002096 | Bathroom_1 | Bathroom | Bathroom Faucet | 3.0956 | 3.0956 |  | 3.5 |  | N/A | N/A | N/A | Bag | 0.796 |  | 2.786 |  | MT | Manufactured | Bathroom Faucet | 1405 | 331.65 | Manufactured | FALSE | FALSE |  |  |  | 1026.641 | 923.9769 | Manufactured_FALSE | Manufactured_FALSE | Manufactured_ | Manufactured_ | Manufactured_ | unknown | unknownManufactured_ | unknownManufactured_FALSE
Water_00000751 | SITE_00886 | Room_00002096 | Bathroom_1 | Bathroom | Shower / Bathtub combo with diverter valve | 1.5533 | 1.5533 |  | 1.5 |  | All used about the same | Daily / Almost Daily | N/A | Weir | 0.932 |  | 1.398 |  | MT | Manufactured | Shower | 1405 | 331.65 | Manufactured | TRUE | TRUE | TRUE | TRUE | TRUE | 515.163 | 463.6467 | Manufactured_TRUE | Manufactured_TRUE | Manufactured_TRUE | Manufactured_TRUE | Manufactured_TRUE | 1.8gpm | 1.8gpmManufactured_TRUE | 1.8gpmManufactured_TRUE
Water_00000752 | SITE_00886 | Room_00002104 | Kitchen_1 | Kitchen | Kitchen Faucet | unknown |  |  | 1.5 |  | N/A | N/A | N/A | Unknown |  | N/A |  | N/A | MT | Manufactured | Kitchen Faucet | 1405 | 331.65 | Manufactured | FALSE | FALSE |  |  |  | 0 | 0 | Manufactured_FALSE | Manufactured_FALSE | Manufactured_ | Manufactured_ | Manufactured_ | unknown | unknownManufactured_ | unknownManufactured_FALSE
Water_00000753 | SITE_00886 | Room_00002097 | Bathroom_2 | Bathroom | Shower / Bathtub combo with diverter valve | unknown |  |  |  | Unknown | All used about the same | Daily / Almost Daily | Could not measure- showerhead is 10 in diameter | Weir | 0.932 |  |  | Unknown | MT | Manufactured | Shower | 1405 | 331.65 | Manufactured | TRUE | TRUE | FALSE | FALSE | FALSE | 0 | 0 | Manufactured_TRUE | Manufactured_TRUE | Manufactured_FALSE | Manufactured_FALSE | Manufactured_FALSE | unknown | unknownManufactured_FALSE | unknownManufactured_TRUE
Water_00000754 | SITE_00886 | Room_00002097 | Bathroom_2 | Bathroom | Bathroom Faucet | 3.0956 | 3.0956 |  | 3.5 |  | N/A | N/A | N/A | Bag | 0.796 |  | 2.786 |  | MT | Manufactured | Bathroom Faucet | 1405 | 331.65 | Manufactured | FALSE | FALSE |  |  |  | 1026.641 | 923.9769 | Manufactured_FALSE | Manufactured_FALSE | Manufactured_ | Manufactured_ | Manufactured_ | unknown | unknownManufactured_ | unknownManufactured_FALSE
Water_00000755 | SITE_00887 | Room_00002114 | Kitchen_1 | Kitchen | Kitchen Faucet | 2.2 |  | 2.2 | 1.5 |  | N/A | N/A | N/A | Unknown |  | N/A |  | N/A | MT | Manufactured | Kitchen Faucet | 1406 | 331.65 | Manufactured | FALSE | FALSE |  |  |  | 729.63 | 0 | Manufactured_FALSE | Manufactured_FALSE | Manufactured_ | Manufactured_ | Manufactured_ | unknown | unknownManufactured_ | unknownManufactured_FALSE
Water_00000756 | SITE_00887 | Room_00002108 | Bathroom_1 | Bathroom | Bathroom Faucet | 1.15 | 1.15 |  | 1.3 |  | N/A | N/A | N/A | Bag | 0.796 |  | 1.035 |  | MT | Manufactured | Bathroom Faucet | 1406 | 331.65 | Manufactured | FALSE | FALSE |  |  |  | 381.3975 | 343.2577 | Manufactured_FALSE | Manufactured_FALSE | Manufactured_ | Manufactured_ | Manufactured_ | unknown | unknownManufactured_ | unknownManufactured_FALSE
Water_00000757 | SITE_00887 | Room_00002108 | Bathroom_1 | Bathroom | Shower | 2.5 |  | 2.5 | 2 |  | Primary | Daily / Almost Daily | N/A | Unknown |  | N/A |  | N/A | MT | Manufactured | Shower | 1406 | 331.65 | Manufactured | TRUE | FALSE | TRUE | FALSE | FALSE | 829.125 | 0 | Manufactured_TRUE | Manufactured_FALSE | Manufactured_TRUE | Manufactured_FALSE | Manufactured_FALSE | unknown | unknownManufactured_FALSE | unknownManufactured_TRUE
Water_00000758 | SITE_00887 | Room_00002109 | Bathroom_2 | Bathroom | Bathroom Faucet | 1.3267 | 1.3267 |  | 1.5 |  | N/A | N/A | N/A | Bag | 0.796 |  | 1.194 |  | MT | Manufactured | Bathroom Faucet | 1406 | 331.65 | Manufactured | FALSE | FALSE |  |  |  | 439.989 | 395.9901 | Manufactured_FALSE | Manufactured_FALSE | Manufactured_ | Manufactured_ | Manufactured_ | unknown | unknownManufactured_ | unknownManufactured_FALSE
Water_00000759 | SITE_00887 | Room_00002109 | Bathroom_2 | Bathroom | Shower / Bathtub combo with diverter valve | unknown |  |  | 1 |  | Secondary | A few times per year | N/A | Unknown |  | N/A |  | N/A | MT | Manufactured | Shower | 1406 | 331.65 | Manufactured | TRUE | TRUE | FALSE | FALSE | FALSE | 0 | 0 | Manufactured_TRUE | Manufactured_TRUE | Manufactured_FALSE | Manufactured_FALSE | Manufactured_FALSE | unknown | unknownManufactured_FALSE | unknownManufactured_TRUE
Water_00000760 | SITE_00888 | Room_00002121 | Bathroom_6 | Bathroom | Bathroom Faucet | 1 | 1.0611 | 1 | 1.2 |  | N/A | N/A | N/A | Bag | 0.796 |  | 0.955 |  | MT | Manufactured | Bathroom Faucet | 1407 | 331.65 | Manufactured | FALSE | FALSE |  |  |  | 331.65 | 316.7257 | Manufactured_FALSE | Manufactured_FALSE | Manufactured_ | Manufactured_ | Manufactured_ | unknown | unknownManufactured_ | unknownManufactured_FALSE
Water_00000761 | SITE_00888 | Room_00002121 | Bathroom_6 | Bathroom | Shower / Bathtub combo with separate valve | 2 | 1.3211 | 2 | 1.4 |  | Primary | Daily / Almost Daily | N/A | Bag | 0.8492 |  | 1.189 |  | MT | Manufactured | Shower | 1407 | 331.65 | Manufactured | TRUE | TRUE | TRUE | TRUE | TRUE | 663.3 | 394.3318 | Manufactured_TRUE | Manufactured_TRUE | Manufactured_TRUE | Manufactured_TRUE | Manufactured_TRUE | 2.0gpm | 2.0gpmManufactured_TRUE | 2.0gpmManufactured_TRUE
Water_00000762 | SITE_00888 | Room_00002120 | Bathroom_1 | Bathroom | Bathroom Faucet | 1.5 | 1.2378 | 1.5 | 1.4 |  | N/A | N/A | N/A | Bag | 0.796 |  | 1.114 |  | MT | Manufactured | Bathroom Faucet | 1407 | 331.65 | Manufactured | FALSE | FALSE |  |  |  | 497.475 | 369.4581 | Manufactured_FALSE | Manufactured_FALSE | Manufactured_ | Manufactured_ | Manufactured_ | unknown | unknownManufactured_ | unknownManufactured_FALSE
Water_00000763 | SITE_00888 | Room_00002120 | Bathroom_1 | Bathroom | Shower / Bathtub combo with diverter valve | 2.5 | 1.5533 | 2.5 | 1.5 |  | Secondary | Daily / Almost Daily | N/A | Weir | 0.932 |  | 1.398 |  | MT | Manufactured | Shower | 1407 | 331.65 | Manufactured | TRUE | TRUE | TRUE | TRUE | TRUE | 829.125 | 463.6467 | Manufactured_TRUE | Manufactured_TRUE | Manufactured_TRUE | Manufactured_TRUE | Manufactured_TRUE | 2.5gpm | 2.5gpmManufactured_TRUE | 2.5gpmManufactured_TRUE
Water_00000764 | SITE_00888 | Room_00002127 | Kitchen_1 | Kitchen | Kitchen Faucet | 1.5 |  | 1.5 | 1.3 |  | N/A | N/A | N/A | Unknown |  | N/A |  | N/A | MT | Manufactured | Kitchen Faucet | 1407 | 331.65 | Manufactured | FALSE | FALSE |  |  |  | 497.475 | 0 | Manufactured_FALSE | Manufactured_FALSE | Manufactured_ | Manufactured_ | Manufactured_ | unknown | unknownManufactured_ | unknownManufactured_FALSE
Water_00000765 | SITE_00890 | Room_00002132 | Bathroom_1 | Bathroom | Bathroom Faucet | 1.3267 | 1.3267 |  | 1.5 |  | N/A | N/A | N/A | Bag | 0.796 |  | 1.194 |  | MT | Manufactured | Bathroom Faucet | 1408 | 331.65 | Manufactured | FALSE | FALSE |  |  |  | 439.989 | 395.9901 | Manufactured_FALSE | Manufactured_FALSE | Manufactured_ | Manufactured_ | Manufactured_ | unknown | unknownManufactured_ | unknownManufactured_FALSE
Water_00000766 | SITE_00890 | Room_00002138 | Kitchen_1 | Kitchen | Kitchen Faucet | 2.2 | 1.5922 | 2.2 | 1.8 |  | N/A | N/A | N/A | Bag | 0.796 |  | 1.433 |  | MT | Manufactured | Kitchen Faucet | 1408 | 331.65 | Manufactured | FALSE | FALSE |  |  |  | 729.63 | 475.2544 | Manufactured_FALSE | Manufactured_FALSE | Manufactured_ | Manufactured_ | Manufactured_ | unknown | unknownManufactured_ | unknownManufactured_FALSE
Water_00000767 | SITE_00890 | Room_00002132 | Bathroom_1 | Bathroom | Shower / Bathtub combo with separate valve | 1.1322 | 1.1322 |  | 1.2 |  | Primary | Daily / Almost Daily | N/A | Bag | 0.8492 |  | 1.019 |  | MT | Manufactured | Shower | 1408 | 331.65 | Manufactured | TRUE | TRUE | TRUE | TRUE | TRUE | 375.5015 | 337.9513 | Manufactured_TRUE | Manufactured_TRUE | Manufactured_TRUE | Manufactured_TRUE | Manufactured_TRUE | <1.5gpm | <1.5gpmManufactured_TRUE | <1.5gpmManufactured_TRUE
Water_00000768 | SITE_00891 | Room_00002142 | Bathroom_1 | Bathroom | Shower / Bathtub combo with diverter valve | 0.94333 | 0.94333 |  | 1 |  | Primary | A few times per month | N/A | Bag | 0.8492 |  | 0.849 |  | MT | Manufactured | Shower | 1409 | 331.65 | Manufactured | TRUE | TRUE | TRUE | TRUE | TRUE | 312.8565 | 281.5708 | Manufactured_TRUE | Manufactured_TRUE | Manufactured_TRUE | Manufactured_TRUE | Manufactured_TRUE | <1.5gpm | <1.5gpmManufactured_TRUE | <1.5gpmManufactured_TRUE
Water_00000769 | SITE_00891 | Room_00002142 | Bathroom_1 | Bathroom | Bathroom Faucet | 1.3267 | 1.3267 |  | 1.5 |  | N/A | N/A | N/A | Bag | 0.796 |  | 1.194 |  | MT | Manufactured | Bathroom Faucet | 1409 | 331.65 | Manufactured | FALSE | FALSE |  |  |  | 439.989 | 395.9901 | Manufactured_FALSE | Manufactured_FALSE | Manufactured_ | Manufactured_ | Manufactured_ | unknown | unknownManufactured_ | unknownManufactured_FALSE
Water_00000770 | SITE_00891 | Room_00002152 | Kitchen_1 | Kitchen | Kitchen Faucet | 1.3267 | 1.3267 |  | 1.5 |  | N/A | N/A | N/A | Bag | 0.796 |  | 1.194 |  | MT | Manufactured | Kitchen Faucet | 1409 | 331.65 | Manufactured | FALSE | FALSE |  |  |  | 439.989 | 395.9901 | Manufactured_FALSE | Manufactured_FALSE | Manufactured_ | Manufactured_ | Manufactured_ | unknown | unknownManufactured_ | unknownManufactured_FALSE
Water_00000771 | SITE_00891 | Room_00002143 | Bathroom_6 | Bathroom | Bathtub | unknown |  |  |  | N/A | N/A | N/A | N/A | Unknown |  | N/A |  | N/A | MT | Manufactured | Bathtub | 1409 | 331.65 | Manufactured | FALSE | FALSE |  |  |  | 0 | 0 | Manufactured_FALSE | Manufactured_FALSE | Manufactured_ | Manufactured_ | Manufactured_ | unknown | unknownManufactured_ | unknownManufactured_FALSE
Water_00000772 | SITE_00891 | Room_00002143 | Bathroom_6 | Bathroom | Bathroom Faucet | 1.3267 | 1.3267 |  | 1.5 |  | N/A | N/A | N/A | Bag | 0.796 |  | 1.194 |  | MT | Manufactured | Bathroom Faucet | 1409 | 331.65 | Manufactured | FALSE | FALSE |  |  |  | 439.989 | 395.9901 | Manufactured_FALSE | Manufactured_FALSE | Manufactured_ | Manufactured_ | Manufactured_ | unknown | unknownManufactured_ | unknownManufactured_FALSE
Water_00000773 | SITE_00893 | Room_00002163 | Kitchen_1 | Kitchen | Kitchen Faucet | unknown |  |  |  | Unknown | N/A | N/A | N/A | Unknown |  | N/A |  | N/A | MT | Manufactured | Kitchen Faucet | 1410 | 331.65 | Manufactured | FALSE | FALSE |  |  |  | 0 | 0 | Manufactured_FALSE | Manufactured_FALSE | Manufactured_ | Manufactured_ | Manufactured_ | unknown | unknownManufactured_ | unknownManufactured_FALSE
Water_00000774 | SITE_00893 | Room_00002158 | Bathroom_6 | Bathroom | Bathroom Faucet | 2.2 | 1.7689 | 2.2 | 2 |  | N/A | N/A | N/A | Bag | 0.796 |  | 1.592 |  | MT | Manufactured | Bathroom Faucet | 1410 | 331.65 | Manufactured | FALSE | FALSE |  |  |  | 729.63 | 527.9868 | Manufactured_FALSE | Manufactured_FALSE | Manufactured_ | Manufactured_ | Manufactured_ | unknown | unknownManufactured_ | unknownManufactured_FALSE
Water_00000775 | SITE_00893 | Room_00002158 | Bathroom_6 | Bathroom | Shower / Bathtub combo with diverter valve | 1.4156 | 1.4156 |  | 1.5 |  | Primary | Daily / Almost Daily | N/A | Bag | 0.8492 |  | 1.274 |  | MT | Manufactured | Shower | 1410 | 331.65 | Manufactured | TRUE | TRUE | TRUE | TRUE | TRUE | 469.469 | 422.5221 | Manufactured_TRUE | Manufactured_TRUE | Manufactured_TRUE | Manufactured_TRUE | Manufactured_TRUE | <1.5gpm | <1.5gpmManufactured_TRUE | <1.5gpmManufactured_TRUE
Water_00000776 | SITE_00894 | Room_00002177 | Kitchen_1 | Kitchen | Kitchen Faucet | 1.9456 | 1.9456 |  | 2.2 |  | N/A | N/A | N/A | Bag | 0.796 |  | 1.751 |  | MT | Manufactured | Kitchen Faucet | 1411 | 331.65 | Manufactured | FALSE | FALSE |  |  |  | 645.2435 | 580.7191 | Manufactured_FALSE | Manufactured_FALSE | Manufactured_ | Manufactured_ | Manufactured_ | unknown | unknownManufactured_ | unknownManufactured_FALSE
Water_00000777 | SITE_00894 | Room_00002174 | Hall_1 | Hall | Kitchen Faucet | 3.5378 | 3.5378 |  | 4 |  | N/A | N/A | N/A | Bag | 0.796 |  | 3.184 |  | MT | Manufactured | Kitchen Faucet | 1411 | 331.65 | Manufactured | FALSE | FALSE |  |  |  | 1173.304 | 1055.9736 | Manufactured_FALSE | Manufactured_FALSE | Manufactured_ | Manufactured_ | Manufactured_ | unknown | unknownManufactured_ | unknownManufactured_FALSE
Water_00000778 | SITE_00894 | Room_00002168 | Bathroom_1 | Bathroom | Bathroom Faucet | 1.9456 | 1.9456 |  | 2.2 |  | N/A | N/A | N/A | Bag | 0.796 |  | 1.751 |  | MT | Manufactured | Bathroom Faucet | 1411 | 331.65 | Manufactured | FALSE | FALSE |  |  |  | 645.2435 | 580.7191 | Manufactured_FALSE | Manufactured_FALSE | Manufactured_ | Manufactured_ | Manufactured_ | unknown | unknownManufactured_ | unknownManufactured_FALSE
Water_00000779 | SITE_00894 | Room_00002168 | Bathroom_1 | Bathroom | Shower / Bathtub combo with diverter valve | 0.94333 | 0.94333 |  | 1 |  | Secondary | A few times per year | N/A | Bag | 0.8492 |  | 0.849 |  | MT | Manufactured | Shower | 1411 | 331.65 | Manufactured | TRUE | TRUE | TRUE | TRUE | TRUE | 312.8565 | 281.5708 | Manufactured_TRUE | Manufactured_TRUE | Manufactured_TRUE | Manufactured_TRUE | Manufactured_TRUE | <1.5gpm | <1.5gpmManufactured_TRUE | <1.5gpmManufactured_TRUE
Water_00000780 | SITE_00894 | Room_00002169 | Bathroom_2 | Bathroom | Bathroom Faucet | unknown |  |  |  | Unknown | N/A | N/A | N/A | Bag | 0.796 |  |  | Unknown | MT | Manufactured | Bathroom Faucet | 1411 | 331.65 | Manufactured | FALSE | FALSE |  |  |  | 0 | 0 | Manufactured_FALSE | Manufactured_FALSE | Manufactured_ | Manufactured_ | Manufactured_ | unknown | unknownManufactured_ | unknownManufactured_FALSE
Water_00000781 | SITE_00894 | Room_00002169 | Bathroom_2 | Bathroom | Bathroom Faucet | 1.5922 | 1.5922 |  | 1.8 |  | N/A | N/A | N/A | Bag | 0.796 |  | 1.433 |  | MT | Manufactured | Bathroom Faucet | 1411 | 331.65 | Manufactured | FALSE | FALSE |  |  |  | 528.0605 | 475.2544 | Manufactured_FALSE | Manufactured_FALSE | Manufactured_ | Manufactured_ | Manufactured_ | unknown | unknownManufactured_ | unknownManufactured_FALSE
Water_00000782 | SITE_00894 | Room_00002169 | Bathroom_2 | Bathroom | Shower | 1.7922 | 1.7922 |  | 1.9 |  | Primary | Daily / Almost Daily | N/A | Bag | 0.8492 |  | 1.613 |  | MT | Manufactured | Shower | 1411 | 331.65 | Manufactured | TRUE | FALSE | TRUE | TRUE | TRUE | 594.3905 | 534.9514 | Manufactured_TRUE | Manufactured_FALSE | Manufactured_TRUE | Manufactured_TRUE | Manufactured_TRUE | 1.8gpm | 1.8gpmManufactured_TRUE | 1.8gpmManufactured_TRUE
Water_00000783 | SITE_00894 | Room_00002169 | Bathroom_2 | Bathroom | Bathtub | unknown |  |  |  | N/A | N/A | N/A | N/A | Unknown |  | N/A |  | N/A | MT | Manufactured | Bathtub | 1411 | 331.65 | Manufactured | FALSE | FALSE |  |  |  | 0 | 0 | Manufactured_FALSE | Manufactured_FALSE | Manufactured_ | Manufactured_ | Manufactured_ | unknown | unknownManufactured_ | unknownManufactured_FALSE
Water_00000784 | SITE_00895 | Room_00002186 | Kitchen_1 | Kitchen | Kitchen Faucet | unknown |  |  | 1.5 |  | N/A | N/A | N/A | Unknown |  | N/A |  | N/A | MT | Manufactured | Kitchen Faucet | 1412 | 331.65 | Manufactured | FALSE | FALSE |  |  |  | 0 | 0 | Manufactured_FALSE | Manufactured_FALSE | Manufactured_ | Manufactured_ | Manufactured_ | unknown | unknownManufactured_ | unknownManufactured_FALSE
Water_00000785 | SITE_00895 | Room_00002182 | Bathroom_1 | Bathroom | Bathroom Faucet | unknown |  |  | 2 |  | N/A | N/A | N/A | Unknown |  | N/A |  | N/A | MT | Manufactured | Bathroom Faucet | 1412 | 331.65 | Manufactured | FALSE | FALSE |  |  |  | 0 | 0 | Manufactured_FALSE | Manufactured_FALSE | Manufactured_ | Manufactured_ | Manufactured_ | unknown | unknownManufactured_ | unknownManufactured_FALSE
Water_00000786 | SITE_00895 | Room_00002182 | Bathroom_1 | Bathroom | Shower / Bathtub combo with diverter valve | unknown |  |  | 2 |  | Primary | Daily / Almost Daily | N/A | Unknown |  | N/A |  | N/A | MT | Manufactured | Shower | 1412 | 331.65 | Manufactured | TRUE | TRUE | FALSE | FALSE | FALSE | 0 | 0 | Manufactured_TRUE | Manufactured_TRUE | Manufactured_FALSE | Manufactured_FALSE | Manufactured_FALSE | unknown | unknownManufactured_FALSE | unknownManufactured_TRUE
Water_00000787 | SITE_00896 | Room_00002200 | Kitchen_1 | Kitchen | Kitchen Faucet | 1.5 | 1.5033 | 1.5 | 1.7 |  | N/A | N/A | N/A | Bag | 0.796 |  | 1.353 |  | MT | Single Family | Kitchen Faucet | 1413 | 1882.4 | Single Family | FALSE | FALSE |  |  |  | 2823.6 | 2546.8872 | Single Family_FALSE | Single Family_FALSE | Single Family_ | Single Family_ | Single Family_ | unknown | unknownSingle Family_ | unknownSingle Family_FALSE
Water_00000788 | SITE_00896 | Room_00002193 | Bathroom_2 | Bathroom | Bathroom Faucet | 1.3267 | 1.3267 |  | 1.5 |  | N/A | N/A | N/A | Bag | 0.796 |  | 1.194 |  | MT | Single Family | Bathroom Faucet | 1413 | 1882.4 | Single Family | FALSE | FALSE |  |  |  | 2497.3173 | 2247.5856 | Single Family_FALSE | Single Family_FALSE | Single Family_ | Single Family_ | Single Family_ | unknown | unknownSingle Family_ | unknownSingle Family_FALSE
Water_00000789 | SITE_00896 | Room_00002193 | Bathroom_2 | Bathroom | Shower / Bathtub combo with diverter valve | 1.6989 | 1.6989 |  | 1.8 |  | Primary | Daily / Almost Daily | N/A | Bag | 0.8492 |  | 1.529 |  | MT | Single Family | Shower | 1413 | 1882.4 | Single Family | TRUE | TRUE | TRUE | TRUE | TRUE | 3197.9884 | 2878.1896 | Single Family_TRUE | Single Family_TRUE | Single Family_TRUE | Single Family_TRUE | Single Family_TRUE | 1.8gpm | 1.8gpmSingle Family_TRUE | 1.8gpmSingle Family_TRUE
Water_00000790 | SITE_00897 | Room_00002205 | Bathroom_1 | Bathroom | Bathroom Faucet | 2.2 | 1.1056 | 2.2 | 1.25 |  | N/A | N/A | N/A | Bag | 0.796 |  | 0.995 |  | MT | Single Family | Bathroom Faucet | 1414 | 2661.5 | Single Family | FALSE | FALSE |  |  |  | 5855.3 | 2648.1925 | Single Family_FALSE | Single Family_FALSE | Single Family_ | Single Family_ | Single Family_ | unknown | unknownSingle Family_ | unknownSingle Family_FALSE
Water_00000791 | SITE_00897 | Room_00002205 | Bathroom_1 | Bathroom | Shower | 2.3589 | 2.3589 |  | 2.5 |  | Primary | Daily / Almost Daily | N/A | Bag | 0.8492 |  | 2.123 |  | MT | Single Family | Shower | 1414 | 2661.5 | Single Family | TRUE | FALSE | TRUE | TRUE | TRUE | 6278.1828 | 5650.3645 | Single Family_TRUE | Single Family_FALSE | Single Family_TRUE | Single Family_TRUE | Single Family_TRUE | 2.5gpm | 2.5gpmSingle Family_TRUE | 2.5gpmSingle Family_TRUE
Water_00000792 | SITE_00897 | Room_00002206 | Bathroom_2 | Bathroom | Bathroom Faucet | 1.7689 | 1.7689 |  | 2 |  | N/A | N/A | N/A | Bag | 0.796 |  | 1.592 |  | MT | Single Family | Bathroom Faucet | 1414 | 2661.5 | Single Family | FALSE | FALSE |  |  |  | 4707.8978 | 4237.108 | Single Family_FALSE | Single Family_FALSE | Single Family_ | Single Family_ | Single Family_ | unknown | unknownSingle Family_ | unknownSingle Family_FALSE
Water_00000793 | SITE_00897 | Room_00002206 | Bathroom_2 | Bathroom | Bathroom Faucet | 1.3267 | 1.3267 |  | 1.5 |  | N/A | N/A | N/A | Bag | 0.796 |  | 1.194 |  | MT | Single Family | Bathroom Faucet | 1414 | 2661.5 | Single Family | FALSE | FALSE |  |  |  | 3530.9233 | 3177.831 | Single Family_FALSE | Single Family_FALSE | Single Family_ | Single Family_ | Single Family_ | unknown | unknownSingle Family_ | unknownSingle Family_FALSE
Water_00000794 | SITE_00897 | Room_00002206 | Bathroom_2 | Bathroom | Shower | 2.8311 | 2.8311 |  | 3 |  | Primary | Daily / Almost Daily | N/A | Bag | 0.8492 |  | 2.548 |  | MT | Single Family | Shower | 1414 | 2661.5 | Single Family | TRUE | FALSE | TRUE | TRUE | TRUE | 7535.0022 | 6781.502 | Single Family_TRUE | Single Family_FALSE | Single Family_TRUE | Single Family_TRUE | Single Family_TRUE | gt2.5gpm | gt2.5gpmSingle Family_TRUE | gt2.5gpmSingle Family_TRUE
Water_00000795 | SITE_00897 | Room_00002216 | Kitchen_1 | Kitchen | Kitchen Faucet | 2.2 | 1.1056 | 2.2 | 1.25 |  | N/A | N/A | N/A | Bag | 0.796 |  | 0.995 |  | MT | Single Family | Kitchen Faucet | 1414 | 2661.5 | Single Family | FALSE | FALSE |  |  |  | 5855.3 | 2648.1925 | Single Family_FALSE | Single Family_FALSE | Single Family_ | Single Family_ | Single Family_ | unknown | unknownSingle Family_ | unknownSingle Family_FALSE
Water_00000796 | SITE_00898 | Room_00002222 | Bathroom_1 | Bathroom | Shower | 2.5 |  | 2.5 |  | Unknown | Secondary | Never | Used as cat litter box. Unable to test flow. | Bag | 0.8492 |  |  | Unknown | MT | Manufactured | Shower | 1415 | 331.65 | Manufactured | TRUE | FALSE | TRUE | FALSE | FALSE | 829.125 | 0 | Manufactured_TRUE | Manufactured_FALSE | Manufactured_TRUE | Manufactured_FALSE | Manufactured_FALSE | unknown | unknownManufactured_FALSE | unknownManufactured_TRUE
Water_00000797 | SITE_00898 | Room_00002222 | Bathroom_1 | Bathroom | Bathroom Faucet | 1.5 | 1.7689 | 1.5 | 2 |  | N/A | N/A | N/A | Bag | 0.796 |  | 1.592 |  | MT | Manufactured | Bathroom Faucet | 1415 | 331.65 | Manufactured | FALSE | FALSE |  |  |  | 497.475 | 527.9868 | Manufactured_FALSE | Manufactured_FALSE | Manufactured_ | Manufactured_ | Manufactured_ | unknown | unknownManufactured_ | unknownManufactured_FALSE
Water_00000798 | SITE_00898 | Room_00002223 | Bathroom_2 | Bathroom | Bathroom Faucet | 1.5 | 1.7689 | 1.5 | 2 |  | N/A | N/A | N/A | Bag | 0.796 |  | 1.592 |  | MT | Manufactured | Bathroom Faucet | 1415 | 331.65 | Manufactured | FALSE | FALSE |  |  |  | 497.475 | 527.9868 | Manufactured_FALSE | Manufactured_FALSE | Manufactured_ | Manufactured_ | Manufactured_ | unknown | unknownManufactured_ | unknownManufactured_FALSE
Water_00000799 | SITE_00898 | Room_00002223 | Bathroom_2 | Bathroom | Shower / Bathtub combo with diverter valve | 2.1233 | 2.1233 |  | 2.25 |  | Primary | Daily / Almost Daily | N/A | Bag | 0.8492 |  | 1.911 |  | MT | Manufactured | Shower | 1415 | 331.65 | Manufactured | TRUE | TRUE | TRUE | TRUE | TRUE | 704.2035 | 633.7831 | Manufactured_TRUE | Manufactured_TRUE | Manufactured_TRUE | Manufactured_TRUE | Manufactured_TRUE | 2.5gpm | 2.5gpmManufactured_TRUE | 2.5gpmManufactured_TRUE
Water_00000800 | SITE_00898 | Room_00002233 | Kitchen_2 | Kitchen | Kitchen Faucet | 2 | 1.8578 | 2 | 2.1 |  | N/A | N/A | N/A | Bag | 0.796 |  | 1.672 |  | MT | Manufactured | Kitchen Faucet | 1415 | 331.65 | Manufactured | FALSE | FALSE |  |  |  | 663.3 | 554.5188 | Manufactured_FALSE | Manufactured_FALSE | Manufactured_ | Manufactured_ | Manufactured_ | unknown | unknownManufactured_ | unknownManufactured_FALSE
Water_00000801 | SITE_00899 | Room_00002238 | Bathroom_1 | Bathroom | Bathroom Faucet | 2.8744 | 2.8744 |  | 3.25 |  | N/A | N/A | N/A | Bag | 0.796 |  | 2.587 |  | MT | Manufactured | Bathroom Faucet | 1416 | 331.65 | Manufactured | FALSE | FALSE |  |  |  | 953.3095 | 857.9786 | Manufactured_FALSE | Manufactured_FALSE | Manufactured_ | Manufactured_ | Manufactured_ | unknown | unknownManufactured_ | unknownManufactured_FALSE
Water_00000802 | SITE_00899 | Room_00002238 | Bathroom_1 | Bathroom | Bathroom Faucet | 3.3167 | 3.3167 |  | 3.75 |  | N/A | N/A | N/A | Bag | 0.796 |  | 2.985 |  | MT | Manufactured | Bathroom Faucet | 1416 | 331.65 | Manufactured | FALSE | FALSE |  |  |  | 1099.9725 | 989.9752 | Manufactured_FALSE | Manufactured_FALSE | Manufactured_ | Manufactured_ | Manufactured_ | unknown | unknownManufactured_ | unknownManufactured_FALSE
Water_00000803 | SITE_00899 | Room_00002238 | Bathroom_1 | Bathroom | Shower | 2.8311 | 2.8311 |  | 3 |  | Primary | Daily / Almost Daily | N/A | Bag | 0.8492 |  | 2.548 |  | MT | Manufactured | Shower | 1416 | 331.65 | Manufactured | TRUE | FALSE | TRUE | TRUE | TRUE | 938.938 | 845.0442 | Manufactured_TRUE | Manufactured_FALSE | Manufactured_TRUE | Manufactured_TRUE | Manufactured_TRUE | gt2.5gpm | gt2.5gpmManufactured_TRUE | gt2.5gpmManufactured_TRUE
Water_00000804 | SITE_00899 | Room_00002247 | Kitchen_1 | Kitchen | Kitchen Faucet | 2.2 | 2.8744 | 2.2 | 3.25 |  | N/A | N/A | N/A | Bag | 0.796 |  | 2.587 |  | MT | Manufactured | Kitchen Faucet | 1416 | 331.65 | Manufactured | FALSE | FALSE |  |  |  | 729.63 | 857.9786 | Manufactured_FALSE | Manufactured_FALSE | Manufactured_ | Manufactured_ | Manufactured_ | unknown | unknownManufactured_ | unknownManufactured_FALSE
Water_00000805 | SITE_00899 | Room_00002246 | Hall_8 | Hall | Bathroom Faucet | unknown |  |  | 4.5 |  | N/A | N/A | N/A | Unknown |  | N/A |  | N/A | MT | Manufactured | Bathroom Faucet | 1416 | 331.65 | Manufactured | FALSE | FALSE |  |  |  | 0 | 0 | Manufactured_FALSE | Manufactured_FALSE | Manufactured_ | Manufactured_ | Manufactured_ | unknown | unknownManufactured_ | unknownManufactured_FALSE
Water_00000806 | SITE_00899 | Room_00002239 | Bathroom_6 | Bathroom | Shower / Bathtub combo with diverter valve | 2.5 |  | 2.5 |  | Unknown | Secondary | Never | This bath tub houses the kitty litter box. | Unknown |  | N/A |  | N/A | MT | Manufactured | Shower | 1416 | 331.65 | Manufactured | TRUE | TRUE | TRUE | FALSE | FALSE | 829.125 | 0 | Manufactured_TRUE | Manufactured_TRUE | Manufactured_TRUE | Manufactured_FALSE | Manufactured_FALSE | unknown | unknownManufactured_FALSE | unknownManufactured_TRUE
Water_00000807 | SITE_00899 | Room_00002239 | Bathroom_6 | Bathroom | Bathroom Faucet | 1.8 |  | 1.8 | 2 |  | N/A | N/A | N/A | Unknown |  | N/A |  | N/A | MT | Manufactured | Bathroom Faucet | 1416 | 331.65 | Manufactured | FALSE | FALSE |  |  |  | 596.97 | 0 | Manufactured_FALSE | Manufactured_FALSE | Manufactured_ | Manufactured_ | Manufactured_ | unknown | unknownManufactured_ | unknownManufactured_FALSE
Water_00000808 | SITE_00900 | Room_00002257 | Kitchen_1 | Kitchen | Kitchen Faucet | unknown |  |  | 1 |  | N/A | N/A | N/A | Unknown |  | N/A |  | N/A | MT | Manufactured | Kitchen Faucet | 1417 | 331.65 | Manufactured | FALSE | FALSE |  |  |  | 0 | 0 | Manufactured_FALSE | Manufactured_FALSE | Manufactured_ | Manufactured_ | Manufactured_ | unknown | unknownManufactured_ | unknownManufactured_FALSE
Water_00000809 | SITE_00900 | Room_00002253 | Bathroom_1 | Bathroom | Bathroom Faucet | 0.88444 | 0.88444 |  | 1 |  | N/A | N/A | N/A | Bag | 0.796 |  | 0.796 |  | MT | Manufactured | Bathroom Faucet | 1417 | 331.65 | Manufactured | FALSE | FALSE |  |  |  | 293.326 | 263.9934 | Manufactured_FALSE | Manufactured_FALSE | Manufactured_ | Manufactured_ | Manufactured_ | unknown | unknownManufactured_ | unknownManufactured_FALSE
Water_00000810 | SITE_00900 | Room_00002253 | Bathroom_1 | Bathroom | Shower / Bathtub combo with diverter valve | 1.2422 | 1.2422 |  | 1.2 |  | Primary | Unknown | N/A | Weir | 0.932 |  | 1.118 |  | MT | Manufactured | Shower | 1417 | 331.65 | Manufactured | TRUE | TRUE | TRUE | TRUE | TRUE | 411.983 | 370.7847 | Manufactured_TRUE | Manufactured_TRUE | Manufactured_TRUE | Manufactured_TRUE | Manufactured_TRUE | <1.5gpm | <1.5gpmManufactured_TRUE | <1.5gpmManufactured_TRUE
Water_00000811 | SITE_00901 | Room_00002261 | Bathroom_1 | Bathroom | Bathroom Faucet | 0.97333 | 0.97333 |  | 1.1 |  | N/A | N/A | N/A | Bag | 0.796 |  | 0.876 |  | MT | Manufactured | Bathroom Faucet | 1418 | 765.84 | Manufactured | FALSE | FALSE |  |  |  | 745.4176 | 670.8758 | Manufactured_FALSE | Manufactured_FALSE | Manufactured_ | Manufactured_ | Manufactured_ | unknown | unknownManufactured_ | unknownManufactured_FALSE
Water_00000812 | SITE_00901 | Room_00002261 | Bathroom_1 | Bathroom | Shower | unknown |  |  | 1.2 |  | Primary | Daily / Almost Daily | 9.5 liter per minute | Unknown |  | N/A |  | N/A | MT | Manufactured | Shower | 1418 | 765.84 | Manufactured | TRUE | FALSE | FALSE | FALSE | FALSE | 0 | 0 | Manufactured_TRUE | Manufactured_FALSE | Manufactured_FALSE | Manufactured_FALSE | Manufactured_FALSE | unknown | unknownManufactured_FALSE | unknownManufactured_TRUE
Water_00000813 | SITE_00901 | Room_00002267 | Kitchen_1 | Kitchen | Kitchen Faucet | unknown |  |  | 3 |  | N/A | N/A | N/A | Unknown |  | N/A |  | N/A | MT | Manufactured | Kitchen Faucet | 1418 | 765.84 | Manufactured | FALSE | FALSE |  |  |  | 0 | 0 | Manufactured_FALSE | Manufactured_FALSE | Manufactured_ | Manufactured_ | Manufactured_ | unknown | unknownManufactured_ | unknownManufactured_FALSE
Water_00000814 | SITE_00902 | Room_00002282 | Kitchen_1 | Kitchen | Bathroom Faucet | 1.7689 | 1.7689 |  | 2 |  | N/A | N/A | N/A | Bag | 0.796 |  | 1.592 |  | MT | Manufactured | Bathroom Faucet | 1419 | 331.65 | Manufactured | FALSE | FALSE |  |  |  | 586.652 | 527.9868 | Manufactured_FALSE | Manufactured_FALSE | Manufactured_ | Manufactured_ | Manufactured_ | unknown | unknownManufactured_ | unknownManufactured_FALSE
Water_00000815 | SITE_00902 | Room_00002272 | Bathroom_1 | Bathroom | Bathroom Faucet | 2 | 1.7689 | 2 | 2 |  | N/A | N/A | N/A | Bag | 0.796 |  | 1.592 |  | MT | Manufactured | Bathroom Faucet | 1419 | 331.65 | Manufactured | FALSE | FALSE |  |  |  | 663.3 | 527.9868 | Manufactured_FALSE | Manufactured_FALSE | Manufactured_ | Manufactured_ | Manufactured_ | unknown | unknownManufactured_ | unknownManufactured_FALSE
Water_00000816 | SITE_00902 | Room_00002272 | Bathroom_1 | Bathroom | Bathroom Faucet | 2 | 2.2111 | 2 | 2.5 |  | N/A | N/A | N/A | Bag | 0.796 |  | 1.99 |  | MT | Manufactured | Bathroom Faucet | 1419 | 331.65 | Manufactured | FALSE | FALSE |  |  |  | 663.3 | 659.9835 | Manufactured_FALSE | Manufactured_FALSE | Manufactured_ | Manufactured_ | Manufactured_ | unknown | unknownManufactured_ | unknownManufactured_FALSE
Water_00000817 | SITE_00902 | Room_00002272 | Bathroom_1 | Bathroom | Shower | 2 | 2.3589 | 2 | 2.5 |  | Primary | A few times per week | N/A | Bag | 0.8492 |  | 2.123 |  | MT | Manufactured | Shower | 1419 | 331.65 | Manufactured | TRUE | FALSE | TRUE | TRUE | TRUE | 663.3 | 704.0929 | Manufactured_TRUE | Manufactured_FALSE | Manufactured_TRUE | Manufactured_TRUE | Manufactured_TRUE | 2.0gpm | 2.0gpmManufactured_TRUE | 2.0gpmManufactured_TRUE
Water_00000818 | SITE_00902 | Room_00002273 | Bathroom_6 | Bathroom | Shower / Bathtub combo with diverter valve | unknown |  |  | 2.5 |  | Secondary | A few times per year | N/A | Unknown |  | N/A |  | N/A | MT | Manufactured | Shower | 1419 | 331.65 | Manufactured | TRUE | TRUE | FALSE | FALSE | FALSE | 0 | 0 | Manufactured_TRUE | Manufactured_TRUE | Manufactured_FALSE | Manufactured_FALSE | Manufactured_FALSE | unknown | unknownManufactured_FALSE | unknownManufactured_TRUE
Water_00000819 | SITE_00902 | Room_00002273 | Bathroom_6 | Bathroom | Bathroom Faucet | 2 |  | 2 | 3 |  | N/A | N/A | N/A | Unknown |  | N/A |  | N/A | MT | Manufactured | Bathroom Faucet | 1419 | 331.65 | Manufactured | FALSE | FALSE |  |  |  | 663.3 | 0 | Manufactured_FALSE | Manufactured_FALSE | Manufactured_ | Manufactured_ | Manufactured_ | unknown | unknownManufactured_ | unknownManufactured_FALSE
Water_00000820 | SITE_00903 | Room_00002295 | Kitchen_1 | Kitchen | Kitchen Faucet | unknown |  |  |  | Unknown | N/A | N/A | N/A | Bag | 0.796 |  |  | Unknown | MT | Manufactured | Kitchen Faucet | 1420 | 331.65 | Manufactured | FALSE | FALSE |  |  |  | 0 | 0 | Manufactured_FALSE | Manufactured_FALSE | Manufactured_ | Manufactured_ | Manufactured_ | unknown | unknownManufactured_ | unknownManufactured_FALSE
Water_00000821 | SITE_00903 | Room_00002287 | Bathroom_1 | Bathroom | Bathroom Faucet | 2.2 |  | 2.2 |  | Unknown | N/A | N/A | N/A | Bag | 0.796 |  |  | Unknown | MT | Manufactured | Bathroom Faucet | 1420 | 331.65 | Manufactured | FALSE | FALSE |  |  |  | 729.63 | 0 | Manufactured_FALSE | Manufactured_FALSE | Manufactured_ | Manufactured_ | Manufactured_ | unknown | unknownManufactured_ | unknownManufactured_FALSE
Water_00000822 | SITE_00903 | Room_00002287 | Bathroom_1 | Bathroom | Shower / Bathtub combo with diverter valve | unknown |  |  |  | Unknown | Primary | Daily / Almost Daily | N/A | Bag | 0.8492 |  |  | Unknown | MT | Manufactured | Shower | 1420 | 331.65 | Manufactured | TRUE | TRUE | FALSE | FALSE | FALSE | 0 | 0 | Manufactured_TRUE | Manufactured_TRUE | Manufactured_FALSE | Manufactured_FALSE | Manufactured_FALSE | unknown | unknownManufactured_FALSE | unknownManufactured_TRUE
Water_00000823 | SITE_00903 | Room_00002288 | Bathroom_2 | Bathroom | Bathroom Faucet | 2 |  | 2 |  | Unknown | N/A | N/A | N/A | Bag | 0.796 |  |  | Unknown | MT | Manufactured | Bathroom Faucet | 1420 | 331.65 | Manufactured | FALSE | FALSE |  |  |  | 663.3 | 0 | Manufactured_FALSE | Manufactured_FALSE | Manufactured_ | Manufactured_ | Manufactured_ | unknown | unknownManufactured_ | unknownManufactured_FALSE
Water_00000824 | SITE_00903 | Room_00002288 | Bathroom_2 | Bathroom | Bathtub | unknown |  |  |  | N/A | N/A | N/A | N/A | Unknown |  | N/A |  | N/A | MT | Manufactured | Bathtub | 1420 | 331.65 | Manufactured | FALSE | FALSE |  |  |  | 0 | 0 | Manufactured_FALSE | Manufactured_FALSE | Manufactured_ | Manufactured_ | Manufactured_ | unknown | unknownManufactured_ | unknownManufactured_FALSE
Water_00000825 | SITE_00903 | Room_00002288 | Bathroom_2 | Bathroom | Shower | unknown |  |  |  | Unknown | Never / rarely used | Never | Used for storage | Bag | 0.8492 |  |  | Unknown | MT | Manufactured | Shower | 1420 | 331.65 | Manufactured | TRUE | FALSE | FALSE | FALSE | FALSE | 0 | 0 | Manufactured_TRUE | Manufactured_FALSE | Manufactured_FALSE | Manufactured_FALSE | Manufactured_FALSE | unknown | unknownManufactured_FALSE | unknownManufactured_TRUE
Water_00000826 | SITE_00905 | Room_00002307 | Kitchen_1 | Kitchen | Kitchen Faucet | 1.5 | 1.3267 | 1.5 | 1.5 |  | N/A | N/A | N/A | Bag | 0.796 |  | 1.194 |  | MT | Manufactured | Kitchen Faucet | 1422 | 765.84 | Manufactured | FALSE | FALSE |  |  |  | 1148.76 | 914.413 | Manufactured_FALSE | Manufactured_FALSE | Manufactured_ | Manufactured_ | Manufactured_ | unknown | unknownManufactured_ | unknownManufactured_FALSE
Water_00000827 | SITE_00905 | Room_00002301 | Bathroom_1 | Bathroom | Bathroom Faucet | 1.7689 | 1.7689 |  | 2 |  | N/A | N/A | N/A | Bag | 0.796 |  | 1.592 |  | MT | Manufactured | Bathroom Faucet | 1422 | 765.84 | Manufactured | FALSE | FALSE |  |  |  | 1354.6859 | 1219.2173 | Manufactured_FALSE | Manufactured_FALSE | Manufactured_ | Manufactured_ | Manufactured_ | unknown | unknownManufactured_ | unknownManufactured_FALSE
Water_00000828 | SITE_00905 | Room_00002301 | Bathroom_1 | Bathroom | Bathroom Faucet | 1.7689 | 1.7689 |  | 2 |  | N/A | N/A | N/A | Bag | 0.796 |  | 1.592 |  | MT | Manufactured | Bathroom Faucet | 1422 | 765.84 | Manufactured | FALSE | FALSE |  |  |  | 1354.6859 | 1219.2173 | Manufactured_FALSE | Manufactured_FALSE | Manufactured_ | Manufactured_ | Manufactured_ | unknown | unknownManufactured_ | unknownManufactured_FALSE
Water_00000829 | SITE_00905 | Room_00002301 | Bathroom_1 | Bathroom | Shower | 1.9811 | 1.9811 |  | 2.1 |  | Primary | Daily / Almost Daily | N/A | Bag | 0.8492 |  | 1.783 |  | MT | Manufactured | Shower | 1422 | 765.84 | Manufactured | TRUE | FALSE | TRUE | TRUE | TRUE | 1517.2141 | 1365.4927 | Manufactured_TRUE | Manufactured_FALSE | Manufactured_TRUE | Manufactured_TRUE | Manufactured_TRUE | 2.0gpm | 2.0gpmManufactured_TRUE | 2.0gpmManufactured_TRUE
Water_00000830 | SITE_00905 | Room_00002302 | Bathroom_6 | Bathroom | Bathroom Faucet | 2 |  | 2 | 2 |  | N/A | N/A | N/A | Unknown |  | N/A |  | N/A | MT | Manufactured | Bathroom Faucet | 1422 | 765.84 | Manufactured | FALSE | FALSE |  |  |  | 1531.68 | 0 | Manufactured_FALSE | Manufactured_FALSE | Manufactured_ | Manufactured_ | Manufactured_ | unknown | unknownManufactured_ | unknownManufactured_FALSE
Water_00000831 | SITE_00905 | Room_00002302 | Bathroom_6 | Bathroom | Shower / Bathtub combo with diverter valve | unknown |  |  | 2 |  | Primary | Daily / Almost Daily | N/A | Unknown |  | N/A |  | N/A | MT | Manufactured | Shower | 1422 | 765.84 | Manufactured | TRUE | TRUE | FALSE | FALSE | FALSE | 0 | 0 | Manufactured_TRUE | Manufactured_TRUE | Manufactured_FALSE | Manufactured_FALSE | Manufactured_FALSE | unknown | unknownManufactured_FALSE | unknownManufactured_TRUE
Water_00000832 | SITE_00906 | Room_00002314 | Bathroom_1 | Bathroom | Bathtub | unknown |  |  |  | N/A | N/A | N/A | Not being used | Unknown |  | N/A |  | N/A | MT | Manufactured | Bathtub | 1423 | 331.65 | Manufactured | FALSE | FALSE |  |  |  | 0 | 0 | Manufactured_FALSE | Manufactured_FALSE | Manufactured_ | Manufactured_ | Manufactured_ | unknown | unknownManufactured_ | unknownManufactured_FALSE
Water_00000833 | SITE_00906 | Room_00002314 | Bathroom_1 | Bathroom | Bathroom Faucet | 1.5 | 1.3267 | 1.5 | 1.5 |  | N/A | N/A | Sink was clogged | Bag | 0.796 |  | 1.194 |  | MT | Manufactured | Bathroom Faucet | 1423 | 331.65 | Manufactured | FALSE | FALSE |  |  |  | 497.475 | 395.9901 | Manufactured_FALSE | Manufactured_FALSE | Manufactured_ | Manufactured_ | Manufactured_ | unknown | unknownManufactured_ | unknownManufactured_FALSE
Water_00000834 | SITE_00906 | Room_00002314 | Bathroom_1 | Bathroom | Bathroom Faucet | 1.5 | 1.5033 | 1.5 | 1.7 |  | N/A | N/A | N/A | Bag | 0.796 |  | 1.353 |  | MT | Manufactured | Bathroom Faucet | 1423 | 331.65 | Manufactured | FALSE | FALSE |  |  |  | 497.475 | 448.7224 | Manufactured_FALSE | Manufactured_FALSE | Manufactured_ | Manufactured_ | Manufactured_ | unknown | unknownManufactured_ | unknownManufactured_FALSE
Water_00000835 | SITE_00906 | Room_00002314 | Bathroom_1 | Bathroom | Shower | 2 |  | 2 | 1.5 |  | Primary | Daily / Almost Daily | N/A | Unknown |  | N/A |  | N/A | MT | Manufactured | Shower | 1423 | 331.65 | Manufactured | TRUE | FALSE | TRUE | FALSE | FALSE | 663.3 | 0 | Manufactured_TRUE | Manufactured_FALSE | Manufactured_TRUE | Manufactured_FALSE | Manufactured_FALSE | unknown | unknownManufactured_FALSE | unknownManufactured_TRUE
Water_00000836 | SITE_00906 | Room_00002319 | Dining Room_1 | Dining Room | Kitchen Faucet | 2 |  | 2 | 1.6 |  | N/A | N/A | N/A | Unknown |  | N/A |  | N/A | MT | Manufactured | Kitchen Faucet | 1423 | 331.65 | Manufactured | FALSE | FALSE |  |  |  | 663.3 | 0 | Manufactured_FALSE | Manufactured_FALSE | Manufactured_ | Manufactured_ | Manufactured_ | unknown | unknownManufactured_ | unknownManufactured_FALSE
Water_00000837 | SITE_00906 | Room_00002315 | Bathroom_6 | Bathroom | Shower / Bathtub combo with diverter valve | 2 |  | 2 |  | Unknown | Secondary | A few times per year | Under construction, could not test | Bag | 0.8492 |  |  | Unknown | MT | Manufactured | Shower | 1423 | 331.65 | Manufactured | TRUE | TRUE | TRUE | FALSE | FALSE | 663.3 | 0 | Manufactured_TRUE | Manufactured_TRUE | Manufactured_TRUE | Manufactured_FALSE | Manufactured_FALSE | unknown | unknownManufactured_FALSE | unknownManufactured_TRUE
Water_00000838 | SITE_00908 | Room_00002345 | Kitchen_1 | Kitchen | Kitchen Faucet | 2.2 | 2.2111 | 2.2 | 2.5 |  | N/A | N/A | N/A | Bag | 0.796 |  | 1.99 |  | MT | Manufactured | Kitchen Faucet | 1425 | 331.65 | Manufactured | FALSE | FALSE |  |  |  | 729.63 | 659.9835 | Manufactured_FALSE | Manufactured_FALSE | Manufactured_ | Manufactured_ | Manufactured_ | unknown | unknownManufactured_ | unknownManufactured_FALSE
Water_00000839 | SITE_00908 | Room_00002338 | Bathroom_1 | Bathroom | Bathroom Faucet | 2.2 | 2.8744 | 2.2 | 3.25 |  | N/A | N/A | N/A | Bag | 0.796 |  | 2.587 |  | MT | Manufactured | Bathroom Faucet | 1425 | 331.65 | Manufactured | FALSE | FALSE |  |  |  | 729.63 | 857.9786 | Manufactured_FALSE | Manufactured_FALSE | Manufactured_ | Manufactured_ | Manufactured_ | unknown | unknownManufactured_ | unknownManufactured_FALSE
Water_00000840 | SITE_00908 | Room_00002338 | Bathroom_1 | Bathroom | Shower / Bathtub combo with diverter valve | 2.5 | 2.1233 | 2.5 | 2.25 |  | Primary | Daily / Almost Daily | N/A | Bag | 0.8492 |  | 1.911 |  | MT | Manufactured | Shower | 1425 | 331.65 | Manufactured | TRUE | TRUE | TRUE | TRUE | TRUE | 829.125 | 633.7831 | Manufactured_TRUE | Manufactured_TRUE | Manufactured_TRUE | Manufactured_TRUE | Manufactured_TRUE | 2.5gpm | 2.5gpmManufactured_TRUE | 2.5gpmManufactured_TRUE
Water_00000841 | SITE_00908 | Room_00002339 | Bathroom_2 | Bathroom | Bathroom Faucet | 2.2 | 3.3167 | 2.2 | 3.75 |  | N/A | N/A | N/A | Bag | 0.796 |  | 2.985 |  | MT | Manufactured | Bathroom Faucet | 1425 | 331.65 | Manufactured | FALSE | FALSE |  |  |  | 729.63 | 989.9752 | Manufactured_FALSE | Manufactured_FALSE | Manufactured_ | Manufactured_ | Manufactured_ | unknown | unknownManufactured_ | unknownManufactured_FALSE
Water_00000842 | SITE_00908 | Room_00002339 | Bathroom_2 | Bathroom | Bathroom Faucet | 2.2 | 2.8744 | 2.2 | 3.25 |  | N/A | N/A | N/A | Bag | 0.796 |  | 2.587 |  | MT | Manufactured | Bathroom Faucet | 1425 | 331.65 | Manufactured | FALSE | FALSE |  |  |  | 729.63 | 857.9786 | Manufactured_FALSE | Manufactured_FALSE | Manufactured_ | Manufactured_ | Manufactured_ | unknown | unknownManufactured_ | unknownManufactured_FALSE
Water_00000843 | SITE_00908 | Room_00002339 | Bathroom_2 | Bathroom | Shower | unknown |  |  |  | Unknown | Secondary | Never | Used as storage space. Unable to test and inaccessible | Bag | 0.8492 |  |  | Unknown | MT | Manufactured | Shower | 1425 | 331.65 | Manufactured | TRUE | FALSE | FALSE | FALSE | FALSE | 0 | 0 | Manufactured_TRUE | Manufactured_FALSE | Manufactured_FALSE | Manufactured_FALSE | Manufactured_FALSE | unknown | unknownManufactured_FALSE | unknownManufactured_TRUE
Water_00000844 | SITE_00909 | Room_00002351 | Bathroom_2 | Bathroom | Bathroom Faucet | 1.5 | 1.7689 | 1.5 | 2 |  | N/A | N/A | N/A | Bag | 0.796 |  | 1.592 |  | MT | Manufactured | Bathroom Faucet | 1426 | 331.65 | Manufactured | FALSE | FALSE |  |  |  | 497.475 | 527.9868 | Manufactured_FALSE | Manufactured_FALSE | Manufactured_ | Manufactured_ | Manufactured_ | unknown | unknownManufactured_ | unknownManufactured_FALSE
Water_00000845 | SITE_00909 | Room_00002351 | Bathroom_2 | Bathroom | Bathroom Faucet | 1.5 | 1.3267 | 1.5 | 1.5 |  | N/A | N/A | N/A | Bag | 0.796 |  | 1.194 |  | MT | Manufactured | Bathroom Faucet | 1426 | 331.65 | Manufactured | FALSE | FALSE |  |  |  | 497.475 | 395.9901 | Manufactured_FALSE | Manufactured_FALSE | Manufactured_ | Manufactured_ | Manufactured_ | unknown | unknownManufactured_ | unknownManufactured_FALSE
Water_00000846 | SITE_00909 | Room_00002351 | Bathroom_2 | Bathroom | Shower | unknown |  |  | 2.5 |  | Primary | A few times per week | N/A | Unknown |  | N/A |  | N/A | MT | Manufactured | Shower | 1426 | 331.65 | Manufactured | TRUE | FALSE | FALSE | FALSE | FALSE | 0 | 0 | Manufactured_TRUE | Manufactured_FALSE | Manufactured_FALSE | Manufactured_FALSE | Manufactured_FALSE | unknown | unknownManufactured_FALSE | unknownManufactured_TRUE
Water_00000847 | SITE_00909 | Room_00002362 | Kitchen_1 | Kitchen | Kitchen Faucet | 2 |  | 2 | 2 |  | N/A | N/A | N/A | Unknown |  | N/A |  | N/A | MT | Manufactured | Kitchen Faucet | 1426 | 331.65 | Manufactured | FALSE | FALSE |  |  |  | 663.3 | 0 | Manufactured_FALSE | Manufactured_FALSE | Manufactured_ | Manufactured_ | Manufactured_ | unknown | unknownManufactured_ | unknownManufactured_FALSE
Water_00000848 | SITE_00909 | Room_00002352 | Bathroom_6 | Bathroom | Bathroom Faucet | 1.5 | 1.4156 | 1.5 | 1.6 |  | N/A | N/A | N/A | Bag | 0.796 |  | 1.274 |  | MT | Manufactured | Bathroom Faucet | 1426 | 331.65 | Manufactured | FALSE | FALSE |  |  |  | 497.475 | 422.5221 | Manufactured_FALSE | Manufactured_FALSE | Manufactured_ | Manufactured_ | Manufactured_ | unknown | unknownManufactured_ | unknownManufactured_FALSE
Water_00000849 | SITE_00909 | Room_00002352 | Bathroom_6 | Bathroom | Shower / Bathtub combo with diverter valve | 2 | 1.8867 | 2 | 2 |  | Secondary | Never | N/A | Bag | 0.8492 |  | 1.698 |  | MT | Manufactured | Shower | 1426 | 331.65 | Manufactured | TRUE | TRUE | TRUE | TRUE | TRUE | 663.3 | 563.1417 | Manufactured_TRUE | Manufactured_TRUE | Manufactured_TRUE | Manufactured_TRUE | Manufactured_TRUE | 2.0gpm | 2.0gpmManufactured_TRUE | 2.0gpmManufactured_TRUE
Water_00000850 | SITE_00910 | Room_00002375 | Kitchen_1 | Kitchen | Kitchen Faucet | 2 |  | 2 | 1.7 |  | N/A | N/A | N/A | Unknown |  | N/A |  | N/A | MT | Manufactured | Kitchen Faucet | 1427 | 331.65 | Manufactured | FALSE | FALSE |  |  |  | 663.3 | 0 | Manufactured_FALSE | Manufactured_FALSE | Manufactured_ | Manufactured_ | Manufactured_ | unknown | unknownManufactured_ | unknownManufactured_FALSE
Water_00000851 | SITE_00910 | Room_00002368 | Bathroom_1 | Bathroom | Bathroom Faucet | 1.5 | 1.3267 | 1.5 | 1.5 |  | N/A | N/A | N/A | Bag | 0.796 |  | 1.194 |  | MT | Manufactured | Bathroom Faucet | 1427 | 331.65 | Manufactured | FALSE | FALSE |  |  |  | 497.475 | 395.9901 | Manufactured_FALSE | Manufactured_FALSE | Manufactured_ | Manufactured_ | Manufactured_ | unknown | unknownManufactured_ | unknownManufactured_FALSE
Water_00000852 | SITE_00910 | Room_00002369 | Bathroom_2 | Bathroom | Bathroom Faucet | 1 | 1.15 | 1 | 1.3 |  | N/A | N/A | N/A | Bag | 0.796 |  | 1.035 |  | MT | Manufactured | Bathroom Faucet | 1427 | 331.65 | Manufactured | FALSE | FALSE |  |  |  | 331.65 | 343.2577 | Manufactured_FALSE | Manufactured_FALSE | Manufactured_ | Manufactured_ | Manufactured_ | unknown | unknownManufactured_ | unknownManufactured_FALSE
Water_00000853 | SITE_00910 | Room_00002369 | Bathroom_2 | Bathroom | Shower / Bathtub combo with diverter valve | 2 |  | 2 | 0.7 |  | Primary | Daily / Almost Daily | N/A | Unknown |  | N/A |  | N/A | MT | Manufactured | Shower | 1427 | 331.65 | Manufactured | TRUE | TRUE | TRUE | FALSE | FALSE | 663.3 | 0 | Manufactured_TRUE | Manufactured_TRUE | Manufactured_TRUE | Manufactured_FALSE | Manufactured_FALSE | unknown | unknownManufactured_FALSE | unknownManufactured_TRUE
Water_00000854 | SITE_00911 | Room_00002379 | Bathroom_1 | Bathroom | Shower / Bathtub combo with diverter valve | 2 |  | 2 |  | Unknown | Secondary | Never | 2.0 gpm showerhead to be installed. Bathroom under renovation | Bag | 0.8492 |  |  | Unknown | MT | Manufactured | Shower | 1428 | 331.65 | Manufactured | TRUE | TRUE | TRUE | FALSE | FALSE | 663.3 | 0 | Manufactured_TRUE | Manufactured_TRUE | Manufactured_TRUE | Manufactured_FALSE | Manufactured_FALSE | unknown | unknownManufactured_FALSE | unknownManufactured_TRUE
Water_00000855 | SITE_00911 | Room_00002380 | Bathroom_2 | Bathroom | Bathroom Faucet | 2 | 1.7689 | 2 | 2 |  | N/A | N/A | N/A | Bag | 0.796 |  | 1.592 |  | MT | Manufactured | Bathroom Faucet | 1428 | 331.65 | Manufactured | FALSE | FALSE |  |  |  | 663.3 | 527.9868 | Manufactured_FALSE | Manufactured_FALSE | Manufactured_ | Manufactured_ | Manufactured_ | unknown | unknownManufactured_ | unknownManufactured_FALSE
Water_00000856 | SITE_00911 | Room_00002380 | Bathroom_2 | Bathroom | Shower / Bathtub combo with diverter valve | 2 | 2.1233 | 2 | 2.25 |  | Primary | Daily / Almost Daily | N/A | Bag | 0.8492 |  | 1.911 |  | MT | Manufactured | Shower | 1428 | 331.65 | Manufactured | TRUE | TRUE | TRUE | TRUE | TRUE | 663.3 | 633.7831 | Manufactured_TRUE | Manufactured_TRUE | Manufactured_TRUE | Manufactured_TRUE | Manufactured_TRUE | 2.0gpm | 2.0gpmManufactured_TRUE | 2.0gpmManufactured_TRUE
Water_00000857 | SITE_00911 | Room_00002387 | Kitchen_1 | Kitchen | Kitchen Faucet | 1.5 | 1.5478 | 1.5 | 1.75 |  | N/A | N/A | N/A | Bag | 0.796 |  | 1.393 |  | MT | Manufactured | Kitchen Faucet | 1428 | 331.65 | Manufactured | FALSE | FALSE |  |  |  | 497.475 | 461.9885 | Manufactured_FALSE | Manufactured_FALSE | Manufactured_ | Manufactured_ | Manufactured_ | unknown | unknownManufactured_ | unknownManufactured_FALSE
Water_00000858 | SITE_00912 | Room_00002396 | Bedroom_1 | Bedroom | Bathroom Faucet | 4.4222 | 4.4222 |  | 5 |  | N/A | N/A | N/A | Bag | 0.796 |  | 3.98 |  | MT | Manufactured | Bathroom Faucet | 1429 | 331.65 | Manufactured | FALSE | FALSE |  |  |  | 1466.63 | 1319.967 | Manufactured_FALSE | Manufactured_FALSE | Manufactured_ | Manufactured_ | Manufactured_ | unknown | unknownManufactured_ | unknownManufactured_FALSE
Water_00000859 | SITE_00912 | Room_00002394 | Bathroom_1 | Bathroom | Shower | unknown |  |  |  | Unknown | Unknown | Never | Is not used very dirty | Unknown |  | N/A |  | N/A | MT | Manufactured | Shower | 1429 | 331.65 | Manufactured | TRUE | FALSE | FALSE | FALSE | FALSE | 0 | 0 | Manufactured_TRUE | Manufactured_FALSE | Manufactured_FALSE | Manufactured_FALSE | Manufactured_FALSE | unknown | unknownManufactured_FALSE | unknownManufactured_TRUE
Water_00000860 | SITE_00912 | Room_00002398 | Dining Room_1 | Dining Room | Kitchen Faucet | 2 |  | 2 | 1.5 |  | N/A | N/A | N/A | Unknown |  | N/A |  | N/A | MT | Manufactured | Kitchen Faucet | 1429 | 331.65 | Manufactured | FALSE | FALSE |  |  |  | 663.3 | 0 | Manufactured_FALSE | Manufactured_FALSE | Manufactured_ | Manufactured_ | Manufactured_ | unknown | unknownManufactured_ | unknownManufactured_FALSE
Water_00000861 | SITE_00912 | Room_00002395 | Bathroom_6 | Bathroom | Bathroom Faucet | 2.2 | 1.15 | 2.2 | 1.3 |  | N/A | N/A | N/A | Bag | 0.796 |  | 1.035 |  | MT | Manufactured | Bathroom Faucet | 1429 | 331.65 | Manufactured | FALSE | FALSE |  |  |  | 729.63 | 343.2577 | Manufactured_FALSE | Manufactured_FALSE | Manufactured_ | Manufactured_ | Manufactured_ | unknown | unknownManufactured_ | unknownManufactured_FALSE
Water_00000862 | SITE_00912 | Room_00002395 | Bathroom_6 | Bathroom | Bathroom Faucet | 2.2 | 1.15 | 2.2 | 1.3 |  | N/A | N/A | N/A | Bag | 0.796 |  | 1.035 |  | MT | Manufactured | Bathroom Faucet | 1429 | 331.65 | Manufactured | FALSE | FALSE |  |  |  | 729.63 | 343.2577 | Manufactured_FALSE | Manufactured_FALSE | Manufactured_ | Manufactured_ | Manufactured_ | unknown | unknownManufactured_ | unknownManufactured_FALSE
Water_00000863 | SITE_00912 | Room_00002395 | Bathroom_6 | Bathroom | Shower | 2.5 |  | 2.5 |  | Unknown | Primary | Daily / Almost Daily | Not confident in turning shower on off | Bag | 0.8492 |  |  | Unknown | MT | Manufactured | Shower | 1429 | 331.65 | Manufactured | TRUE | FALSE | TRUE | FALSE | FALSE | 829.125 | 0 | Manufactured_TRUE | Manufactured_FALSE | Manufactured_TRUE | Manufactured_FALSE | Manufactured_FALSE | unknown | unknownManufactured_FALSE | unknownManufactured_TRUE
Water_00000864 | SITE_00913 | Room_00002402 | Bathroom_1 | Bathroom | Bathroom Faucet | 1.0611 | 1.0611 |  | 1.2 |  | N/A | N/A | N/A | Bag | 0.796 |  | 0.955 |  | MT | Manufactured | Bathroom Faucet | 1430 | 331.65 | Manufactured | FALSE | FALSE |  |  |  | 351.9175 | 316.7257 | Manufactured_FALSE | Manufactured_FALSE | Manufactured_ | Manufactured_ | Manufactured_ | unknown | unknownManufactured_ | unknownManufactured_FALSE
Water_00000865 | SITE_00913 | Room_00002402 | Bathroom_1 | Bathroom | Shower / Bathtub combo with diverter valve | 1.1322 | 1.1322 |  | 1.2 |  | All used about the same | Daily / Almost Daily | N/A | Bag | 0.8492 |  | 1.019 |  | MT | Manufactured | Shower | 1430 | 331.65 | Manufactured | TRUE | TRUE | TRUE | TRUE | TRUE | 375.5015 | 337.9513 | Manufactured_TRUE | Manufactured_TRUE | Manufactured_TRUE | Manufactured_TRUE | Manufactured_TRUE | <1.5gpm | <1.5gpmManufactured_TRUE | <1.5gpmManufactured_TRUE
Water_00000866 | SITE_00913 | Room_00002407 | Kitchen_1 | Kitchen | Kitchen Faucet | 2.2 | 1.3267 | 2.2 | 1.5 |  | N/A | N/A | N/A | Bag | 0.796 |  | 1.194 |  | MT | Manufactured | Kitchen Faucet | 1430 | 331.65 | Manufactured | FALSE | FALSE |  |  |  | 729.63 | 395.9901 | Manufactured_FALSE | Manufactured_FALSE | Manufactured_ | Manufactured_ | Manufactured_ | unknown | unknownManufactured_ | unknownManufactured_FALSE
Water_00000867 | SITE_00913 | Room_00002403 | Bathroom_2 | Bathroom | Bathroom Faucet | 1.3267 | 1.3267 |  | 1.5 |  | N/A | N/A | N/A | Bag | 0.796 |  | 1.194 |  | MT | Manufactured | Bathroom Faucet | 1430 | 331.65 | Manufactured | FALSE | FALSE |  |  |  | 439.989 | 395.9901 | Manufactured_FALSE | Manufactured_FALSE | Manufactured_ | Manufactured_ | Manufactured_ | unknown | unknownManufactured_ | unknownManufactured_FALSE
Water_00000868 | SITE_00913 | Room_00002403 | Bathroom_2 | Bathroom | Shower / Bathtub combo with diverter valve | 1.0378 | 1.0378 |  | 1.1 |  | All used about the same | Daily / Almost Daily | N/A | Bag | 0.8492 |  | 0.934 |  | MT | Manufactured | Shower | 1430 | 331.65 | Manufactured | TRUE | TRUE | TRUE | TRUE | TRUE | 344.179 | 309.7611 | Manufactured_TRUE | Manufactured_TRUE | Manufactured_TRUE | Manufactured_TRUE | Manufactured_TRUE | <1.5gpm | <1.5gpmManufactured_TRUE | <1.5gpmManufactured_TRUE
Water_00000869 | SITE_00915 | Room_00002418 | Kitchen_1 | Kitchen | Kitchen Faucet | 1.5 |  | 1.5 | 1.2 |  | N/A | N/A | N/A | Unknown |  | N/A |  | N/A | MT | Manufactured | Kitchen Faucet | 1432 | 765.84 | Manufactured | FALSE | FALSE |  |  |  | 1148.76 | 0 | Manufactured_FALSE | Manufactured_FALSE | Manufactured_ | Manufactured_ | Manufactured_ | unknown | unknownManufactured_ | unknownManufactured_FALSE
Water_00000870 | SITE_00915 | Room_00002419 | Laundry_1 | Laundry | Bathroom Faucet | 7.0756 | 7.0756 |  | 8 |  | N/A | N/A | Laundry room, large sink | Bag | 0.796 |  | 6.368 |  | MT | Manufactured | Bathroom Faucet | 1432 | 765.84 | Manufactured | FALSE | FALSE |  |  |  | 5418.7435 | 4876.8691 | Manufactured_FALSE | Manufactured_FALSE | Manufactured_ | Manufactured_ | Manufactured_ | unknown | unknownManufactured_ | unknownManufactured_FALSE
Water_00000871 | SITE_00915 | Room_00002413 | Bathroom_1 | Bathroom | Bathroom Faucet | 1.5 | 1.0611 | 1.5 | 1.2 |  | N/A | N/A | N/A | Bag | 0.796 |  | 0.955 |  | MT | Manufactured | Bathroom Faucet | 1432 | 765.84 | Manufactured | FALSE | FALSE |  |  |  | 1148.76 | 731.3772 | Manufactured_FALSE | Manufactured_FALSE | Manufactured_ | Manufactured_ | Manufactured_ | unknown | unknownManufactured_ | unknownManufactured_FALSE
Water_00000872 | SITE_00915 | Room_00002413 | Bathroom_1 | Bathroom | Shower / Bathtub combo with diverter valve | unknown |  |  | 2 |  | Primary | Daily / Almost Daily | N/A | Unknown |  | N/A |  | N/A | MT | Manufactured | Shower | 1432 | 765.84 | Manufactured | TRUE | TRUE | FALSE | FALSE | FALSE | 0 | 0 | Manufactured_TRUE | Manufactured_TRUE | Manufactured_FALSE | Manufactured_FALSE | Manufactured_FALSE | unknown | unknownManufactured_FALSE | unknownManufactured_TRUE
Water_00000873 | SITE_00915 | Room_00002414 | Bathroom_6 | Bathroom | Shower / Bathtub combo with diverter valve | unknown |  |  |  | Unknown | Secondary | A few times per month | No showerhead. | Weir | 0.932 |  |  | Unknown | MT | Manufactured | Shower | 1432 | 765.84 | Manufactured | TRUE | TRUE | FALSE | FALSE | FALSE | 0 | 0 | Manufactured_TRUE | Manufactured_TRUE | Manufactured_FALSE | Manufactured_FALSE | Manufactured_FALSE | unknown | unknownManufactured_FALSE | unknownManufactured_TRUE
Water_00000874 | SITE_00915 | Room_00002414 | Bathroom_6 | Bathroom | Bathroom Faucet | 1 | 0.88444 | 1 | 1 |  | N/A | N/A | N/A | Bag | 0.796 |  | 0.796 |  | MT | Manufactured | Bathroom Faucet | 1432 | 765.84 | Manufactured | FALSE | FALSE |  |  |  | 765.84 | 609.6086 | Manufactured_FALSE | Manufactured_FALSE | Manufactured_ | Manufactured_ | Manufactured_ | unknown | unknownManufactured_ | unknownManufactured_FALSE
Water_00000875 | SITE_00915 | Room_00002414 | Bathroom_6 | Bathroom | Bathroom Faucet | 2.2111 | 2.2111 |  | 2.5 |  | N/A | N/A | N/A | Bag | 0.796 |  | 1.99 |  | MT | Manufactured | Bathroom Faucet | 1432 | 765.84 | Manufactured | FALSE | FALSE |  |  |  | 1693.3573 | 1524.0216 | Manufactured_FALSE | Manufactured_FALSE | Manufactured_ | Manufactured_ | Manufactured_ | unknown | unknownManufactured_ | unknownManufactured_FALSE
Water_00000876 | SITE_00916 | Room_00002434 | Kitchen_1 | Kitchen | Kitchen Faucet | 1.5 | 1.3267 | 1.5 | 1.5 |  | N/A | N/A | N/A | Bag | 0.796 |  | 1.194 |  | MT | Manufactured | Kitchen Faucet | 1433 | 331.65 | Manufactured | FALSE | FALSE |  |  |  | 497.475 | 395.9901 | Manufactured_FALSE | Manufactured_FALSE | Manufactured_ | Manufactured_ | Manufactured_ | unknown | unknownManufactured_ | unknownManufactured_FALSE
Water_00000877 | SITE_00916 | Room_00002423 | Bathroom_1 | Bathroom | Bathroom Faucet | 1 | 4.4222 | 1 | 5 |  | N/A | N/A | Greater than 5 - overflowed bucket | Bag | 0.796 |  | 3.98 |  | MT | Manufactured | Bathroom Faucet | 1433 | 331.65 | Manufactured | FALSE | FALSE |  |  |  | 331.65 | 1319.967 | Manufactured_FALSE | Manufactured_FALSE | Manufactured_ | Manufactured_ | Manufactured_ | unknown | unknownManufactured_ | unknownManufactured_FALSE
Water_00000878 | SITE_00916 | Room_00002423 | Bathroom_1 | Bathroom | Shower / Bathtub combo with diverter valve | 2 | 2.3589 | 2 | 2.5 |  | Secondary | A few times per year | Half of flow through tub faucet, when diverter valve in use | Bag | 0.8492 |  | 2.123 |  | MT | Manufactured | Shower | 1433 | 331.65 | Manufactured | TRUE | TRUE | TRUE | TRUE | TRUE | 663.3 | 704.0929 | Manufactured_TRUE | Manufactured_TRUE | Manufactured_TRUE | Manufactured_TRUE | Manufactured_TRUE | 2.0gpm | 2.0gpmManufactured_TRUE | 2.0gpmManufactured_TRUE
Water_00000879 | SITE_00916 | Room_00002424 | Bathroom_6 | Bathroom | Bathtub | unknown |  |  |  | N/A | N/A | N/A | N/A | Unknown |  | N/A |  | N/A | MT | Manufactured | Bathtub | 1433 | 331.65 | Manufactured | FALSE | FALSE |  |  |  | 0 | 0 | Manufactured_FALSE | Manufactured_FALSE | Manufactured_ | Manufactured_ | Manufactured_ | unknown | unknownManufactured_ | unknownManufactured_FALSE
Water_00000880 | SITE_00916 | Room_00002424 | Bathroom_6 | Bathroom | Shower | 2 | 2.1233 | 2 | 2.25 |  | Primary | Daily / Almost Daily | N/A | Bag | 0.8492 |  | 1.911 |  | MT | Manufactured | Shower | 1433 | 331.65 | Manufactured | TRUE | FALSE | TRUE | TRUE | TRUE | 663.3 | 633.7831 | Manufactured_TRUE | Manufactured_FALSE | Manufactured_TRUE | Manufactured_TRUE | Manufactured_TRUE | 2.0gpm | 2.0gpmManufactured_TRUE | 2.0gpmManufactured_TRUE
Water_00000881 | SITE_00916 | Room_00002424 | Bathroom_6 | Bathroom | Bathroom Faucet | 1 | 4.4222 | 1 | 5 |  | N/A | N/A | N/A | Bag | 0.796 |  | 3.98 |  | MT | Manufactured | Bathroom Faucet | 1433 | 331.65 | Manufactured | FALSE | FALSE |  |  |  | 331.65 | 1319.967 | Manufactured_FALSE | Manufactured_FALSE | Manufactured_ | Manufactured_ | Manufactured_ | unknown | unknownManufactured_ | unknownManufactured_FALSE
Water_00000882 | SITE_00916 | Room_00002424 | Bathroom_6 | Bathroom | Bathroom Faucet | 1 | 0.97333 | 1 | 1.1 |  | N/A | N/A | N/A | Bag | 0.796 |  | 0.876 |  | MT | Manufactured | Bathroom Faucet | 1433 | 331.65 | Manufactured | FALSE | FALSE |  |  |  | 331.65 | 290.5254 | Manufactured_FALSE | Manufactured_FALSE | Manufactured_ | Manufactured_ | Manufactured_ | unknown | unknownManufactured_ | unknownManufactured_FALSE
Water_00000883 | SITE_00917 | Room_00002438 | Bathroom_1 | Bathroom | Bathroom Faucet | 0.26556 | 0.26556 |  | 0.3 |  | N/A | N/A | N/A | Bag | 0.796 |  | 0.239 |  | MT | Manufactured | Bathroom Faucet | 1434 | 765.84 | Manufactured | FALSE | FALSE |  |  |  | 203.3731 | 183.0358 | Manufactured_FALSE | Manufactured_FALSE | Manufactured_ | Manufactured_ | Manufactured_ | unknown | unknownManufactured_ | unknownManufactured_FALSE
Water_00000884 | SITE_00917 | Room_00002438 | Bathroom_1 | Bathroom | Shower | 1.5 |  | 1.5 | 1 |  | Primary | A few times per week | N/A | Unknown |  | N/A |  | N/A | MT | Manufactured | Shower | 1434 | 765.84 | Manufactured | TRUE | FALSE | TRUE | FALSE | FALSE | 1148.76 | 0 | Manufactured_TRUE | Manufactured_FALSE | Manufactured_TRUE | Manufactured_FALSE | Manufactured_FALSE | unknown | unknownManufactured_FALSE | unknownManufactured_TRUE
Water_00000885 | SITE_00917 | Room_00002444 | Kitchen_1 | Kitchen | Kitchen Faucet | 1.8 |  | 1.8 | 1.5 |  | N/A | N/A | N/A | Unknown |  | N/A |  | N/A | MT | Manufactured | Kitchen Faucet | 1434 | 765.84 | Manufactured | FALSE | FALSE |  |  |  | 1378.512 | 0 | Manufactured_FALSE | Manufactured_FALSE | Manufactured_ | Manufactured_ | Manufactured_ | unknown | unknownManufactured_ | unknownManufactured_FALSE
Water_00000886 | SITE_00917 | Room_00002439 | Bathroom_2 | Bathroom | Bathroom Faucet | 5.3067 | 5.3067 |  | 6 |  | N/A | N/A | N/A | Bag | 0.796 |  | 4.776 |  | MT | Manufactured | Bathroom Faucet | 1434 | 765.84 | Manufactured | FALSE | FALSE |  |  |  | 4064.0576 | 3657.6518 | Manufactured_FALSE | Manufactured_FALSE | Manufactured_ | Manufactured_ | Manufactured_ | unknown | unknownManufactured_ | unknownManufactured_FALSE
Water_00000887 | SITE_00917 | Room_00002439 | Bathroom_2 | Bathroom | Shower / Bathtub combo with diverter valve | 2.5 |  | 2.5 | 2.3 |  | Secondary | Never | N/A | Unknown |  | N/A |  | N/A | MT | Manufactured | Shower | 1434 | 765.84 | Manufactured | TRUE | TRUE | TRUE | FALSE | FALSE | 1914.6 | 0 | Manufactured_TRUE | Manufactured_TRUE | Manufactured_TRUE | Manufactured_FALSE | Manufactured_FALSE | unknown | unknownManufactured_FALSE | unknownManufactured_TRUE
Water_00000888 | SITE_00918 | Room_00002449 | Bathroom_1 | Bathroom | Bathroom Faucet | 2 |  | 2 | 1.6 |  | N/A | N/A | N/A | Unknown |  | N/A |  | N/A | MT | Manufactured | Bathroom Faucet | 1435 | 765.84 | Manufactured | FALSE | FALSE |  |  |  | 1531.68 | 0 | Manufactured_FALSE | Manufactured_FALSE | Manufactured_ | Manufactured_ | Manufactured_ | unknown | unknownManufactured_ | unknownManufactured_FALSE
Water_00000889 | SITE_00918 | Room_00002449 | Bathroom_1 | Bathroom | Shower / Bathtub combo with diverter valve | 1.5 |  | 1.5 | 1.5 |  | Primary | Daily / Almost Daily | N/A | Unknown |  | N/A |  | N/A | MT | Manufactured | Shower | 1435 | 765.84 | Manufactured | TRUE | TRUE | TRUE | FALSE | FALSE | 1148.76 | 0 | Manufactured_TRUE | Manufactured_TRUE | Manufactured_TRUE | Manufactured_FALSE | Manufactured_FALSE | unknown | unknownManufactured_FALSE | unknownManufactured_TRUE
Water_00000890 | SITE_00918 | Room_00002455 | Kitchen_1 | Kitchen | Kitchen Faucet | 2.2 |  | 2.2 | 1 |  | N/A | N/A | N/A | Unknown |  | N/A |  | N/A | MT | Manufactured | Kitchen Faucet | 1435 | 765.84 | Manufactured | FALSE | FALSE |  |  |  | 1684.848 | 0 | Manufactured_FALSE | Manufactured_FALSE | Manufactured_ | Manufactured_ | Manufactured_ | unknown | unknownManufactured_ | unknownManufactured_FALSE
Water_00000891 | SITE_00919 | Room_00002463 | Kitchen_1 | Kitchen | Kitchen Faucet | 2 | 1.7689 | 2 | 2 |  | N/A | N/A | N/A | Bag | 0.796 |  | 1.592 |  | MT | Manufactured | Kitchen Faucet | 1436 | 331.65 | Manufactured | FALSE | FALSE |  |  |  | 663.3 | 527.9868 | Manufactured_FALSE | Manufactured_FALSE | Manufactured_ | Manufactured_ | Manufactured_ | unknown | unknownManufactured_ | unknownManufactured_FALSE
Water_00000892 | SITE_00919 | Room_00002459 | Bathroom_1 | Bathroom | Shower / Bathtub combo with diverter valve | 2 |  | 2 |  | Unknown | Primary | A few times per week | Under construction | Bag | 0.8492 |  |  | Unknown | MT | Manufactured | Shower | 1436 | 331.65 | Manufactured | TRUE | TRUE | TRUE | FALSE | FALSE | 663.3 | 0 | Manufactured_TRUE | Manufactured_TRUE | Manufactured_TRUE | Manufactured_FALSE | Manufactured_FALSE | unknown | unknownManufactured_FALSE | unknownManufactured_TRUE
Water_00000893 | SITE_00919 | Room_00002459 | Bathroom_1 | Bathroom | Bathroom Faucet | 1.5 | 1.7689 | 1.5 | 2 |  | N/A | N/A | N/A | Bag | 0.796 |  | 1.592 |  | MT | Manufactured | Bathroom Faucet | 1436 | 331.65 | Manufactured | FALSE | FALSE |  |  |  | 497.475 | 527.9868 | Manufactured_FALSE | Manufactured_FALSE | Manufactured_ | Manufactured_ | Manufactured_ | unknown | unknownManufactured_ | unknownManufactured_FALSE
Water_00000894 | SITE_00920 | Room_00002475 | Kitchen_1 | Kitchen | Kitchen Faucet | 1.3267 | 1.3267 |  | 1.5 |  | N/A | N/A | N/A | Bag | 0.796 |  | 1.194 |  | MT | Manufactured | Kitchen Faucet | 1437 | 331.65 | Manufactured | FALSE | FALSE |  |  |  | 439.989 | 395.9901 | Manufactured_FALSE | Manufactured_FALSE | Manufactured_ | Manufactured_ | Manufactured_ | unknown | unknownManufactured_ | unknownManufactured_FALSE
Water_00000895 | SITE_00920 | Room_00002468 | Bathroom_2 | Bathroom | Shower / Bathtub combo with diverter valve | 1.4156 | 1.4156 |  | 1.5 |  | Primary | Daily / Almost Daily | N/A | Bag | 0.8492 |  | 1.274 |  | MT | Manufactured | Shower | 1437 | 331.65 | Manufactured | TRUE | TRUE | TRUE | TRUE | TRUE | 469.469 | 422.5221 | Manufactured_TRUE | Manufactured_TRUE | Manufactured_TRUE | Manufactured_TRUE | Manufactured_TRUE | <1.5gpm | <1.5gpmManufactured_TRUE | <1.5gpmManufactured_TRUE
Water_00000896 | SITE_00920 | Room_00002468 | Bathroom_2 | Bathroom | Bathroom Faucet | 0.88444 | 0.88444 |  | 1 |  | N/A | N/A | N/A | Bag | 0.796 |  | 0.796 |  | MT | Manufactured | Bathroom Faucet | 1437 | 331.65 | Manufactured | FALSE | FALSE |  |  |  | 293.326 | 263.9934 | Manufactured_FALSE | Manufactured_FALSE | Manufactured_ | Manufactured_ | Manufactured_ | unknown | unknownManufactured_ | unknownManufactured_FALSE
Water_00000897 | SITE_00921 | Room_00002489 | Kitchen_1 | Kitchen | Kitchen Faucet | 2.2 | 1.3267 | 2.2 | 1.5 |  | N/A | N/A | N/A | Bag | 0.796 |  | 1.194 |  | MT | Manufactured | Kitchen Faucet | 1438 | 765.84 | Manufactured | FALSE | FALSE |  |  |  | 1684.848 | 914.413 | Manufactured_FALSE | Manufactured_FALSE | Manufactured_ | Manufactured_ | Manufactured_ | unknown | unknownManufactured_ | unknownManufactured_FALSE
Water_00000898 | SITE_00921 | Room_00002481 | Bathroom_1 | Bathroom | Shower / Bathtub combo with diverter valve | 2.0756 | 2.0756 |  | 2.2 |  | All used about the same | Daily / Almost Daily | N/A | Bag | 0.8492 |  | 1.868 |  | MT | Manufactured | Shower | 1438 | 765.84 | Manufactured | TRUE | TRUE | TRUE | TRUE | TRUE | 1589.5435 | 1430.5891 | Manufactured_TRUE | Manufactured_TRUE | Manufactured_TRUE | Manufactured_TRUE | Manufactured_TRUE | 2.5gpm | 2.5gpmManufactured_TRUE | 2.5gpmManufactured_TRUE
Water_00000899 | SITE_00921 | Room_00002481 | Bathroom_1 | Bathroom | Bathroom Faucet | 2 | 3.5378 | 2 | 4 |  | N/A | N/A | N/A | Bag | 0.796 |  | 3.184 |  | MT | Manufactured | Bathroom Faucet | 1438 | 765.84 | Manufactured | FALSE | FALSE |  |  |  | 1531.68 | 2438.4346 | Manufactured_FALSE | Manufactured_FALSE | Manufactured_ | Manufactured_ | Manufactured_ | unknown | unknownManufactured_ | unknownManufactured_FALSE
Water_00000900 | SITE_00921 | Room_00002482 | Bathroom_2 | Bathroom | Bathroom Faucet | 1.68 | 1.68 |  | 1.9 |  | N/A | N/A | N/A | Bag | 0.796 |  | 1.512 |  | MT | Manufactured | Bathroom Faucet | 1438 | 765.84 | Manufactured | FALSE | FALSE |  |  |  | 1286.6112 | 1157.9501 | Manufactured_FALSE | Manufactured_FALSE | Manufactured_ | Manufactured_ | Manufactured_ | unknown | unknownManufactured_ | unknownManufactured_FALSE
Water_00000901 | SITE_00921 | Room_00002482 | Bathroom_2 | Bathroom | Bathroom Faucet | 1.68 | 1.68 |  | 1.9 |  | N/A | N/A | N/A | Bag | 0.796 |  | 1.512 |  | MT | Manufactured | Bathroom Faucet | 1438 | 765.84 | Manufactured | FALSE | FALSE |  |  |  | 1286.6112 | 1157.9501 | Manufactured_FALSE | Manufactured_FALSE | Manufactured_ | Manufactured_ | Manufactured_ | unknown | unknownManufactured_ | unknownManufactured_FALSE
Water_00000902 | SITE_00921 | Room_00002482 | Bathroom_2 | Bathroom | Shower | 2.5 | 1.8867 | 2.5 | 2 |  | All used about the same | Daily / Almost Daily | N/A | Bag | 0.8492 |  | 1.698 |  | MT | Manufactured | Shower | 1438 | 765.84 | Manufactured | TRUE | FALSE | TRUE | TRUE | TRUE | 1914.6 | 1300.3963 | Manufactured_TRUE | Manufactured_FALSE | Manufactured_TRUE | Manufactured_TRUE | Manufactured_TRUE | 2.5gpm | 2.5gpmManufactured_TRUE | 2.5gpmManufactured_TRUE
Water_00000903 | SITE_00922 | Room_00002506 | Kitchen_1 | Kitchen | Kitchen Faucet | 2.2 |  | 2.2 | 1.3 |  | N/A | N/A | N/A | Unknown |  | N/A |  | N/A | MT | Single Family | Kitchen Faucet | 1439 | 2661.5 | Single Family | FALSE | FALSE |  |  |  | 5855.3 | 0 | Single Family_FALSE | Single Family_FALSE | Single Family_ | Single Family_ | Single Family_ | unknown | unknownSingle Family_ | unknownSingle Family_FALSE
Water_00000904 | SITE_00922 | Room_00002506 | Kitchen_1 | Kitchen | Kitchen Faucet | 2.2 |  | 2.2 | 1 |  | N/A | N/A | N/A | Unknown |  | N/A |  | N/A | MT | Single Family | Kitchen Faucet | 1439 | 2661.5 | Single Family | FALSE | FALSE |  |  |  | 5855.3 | 0 | Single Family_FALSE | Single Family_FALSE | Single Family_ | Single Family_ | Single Family_ | unknown | unknownSingle Family_ | unknownSingle Family_FALSE
Water_00000905 | SITE_00922 | Room_00002495 | Bathroom_1 | Bathroom | Bathroom Faucet | 1 | 0.88444 | 1 | 1 |  | N/A | N/A | N/A | Bag | 0.796 |  | 0.796 |  | MT | Single Family | Bathroom Faucet | 1439 | 2661.5 | Single Family | FALSE | FALSE |  |  |  | 2661.5 | 2118.554 | Single Family_FALSE | Single Family_FALSE | Single Family_ | Single Family_ | Single Family_ | unknown | unknownSingle Family_ | unknownSingle Family_FALSE
Water_00000906 | SITE_00922 | Room_00002495 | Bathroom_1 | Bathroom | Shower | 2.5 |  | 2.5 | 1.5 |  | Secondary | A few times per week | N/A | Unknown |  | N/A |  | N/A | MT | Single Family | Shower | 1439 | 2661.5 | Single Family | TRUE | FALSE | TRUE | FALSE | FALSE | 6653.75 | 0 | Single Family_TRUE | Single Family_FALSE | Single Family_TRUE | Single Family_FALSE | Single Family_FALSE | unknown | unknownSingle Family_FALSE | unknownSingle Family_TRUE
Water_00000907 | SITE_00922 | Room_00002499 | Bedroom_1 | Bedroom | Kitchen Faucet | 1.8 |  | 1.8 | 1.1 |  | N/A | N/A | N/A | Unknown |  | N/A |  | N/A | MT | Single Family | Kitchen Faucet | 1439 | 2661.5 | Single Family | FALSE | FALSE |  |  |  | 4790.7 | 0 | Single Family_FALSE | Single Family_FALSE | Single Family_ | Single Family_ | Single Family_ | unknown | unknownSingle Family_ | unknownSingle Family_FALSE
Water_00000908 | SITE_00922 | Room_00002496 | Bathroom_2 | Bathroom | Bathroom Faucet | 1.15 | 1.15 |  | 1.3 |  | N/A | N/A | N/A | Bag | 0.796 |  | 1.035 |  | MT | Single Family | Bathroom Faucet | 1439 | 2661.5 | Single Family | FALSE | FALSE |  |  |  | 3060.725 | 2754.6525 | Single Family_FALSE | Single Family_FALSE | Single Family_ | Single Family_ | Single Family_ | unknown | unknownSingle Family_ | unknownSingle Family_FALSE
Water_00000909 | SITE_00922 | Room_00002496 | Bathroom_2 | Bathroom | Bathroom Faucet | 1.15 | 1.15 |  | 1.3 |  | N/A | N/A | N/A | Bag | 0.796 |  | 1.035 |  | MT | Single Family | Bathroom Faucet | 1439 | 2661.5 | Single Family | FALSE | FALSE |  |  |  | 3060.725 | 2754.6525 | Single Family_FALSE | Single Family_FALSE | Single Family_ | Single Family_ | Single Family_ | unknown | unknownSingle Family_ | unknownSingle Family_FALSE
Water_00000910 | SITE_00922 | Room_00002497 | Bathroom_3 | Bathroom | Shower / Bathtub combo with diverter valve | 1.5 |  | 1.5 | 1 |  | Secondary | A few times per year | Water also flowing out of bathtub faucet in addition to 1 gallon per minute out of shower head | Unknown |  | N/A |  | N/A | MT | Single Family | Shower | 1439 | 2661.5 | Single Family | TRUE | TRUE | TRUE | FALSE | FALSE | 3992.25 | 0 | Single Family_TRUE | Single Family_TRUE | Single Family_TRUE | Single Family_FALSE | Single Family_FALSE | unknown | unknownSingle Family_FALSE | unknownSingle Family_TRUE
Water_00000911 | SITE_00922 | Room_00002497 | Bathroom_3 | Bathroom | Bathroom Faucet | 2 | 1.15 | 2 | 1.3 |  | N/A | N/A | N/A | Bag | 0.796 |  | 1.035 |  | MT | Single Family | Bathroom Faucet | 1439 | 2661.5 | Single Family | FALSE | FALSE |  |  |  | 5323 | 2754.6525 | Single Family_FALSE | Single Family_FALSE | Single Family_ | Single Family_ | Single Family_ | unknown | unknownSingle Family_ | unknownSingle Family_FALSE
Water_00000912 | SITE_00922 | Room_00002498 | Bathroom_4 | Bathroom | Bathroom Faucet | 2 | 1.2378 | 2 | 1.4 |  | N/A | N/A | N/A | Bag | 0.796 |  | 1.114 |  | MT | Single Family | Bathroom Faucet | 1439 | 2661.5 | Single Family | FALSE | FALSE |  |  |  | 5323 | 2964.911 | Single Family_FALSE | Single Family_FALSE | Single Family_ | Single Family_ | Single Family_ | unknown | unknownSingle Family_ | unknownSingle Family_FALSE
Water_00000913 | SITE_00922 | Room_00002498 | Bathroom_4 | Bathroom | Shower | 1.5 |  | 1.5 | 1 |  | Primary | Daily / Almost Daily | N/A | Unknown |  | N/A |  | N/A | MT | Single Family | Shower | 1439 | 2661.5 | Single Family | TRUE | FALSE | TRUE | FALSE | FALSE | 3992.25 | 0 | Single Family_TRUE | Single Family_FALSE | Single Family_TRUE | Single Family_FALSE | Single Family_FALSE | unknown | unknownSingle Family_FALSE | unknownSingle Family_TRUE
Water_00000914 | SITE_00922 | Room_00002496 | Bathroom_2 | Bathroom | Shower / Bathtub combo with diverter valve | 2.5 |  | 2.5 | 1.5 |  | Primary | Daily / Almost Daily | N/A | Unknown |  | N/A |  | N/A | MT | Single Family | Shower | 1439 | 2661.5 | Single Family | TRUE | TRUE | TRUE | FALSE | FALSE | 6653.75 | 0 | Single Family_TRUE | Single Family_TRUE | Single Family_TRUE | Single Family_FALSE | Single Family_FALSE | unknown | unknownSingle Family_FALSE | unknownSingle Family_TRUE
Water_00000915 | SITE_00923 | Room_00002516 | Kitchen_1 | Kitchen | Kitchen Faucet | 1.9456 | 1.9456 |  | 2.2 |  | N/A | N/A | N/A | Bag | 0.796 |  | 1.751 |  | MT | Manufactured | Kitchen Faucet | 1440 | 331.65 | Manufactured | FALSE | FALSE |  |  |  | 645.2435 | 580.7191 | Manufactured_FALSE | Manufactured_FALSE | Manufactured_ | Manufactured_ | Manufactured_ | unknown | unknownManufactured_ | unknownManufactured_FALSE
Water_00000916 | SITE_00923 | Room_00002513 | Bathroom_1 | Bathroom | Shower / Bathtub combo with diverter valve | 2.5 | 2.0756 | 2.5 | 2.2 |  | Primary | Daily / Almost Daily | N/A | Bag | 0.8492 |  | 1.868 |  | MT | Manufactured | Shower | 1440 | 331.65 | Manufactured | TRUE | TRUE | TRUE | TRUE | TRUE | 829.125 | 619.5222 | Manufactured_TRUE | Manufactured_TRUE | Manufactured_TRUE | Manufactured_TRUE | Manufactured_TRUE | 2.5gpm | 2.5gpmManufactured_TRUE | 2.5gpmManufactured_TRUE
Water_00000917 | SITE_00923 | Room_00002513 | Bathroom_1 | Bathroom | Bathroom Faucet | 1.3267 | 1.3267 |  | 1.5 |  | N/A | N/A | N/A | Bag | 0.796 |  | 1.194 |  | MT | Manufactured | Bathroom Faucet | 1440 | 331.65 | Manufactured | FALSE | FALSE |  |  |  | 439.989 | 395.9901 | Manufactured_FALSE | Manufactured_FALSE | Manufactured_ | Manufactured_ | Manufactured_ | unknown | unknownManufactured_ | unknownManufactured_FALSE
Water_00000918 | SITE_00925 | Room_00002521 | Bathroom_1 | Bathroom | Bathroom Faucet | 1.8 | 1.8578 | 1.8 | 2.1 |  | N/A | N/A | N/A | Bag | 0.796 |  | 1.672 |  | MT | Manufactured | Bathroom Faucet | 1442 | 765.84 | Manufactured | FALSE | FALSE |  |  |  | 1378.512 | 1280.4845 | Manufactured_FALSE | Manufactured_FALSE | Manufactured_ | Manufactured_ | Manufactured_ | unknown | unknownManufactured_ | unknownManufactured_FALSE
Water_00000919 | SITE_00925 | Room_00002521 | Bathroom_1 | Bathroom | Shower / Bathtub combo with diverter valve | 3.2078 | 3.2078 |  | 3.4 |  | All used about the same | Daily / Almost Daily | N/A | Bag | 0.8492 |  | 2.887 |  | MT | Manufactured | Shower | 1442 | 765.84 | Manufactured | TRUE | TRUE | TRUE | TRUE | TRUE | 2456.6445 | 2210.9801 | Manufactured_TRUE | Manufactured_TRUE | Manufactured_TRUE | Manufactured_TRUE | Manufactured_TRUE | gt2.5gpm | gt2.5gpmManufactured_TRUE | gt2.5gpmManufactured_TRUE
Water_00000920 | SITE_00925 | Room_00002530 | Kitchen_1 | Kitchen | Kitchen Faucet | 1.2378 | 1.2378 |  | 1.4 |  | N/A | N/A | N/A | Bag | 0.796 |  | 1.114 |  | MT | Manufactured | Kitchen Faucet | 1442 | 765.84 | Manufactured | FALSE | FALSE |  |  |  | 947.9397 | 853.1458 | Manufactured_FALSE | Manufactured_FALSE | Manufactured_ | Manufactured_ | Manufactured_ | unknown | unknownManufactured_ | unknownManufactured_FALSE
Water_00000921 | SITE_00925 | Room_00002522 | Bathroom_2 | Bathroom | Shower | 2.8311 | 2.8311 |  | 3 |  | All used about the same | Daily / Almost Daily | N/A | Bag | 0.8492 |  | 2.548 |  | MT | Manufactured | Shower | 1442 | 765.84 | Manufactured | TRUE | FALSE | TRUE | TRUE | TRUE | 2168.1781 | 1951.3603 | Manufactured_TRUE | Manufactured_FALSE | Manufactured_TRUE | Manufactured_TRUE | Manufactured_TRUE | gt2.5gpm | gt2.5gpmManufactured_TRUE | gt2.5gpmManufactured_TRUE
Water_00000922 | SITE_00925 | Room_00002522 | Bathroom_2 | Bathroom | Bathroom Faucet | 2.2 | 3.0067 | 2.2 | 3.4 |  | N/A | N/A | N/A | Bag | 0.796 |  | 2.706 |  | MT | Manufactured | Bathroom Faucet | 1442 | 765.84 | Manufactured | FALSE | FALSE |  |  |  | 1684.848 | 2072.363 | Manufactured_FALSE | Manufactured_FALSE | Manufactured_ | Manufactured_ | Manufactured_ | unknown | unknownManufactured_ | unknownManufactured_FALSE
Water_00000923 | SITE_00925 | Room_00002522 | Bathroom_2 | Bathroom | Bathtub | unknown |  |  |  | N/A | N/A | N/A | N/A | Unknown |  | N/A |  | N/A | MT | Manufactured | Bathtub | 1442 | 765.84 | Manufactured | FALSE | FALSE |  |  |  | 0 | 0 | Manufactured_FALSE | Manufactured_FALSE | Manufactured_ | Manufactured_ | Manufactured_ | unknown | unknownManufactured_ | unknownManufactured_FALSE
Water_00000924 | SITE_00926 | Room_00002539 | Kitchen_1 | Kitchen | Bathroom Faucet | 1.5 |  | 1.5 | 3 |  | N/A | N/A | N/A | Unknown |  | N/A |  | N/A | MT | Single Family | Bathroom Faucet | 1443 | 2661.5 | Single Family | FALSE | FALSE |  |  |  | 3992.25 | 0 | Single Family_FALSE | Single Family_FALSE | Single Family_ | Single Family_ | Single Family_ | unknown | unknownSingle Family_ | unknownSingle Family_FALSE
Water_00000925 | SITE_00926 | Room_00002535 | Bathroom_1 | Bathroom | Kitchen Faucet | 1.5 | 1.3267 | 1.5 | 1.5 |  | N/A | N/A | N/A | Bag | 0.796 |  | 1.194 |  | MT | Single Family | Kitchen Faucet | 1443 | 2661.5 | Single Family | FALSE | FALSE |  |  |  | 3992.25 | 3177.831 | Single Family_FALSE | Single Family_FALSE | Single Family_ | Single Family_ | Single Family_ | unknown | unknownSingle Family_ | unknownSingle Family_FALSE
Water_00000926 | SITE_00926 | Room_00002535 | Bathroom_1 | Bathroom | Shower / Bathtub combo with diverter valve | unknown |  |  | 2.5 |  | Primary | A few times per year | N/A | Unknown |  | N/A |  | N/A | MT | Single Family | Shower | 1443 | 2661.5 | Single Family | TRUE | TRUE | FALSE | FALSE | FALSE | 0 | 0 | Single Family_TRUE | Single Family_TRUE | Single Family_FALSE | Single Family_FALSE | Single Family_FALSE | unknown | unknownSingle Family_FALSE | unknownSingle Family_TRUE
Water_00000927 | SITE_00927 | Room_00002551 | Kitchen_1 | Kitchen | Kitchen Faucet | 1.5 | 1.3267 | 1.5 | 1.5 |  | N/A | N/A | N/A | Bag | 0.796 |  | 1.194 |  | MT | Manufactured | Kitchen Faucet | 1444 | 331.65 | Manufactured | FALSE | FALSE |  |  |  | 497.475 | 395.9901 | Manufactured_FALSE | Manufactured_FALSE | Manufactured_ | Manufactured_ | Manufactured_ | unknown | unknownManufactured_ | unknownManufactured_FALSE
Water_00000928 | SITE_00927 | Room_00002544 | Bathroom_1 | Bathroom | Bathroom Faucet | 2.2 |  | 2.2 | 2 |  | N/A | N/A | N/A | Unknown |  | N/A |  | N/A | MT | Manufactured | Bathroom Faucet | 1444 | 331.65 | Manufactured | FALSE | FALSE |  |  |  | 729.63 | 0 | Manufactured_FALSE | Manufactured_FALSE | Manufactured_ | Manufactured_ | Manufactured_ | unknown | unknownManufactured_ | unknownManufactured_FALSE
Water_00000929 | SITE_00927 | Room_00002544 | Bathroom_1 | Bathroom | Shower | 2.5 |  | 2.5 | 2 |  | Primary | A few times per week | N/A | Unknown |  | N/A |  | N/A | MT | Manufactured | Shower | 1444 | 331.65 | Manufactured | TRUE | FALSE | TRUE | FALSE | FALSE | 829.125 | 0 | Manufactured_TRUE | Manufactured_FALSE | Manufactured_TRUE | Manufactured_FALSE | Manufactured_FALSE | unknown | unknownManufactured_FALSE | unknownManufactured_TRUE
Water_00000930 | SITE_00927 | Room_00002545 | Bathroom_2 | Bathroom | Bathroom Faucet | unknown |  |  | 2 |  | N/A | N/A | N/A | Unknown |  | N/A |  | N/A | MT | Manufactured | Bathroom Faucet | 1444 | 331.65 | Manufactured | FALSE | FALSE |  |  |  | 0 | 0 | Manufactured_FALSE | Manufactured_FALSE | Manufactured_ | Manufactured_ | Manufactured_ | unknown | unknownManufactured_ | unknownManufactured_FALSE
Water_00000931 | SITE_00927 | Room_00002545 | Bathroom_2 | Bathroom | Shower / Bathtub combo with diverter valve | 2.5 |  | 2.5 | 1.5 |  | Secondary | A few times per year | N/A | Unknown |  | N/A |  | N/A | MT | Manufactured | Shower | 1444 | 331.65 | Manufactured | TRUE | TRUE | TRUE | FALSE | FALSE | 829.125 | 0 | Manufactured_TRUE | Manufactured_TRUE | Manufactured_TRUE | Manufactured_FALSE | Manufactured_FALSE | unknown | unknownManufactured_FALSE | unknownManufactured_TRUE
Water_00000932 | SITE_00928 | Room_00002562 | Kitchen_1 | Kitchen | Kitchen Faucet | 2.0344 | 2.0344 |  | 2.3 |  | N/A | N/A | N/A | Bag | 0.796 |  | 1.831 |  | MT | Manufactured | Kitchen Faucet | 1445 | 331.65 | Manufactured | FALSE | FALSE |  |  |  | 674.7235 | 607.2511 | Manufactured_FALSE | Manufactured_FALSE | Manufactured_ | Manufactured_ | Manufactured_ | unknown | unknownManufactured_ | unknownManufactured_FALSE
Water_00000933 | SITE_00928 | Room_00002556 | Bathroom_1 | Bathroom | Bathroom Faucet | 2 | 1.3267 | 2 | 1.5 |  | N/A | N/A | N/A | Bag | 0.796 |  | 1.194 |  | MT | Manufactured | Bathroom Faucet | 1445 | 331.65 | Manufactured | FALSE | FALSE |  |  |  | 663.3 | 395.9901 | Manufactured_FALSE | Manufactured_FALSE | Manufactured_ | Manufactured_ | Manufactured_ | unknown | unknownManufactured_ | unknownManufactured_FALSE
Water_00000934 | SITE_00928 | Room_00002556 | Bathroom_1 | Bathroom | Shower / Bathtub combo with diverter valve | 2 | 1.9811 | 2 | 2.1 |  | Secondary | A few times per month | N/A | Bag | 0.8492 |  | 1.783 |  | MT | Manufactured | Shower | 1445 | 331.65 | Manufactured | TRUE | TRUE | TRUE | TRUE | TRUE | 663.3 | 591.3319 | Manufactured_TRUE | Manufactured_TRUE | Manufactured_TRUE | Manufactured_TRUE | Manufactured_TRUE | 2.0gpm | 2.0gpmManufactured_TRUE | 2.0gpmManufactured_TRUE
Water_00000935 | SITE_00928 | Room_00002557 | Bathroom_2 | Bathroom | Shower | 2.5 | 1.6044 | 2.5 | 1.7 |  | Primary | Daily / Almost Daily | N/A | Bag | 0.8492 |  | 1.444 |  | MT | Manufactured | Shower | 1445 | 331.65 | Manufactured | TRUE | FALSE | TRUE | TRUE | TRUE | 829.125 | 478.9026 | Manufactured_TRUE | Manufactured_FALSE | Manufactured_TRUE | Manufactured_TRUE | Manufactured_TRUE | 2.5gpm | 2.5gpmManufactured_TRUE | 2.5gpmManufactured_TRUE
Water_00000936 | SITE_00928 | Room_00002557 | Bathroom_2 | Bathroom | Bathtub | unknown |  |  |  | N/A | N/A | N/A | N/A | Unknown |  | N/A |  | N/A | MT | Manufactured | Bathtub | 1445 | 331.65 | Manufactured | FALSE | FALSE |  |  |  | 0 | 0 | Manufactured_FALSE | Manufactured_FALSE | Manufactured_ | Manufactured_ | Manufactured_ | unknown | unknownManufactured_ | unknownManufactured_FALSE
Water_00000937 | SITE_00928 | Room_00002557 | Bathroom_2 | Bathroom | Bathroom Faucet | 1.3267 | 1.3267 |  | 1.5 |  | N/A | N/A | N/A | Bag | 0.796 |  | 1.194 |  | MT | Manufactured | Bathroom Faucet | 1445 | 331.65 | Manufactured | FALSE | FALSE |  |  |  | 439.989 | 395.9901 | Manufactured_FALSE | Manufactured_FALSE | Manufactured_ | Manufactured_ | Manufactured_ | unknown | unknownManufactured_ | unknownManufactured_FALSE
Water_00000938 | SITE_00928 | Room_00002557 | Bathroom_2 | Bathroom | Bathroom Faucet | 1.3267 | 1.3267 |  | 1.5 |  | N/A | N/A | N/A | Bag | 0.796 |  | 1.194 |  | MT | Manufactured | Bathroom Faucet | 1445 | 331.65 | Manufactured | FALSE | FALSE |  |  |  | 439.989 | 395.9901 | Manufactured_FALSE | Manufactured_FALSE | Manufactured_ | Manufactured_ | Manufactured_ | unknown | unknownManufactured_ | unknownManufactured_FALSE
Water_00000939 | SITE_00929 | Room_00002578 | Kitchen_1 | Kitchen | Kitchen Faucet | unknown |  |  | 1.8 |  | N/A | N/A | N/A | Unknown |  | N/A |  | N/A | MT | Manufactured | Kitchen Faucet | 1446 | 765.84 | Manufactured | FALSE | FALSE |  |  |  | 0 | 0 | Manufactured_FALSE | Manufactured_FALSE | Manufactured_ | Manufactured_ | Manufactured_ | unknown | unknownManufactured_ | unknownManufactured_FALSE
Water_00000940 | SITE_00929 | Room_00002568 | Bathroom_1 | Bathroom | Bathroom Faucet | 1.5 |  | 1.5 | 1.6 |  | N/A | N/A | N/A | Unknown |  | N/A |  | N/A | MT | Manufactured | Bathroom Faucet | 1446 | 765.84 | Manufactured | FALSE | FALSE |  |  |  | 1148.76 | 0 | Manufactured_FALSE | Manufactured_FALSE | Manufactured_ | Manufactured_ | Manufactured_ | unknown | unknownManufactured_ | unknownManufactured_FALSE
Water_00000941 | SITE_00929 | Room_00002568 | Bathroom_1 | Bathroom | Bathroom Faucet | 1.5 |  | 1.5 | 1.3 |  | N/A | N/A | N/A | Unknown |  | N/A |  | N/A | MT | Manufactured | Bathroom Faucet | 1446 | 765.84 | Manufactured | FALSE | FALSE |  |  |  | 1148.76 | 0 | Manufactured_FALSE | Manufactured_FALSE | Manufactured_ | Manufactured_ | Manufactured_ | unknown | unknownManufactured_ | unknownManufactured_FALSE
Water_00000942 | SITE_00929 | Room_00002568 | Bathroom_1 | Bathroom | Shower | unknown |  |  | 3 |  | Primary | Daily / Almost Daily | N/A | Unknown |  | N/A |  | N/A | MT | Manufactured | Shower | 1446 | 765.84 | Manufactured | TRUE | FALSE | FALSE | FALSE | FALSE | 0 | 0 | Manufactured_TRUE | Manufactured_FALSE | Manufactured_FALSE | Manufactured_FALSE | Manufactured_FALSE | unknown | unknownManufactured_FALSE | unknownManufactured_TRUE
Water_00000943 | SITE_00929 | Room_00002569 | Bathroom_2 | Bathroom | Bathroom Faucet | 2 |  | 2 | 3.1 |  | N/A | N/A | N/A | Unknown |  | N/A |  | N/A | MT | Manufactured | Bathroom Faucet | 1446 | 765.84 | Manufactured | FALSE | FALSE |  |  |  | 1531.68 | 0 | Manufactured_FALSE | Manufactured_FALSE | Manufactured_ | Manufactured_ | Manufactured_ | unknown | unknownManufactured_ | unknownManufactured_FALSE
Water_00000944 | SITE_00929 | Room_00002569 | Bathroom_2 | Bathroom | Shower / Bathtub combo with diverter valve | unknown |  |  | 2.5 |  | Secondary | Daily / Almost Daily | N/A | Unknown |  | N/A |  | N/A | MT | Manufactured | Shower | 1446 | 765.84 | Manufactured | TRUE | TRUE | FALSE | FALSE | FALSE | 0 | 0 | Manufactured_TRUE | Manufactured_TRUE | Manufactured_FALSE | Manufactured_FALSE | Manufactured_FALSE | unknown | unknownManufactured_FALSE | unknownManufactured_TRUE
Water_00000945 | SITE_00930 | Room_00002585 | Bathroom_1 | Bathroom | Bathroom Faucet | 1.5 | 1.5922 | 1.5 | 1.8 |  | N/A | N/A | N/A | Bag | 0.796 |  | 1.433 |  | MT | Manufactured | Bathroom Faucet | 1447 | 331.65 | Manufactured | FALSE | FALSE |  |  |  | 497.475 | 475.2544 | Manufactured_FALSE | Manufactured_FALSE | Manufactured_ | Manufactured_ | Manufactured_ | unknown | unknownManufactured_ | unknownManufactured_FALSE
Water_00000946 | SITE_00930 | Room_00002585 | Bathroom_1 | Bathroom | Shower | unknown |  |  | 2.1 |  | Primary | Daily / Almost Daily | N/A | Unknown |  | N/A |  | N/A | MT | Manufactured | Shower | 1447 | 331.65 | Manufactured | TRUE | FALSE | FALSE | FALSE | FALSE | 0 | 0 | Manufactured_TRUE | Manufactured_FALSE | Manufactured_FALSE | Manufactured_FALSE | Manufactured_FALSE | unknown | unknownManufactured_FALSE | unknownManufactured_TRUE
Water_00000947 | SITE_00930 | Room_00002593 | Living Room_1 | Living Room | Kitchen Faucet | 1.5 |  | 1.5 | 1.4 |  | N/A | N/A | N/A | Unknown |  | N/A |  | N/A | MT | Manufactured | Kitchen Faucet | 1447 | 331.65 | Manufactured | FALSE | FALSE |  |  |  | 497.475 | 0 | Manufactured_FALSE | Manufactured_FALSE | Manufactured_ | Manufactured_ | Manufactured_ | unknown | unknownManufactured_ | unknownManufactured_FALSE
Water_00000948 | SITE_00930 | Room_00002587 | Bathroom_6 | Bathroom | Bathroom Faucet | 1.5 | 1.2378 | 1.5 | 1.4 |  | N/A | N/A | N/A | Bag | 0.796 |  | 1.114 |  | MT | Manufactured | Bathroom Faucet | 1447 | 331.65 | Manufactured | FALSE | FALSE |  |  |  | 497.475 | 369.4581 | Manufactured_FALSE | Manufactured_FALSE | Manufactured_ | Manufactured_ | Manufactured_ | unknown | unknownManufactured_ | unknownManufactured_FALSE
Water_00000949 | SITE_00930 | Room_00002587 | Bathroom_6 | Bathroom | Shower / Bathtub combo with diverter valve | 1.9811 | 1.9811 |  | 2.1 |  | Primary | Daily / Almost Daily | N/A | Bag | 0.8492 |  | 1.783 |  | MT | Manufactured | Shower | 1447 | 331.65 | Manufactured | TRUE | TRUE | TRUE | TRUE | TRUE | 657.0355 | 591.3319 | Manufactured_TRUE | Manufactured_TRUE | Manufactured_TRUE | Manufactured_TRUE | Manufactured_TRUE | 2.0gpm | 2.0gpmManufactured_TRUE | 2.0gpmManufactured_TRUE
Water_00000950 | SITE_00932 | Room_00002604 | Kitchen_1 | Kitchen | Kitchen Faucet | unknown |  |  | 2 |  | N/A | N/A | N/A | Unknown |  | N/A |  | N/A | MT | Manufactured | Kitchen Faucet | 1449 | 331.65 | Manufactured | FALSE | FALSE |  |  |  | 0 | 0 | Manufactured_FALSE | Manufactured_FALSE | Manufactured_ | Manufactured_ | Manufactured_ | unknown | unknownManufactured_ | unknownManufactured_FALSE
Water_00000951 | SITE_00932 | Room_00002596 | Bathroom_1 | Bathroom | Bathroom Faucet | 2.2 |  | 2.2 | 2.2 |  | N/A | N/A | N/A | Unknown |  | N/A |  | N/A | MT | Manufactured | Bathroom Faucet | 1449 | 331.65 | Manufactured | FALSE | FALSE |  |  |  | 729.63 | 0 | Manufactured_FALSE | Manufactured_FALSE | Manufactured_ | Manufactured_ | Manufactured_ | unknown | unknownManufactured_ | unknownManufactured_FALSE
Water_00000952 | SITE_00932 | Room_00002596 | Bathroom_1 | Bathroom | Bathroom Faucet | 2.2 |  | 2.2 | 2.2 |  | N/A | N/A | N/A | Unknown |  | N/A |  | N/A | MT | Manufactured | Bathroom Faucet | 1449 | 331.65 | Manufactured | FALSE | FALSE |  |  |  | 729.63 | 0 | Manufactured_FALSE | Manufactured_FALSE | Manufactured_ | Manufactured_ | Manufactured_ | unknown | unknownManufactured_ | unknownManufactured_FALSE
Water_00000953 | SITE_00932 | Room_00002596 | Bathroom_1 | Bathroom | Shower | unknown |  |  | 1.9 |  | Primary | Daily / Almost Daily | N/A | Unknown |  | N/A |  | N/A | MT | Manufactured | Shower | 1449 | 331.65 | Manufactured | TRUE | FALSE | FALSE | FALSE | FALSE | 0 | 0 | Manufactured_TRUE | Manufactured_FALSE | Manufactured_FALSE | Manufactured_FALSE | Manufactured_FALSE | unknown | unknownManufactured_FALSE | unknownManufactured_TRUE
Water_00000954 | SITE_00932 | Room_00002597 | Bathroom_2 | Bathroom | Bathroom Faucet | 2.2 |  | 2.2 | 2.25 |  | N/A | N/A | N/A | Unknown |  | N/A |  | N/A | MT | Manufactured | Bathroom Faucet | 1449 | 331.65 | Manufactured | FALSE | FALSE |  |  |  | 729.63 | 0 | Manufactured_FALSE | Manufactured_FALSE | Manufactured_ | Manufactured_ | Manufactured_ | unknown | unknownManufactured_ | unknownManufactured_FALSE
Water_00000955 | SITE_00932 | Room_00002597 | Bathroom_2 | Bathroom | Shower / Bathtub combo with diverter valve | unknown |  |  | 2.3 |  | Secondary | A few times per year | N/A | Unknown |  | N/A |  | N/A | MT | Manufactured | Shower | 1449 | 331.65 | Manufactured | TRUE | TRUE | FALSE | FALSE | FALSE | 0 | 0 | Manufactured_TRUE | Manufactured_TRUE | Manufactured_FALSE | Manufactured_FALSE | Manufactured_FALSE | unknown | unknownManufactured_FALSE | unknownManufactured_TRUE
Water_00000956 | SITE_00933 | Room_00002610 | Bathroom_1 | Bathroom | Bathroom Faucet | 0.88444 | 0.88444 |  | 1 |  | N/A | N/A | N/A | Bag | 0.796 |  | 0.796 |  | MT | Single Family | Bathroom Faucet | 1450 | 2661.5 | Single Family | FALSE | FALSE |  |  |  | 2353.9489 | 2118.554 | Single Family_FALSE | Single Family_FALSE | Single Family_ | Single Family_ | Single Family_ | unknown | unknownSingle Family_ | unknownSingle Family_FALSE
Water_00000957 | SITE_00933 | Room_00002610 | Bathroom_1 | Bathroom | Shower / Bathtub combo with diverter valve | 2.5 | 2.5889 | 2.5 | 2.5 |  | Secondary | A few times per year | N/A | Weir | 0.932 |  | 2.33 |  | MT | Single Family | Shower | 1450 | 2661.5 | Single Family | TRUE | TRUE | TRUE | TRUE | TRUE | 6653.75 | 6201.295 | Single Family_TRUE | Single Family_TRUE | Single Family_TRUE | Single Family_TRUE | Single Family_TRUE | 2.5gpm | 2.5gpmSingle Family_TRUE | 2.5gpmSingle Family_TRUE
Water_00000958 | SITE_00933 | Room_00002617 | Kitchen_1 | Kitchen | Kitchen Faucet | 2 |  | 2 | 2.5 |  | N/A | N/A | N/A | Unknown |  | N/A |  | N/A | MT | Single Family | Kitchen Faucet | 1450 | 2661.5 | Single Family | FALSE | FALSE |  |  |  | 5323 | 0 | Single Family_FALSE | Single Family_FALSE | Single Family_ | Single Family_ | Single Family_ | unknown | unknownSingle Family_ | unknownSingle Family_FALSE
Water_00000959 | SITE_00933 | Room_00002611 | Bathroom_2 | Bathroom | Bathroom Faucet | 1.3267 | 1.3267 |  | 1.5 |  | N/A | N/A | N/A | Bag | 0.796 |  | 1.194 |  | MT | Single Family | Bathroom Faucet | 1450 | 2661.5 | Single Family | FALSE | FALSE |  |  |  | 3530.9233 | 3177.831 | Single Family_FALSE | Single Family_FALSE | Single Family_ | Single Family_ | Single Family_ | unknown | unknownSingle Family_ | unknownSingle Family_FALSE
Water_00000960 | SITE_00933 | Room_00002612 | Bathroom_3 | Bathroom | Shower | 2.5 | 3.1067 | 2.5 | 3 |  | Primary | Daily / Almost Daily | N/A | Weir | 0.932 |  | 2.796 |  | MT | Single Family | Shower | 1450 | 2661.5 | Single Family | TRUE | FALSE | TRUE | TRUE | TRUE | 6653.75 | 7441.554 | Single Family_TRUE | Single Family_FALSE | Single Family_TRUE | Single Family_TRUE | Single Family_TRUE | 2.5gpm | 2.5gpmSingle Family_TRUE | 2.5gpmSingle Family_TRUE
Water_00000961 | SITE_00933 | Room_00002612 | Bathroom_3 | Bathroom | Bathtub | unknown |  |  |  | N/A | N/A | N/A | N/A | Unknown |  | N/A |  | N/A | MT | Single Family | Bathtub | 1450 | 2661.5 | Single Family | FALSE | FALSE |  |  |  | 0 | 0 | Single Family_FALSE | Single Family_FALSE | Single Family_ | Single Family_ | Single Family_ | unknown | unknownSingle Family_ | unknownSingle Family_FALSE
Water_00000962 | SITE_00933 | Room_00002612 | Bathroom_3 | Bathroom | Bathroom Faucet | 2 | 2.3878 | 2 | 2.7 |  | N/A | N/A | N/A | Bag | 0.796 |  | 2.149 |  | MT | Single Family | Bathroom Faucet | 1450 | 2661.5 | Single Family | FALSE | FALSE |  |  |  | 5323 | 5719.5635 | Single Family_FALSE | Single Family_FALSE | Single Family_ | Single Family_ | Single Family_ | unknown | unknownSingle Family_ | unknownSingle Family_FALSE
Water_00000963 | SITE_00933 | Room_00002612 | Bathroom_3 | Bathroom | Bathroom Faucet | 2 | 2.1222 | 2 | 2.4 |  | N/A | N/A | N/A | Bag | 0.796 |  | 1.91 |  | MT | Single Family | Bathroom Faucet | 1450 | 2661.5 | Single Family | FALSE | FALSE |  |  |  | 5323 | 5083.465 | Single Family_FALSE | Single Family_FALSE | Single Family_ | Single Family_ | Single Family_ | unknown | unknownSingle Family_ | unknownSingle Family_FALSE
Water_00000964 | SITE_00934 | Room_00002633 | Kitchen_1 | Kitchen | Kitchen Faucet | 2.6533 | 2.6533 |  | 3 |  | N/A | N/A | N/A | Bag | 0.796 |  | 2.388 |  | MT | Manufactured | Kitchen Faucet | 1451 | 331.65 | Manufactured | FALSE | FALSE |  |  |  | 879.978 | 791.9802 | Manufactured_FALSE | Manufactured_FALSE | Manufactured_ | Manufactured_ | Manufactured_ | unknown | unknownManufactured_ | unknownManufactured_FALSE
Water_00000965 | SITE_00934 | Room_00002624 | Bathroom_1 | Bathroom | Bathroom Faucet | 1.5 |  | 1.5 | 2 |  | N/A | N/A | N/A | Unknown |  | N/A |  | N/A | MT | Manufactured | Bathroom Faucet | 1451 | 331.65 | Manufactured | FALSE | FALSE |  |  |  | 497.475 | 0 | Manufactured_FALSE | Manufactured_FALSE | Manufactured_ | Manufactured_ | Manufactured_ | unknown | unknownManufactured_ | unknownManufactured_FALSE
Water_00000966 | SITE_00934 | Room_00002624 | Bathroom_1 | Bathroom | Shower | unknown |  |  | 1.5 |  | Primary | Daily / Almost Daily | N/A | Unknown |  | N/A |  | N/A | MT | Manufactured | Shower | 1451 | 331.65 | Manufactured | TRUE | FALSE | FALSE | FALSE | FALSE | 0 | 0 | Manufactured_TRUE | Manufactured_FALSE | Manufactured_FALSE | Manufactured_FALSE | Manufactured_FALSE | unknown | unknownManufactured_FALSE | unknownManufactured_TRUE
Water_00000967 | SITE_00934 | Room_00002625 | Bathroom_2 | Bathroom | Bathroom Faucet | unknown |  |  | 3.5 |  | N/A | N/A | N/A | Unknown |  | N/A |  | N/A | MT | Manufactured | Bathroom Faucet | 1451 | 331.65 | Manufactured | FALSE | FALSE |  |  |  | 0 | 0 | Manufactured_FALSE | Manufactured_FALSE | Manufactured_ | Manufactured_ | Manufactured_ | unknown | unknownManufactured_ | unknownManufactured_FALSE
Water_00000968 | SITE_00934 | Room_00002625 | Bathroom_2 | Bathroom | Shower / Bathtub combo with diverter valve | unknown |  |  | 2 |  | Secondary | A few times per year | N/A | Unknown |  | N/A |  | N/A | MT | Manufactured | Shower | 1451 | 331.65 | Manufactured | TRUE | TRUE | FALSE | FALSE | FALSE | 0 | 0 | Manufactured_TRUE | Manufactured_TRUE | Manufactured_FALSE | Manufactured_FALSE | Manufactured_FALSE | unknown | unknownManufactured_FALSE | unknownManufactured_TRUE
Water_00000969 | SITE_00935 | Room_00002643 | Kitchen_1 | Kitchen | Kitchen Faucet | 2.2111 | 2.2111 |  | 2.5 |  | N/A | N/A | N/A | Bag | 0.796 |  | 1.99 |  | MT | Manufactured | Kitchen Faucet | 1452 | 331.65 | Manufactured | FALSE | FALSE |  |  |  | 733.315 | 659.9835 | Manufactured_FALSE | Manufactured_FALSE | Manufactured_ | Manufactured_ | Manufactured_ | unknown | unknownManufactured_ | unknownManufactured_FALSE
Water_00000970 | SITE_00935 | Room_00002639 | Bathroom_1 | Bathroom | Bathroom Faucet | 3.0956 | 3.0956 |  | 3.5 |  | N/A | N/A | N/A | Bag | 0.796 |  | 2.786 |  | MT | Manufactured | Bathroom Faucet | 1452 | 331.65 | Manufactured | FALSE | FALSE |  |  |  | 1026.641 | 923.9769 | Manufactured_FALSE | Manufactured_FALSE | Manufactured_ | Manufactured_ | Manufactured_ | unknown | unknownManufactured_ | unknownManufactured_FALSE
Water_00000971 | SITE_00935 | Room_00002639 | Bathroom_1 | Bathroom | Shower / Bathtub combo with diverter valve | 1.8867 | 1.8867 |  | 2 |  | Primary | Daily / Almost Daily | N/A | Bag | 0.8492 |  | 1.698 |  | MT | Manufactured | Shower | 1452 | 331.65 | Manufactured | TRUE | TRUE | TRUE | TRUE | TRUE | 625.713 | 563.1417 | Manufactured_TRUE | Manufactured_TRUE | Manufactured_TRUE | Manufactured_TRUE | Manufactured_TRUE | 2.0gpm | 2.0gpmManufactured_TRUE | 2.0gpmManufactured_TRUE
Water_00000972 | SITE_00936 | Room_00002647 | Bathroom_1 | Bathroom | Bathroom Faucet | 2.2 | 4.4222 | 2.2 | 5 |  | N/A | N/A | N/A | Bag | 0.796 |  | 3.98 |  | MT | Manufactured | Bathroom Faucet | 1453 | 765.84 | Manufactured | FALSE | FALSE |  |  |  | 1684.848 | 3048.0432 | Manufactured_FALSE | Manufactured_FALSE | Manufactured_ | Manufactured_ | Manufactured_ | unknown | unknownManufactured_ | unknownManufactured_FALSE
Water_00000973 | SITE_00936 | Room_00002647 | Bathroom_1 | Bathroom | Bathroom Faucet | 2 | 1.3267 | 2 | 1.5 |  | N/A | N/A | N/A | Bag | 0.796 |  | 1.194 |  | MT | Manufactured | Bathroom Faucet | 1453 | 765.84 | Manufactured | FALSE | FALSE |  |  |  | 1531.68 | 914.413 | Manufactured_FALSE | Manufactured_FALSE | Manufactured_ | Manufactured_ | Manufactured_ | unknown | unknownManufactured_ | unknownManufactured_FALSE
Water_00000974 | SITE_00936 | Room_00002647 | Bathroom_1 | Bathroom | Shower | unknown |  |  | 2 |  | Primary | Daily / Almost Daily | MOEN A112.18.1M | Unknown |  | N/A |  | N/A | MT | Manufactured | Shower | 1453 | 765.84 | Manufactured | TRUE | FALSE | FALSE | FALSE | FALSE | 0 | 0 | Manufactured_TRUE | Manufactured_FALSE | Manufactured_FALSE | Manufactured_FALSE | Manufactured_FALSE | unknown | unknownManufactured_FALSE | unknownManufactured_TRUE
Water_00000975 | SITE_00936 | Room_00002647 | Bathroom_1 | Bathroom | Bathtub | unknown |  |  |  | N/A | N/A | N/A | N/A | Unknown |  | N/A |  | N/A | MT | Manufactured | Bathtub | 1453 | 765.84 | Manufactured | FALSE | FALSE |  |  |  | 0 | 0 | Manufactured_FALSE | Manufactured_FALSE | Manufactured_ | Manufactured_ | Manufactured_ | unknown | unknownManufactured_ | unknownManufactured_FALSE
Water_00000976 | SITE_00936 | Room_00002653 | Kitchen_1 | Kitchen | Kitchen Faucet | 2.2 |  | 2.2 | 1.4 |  | N/A | N/A | N/A | Unknown |  | N/A |  | N/A | MT | Manufactured | Kitchen Faucet | 1453 | 765.84 | Manufactured | FALSE | FALSE |  |  |  | 1684.848 | 0 | Manufactured_FALSE | Manufactured_FALSE | Manufactured_ | Manufactured_ | Manufactured_ | unknown | unknownManufactured_ | unknownManufactured_FALSE
Water_00000977 | SITE_00936 | Room_00002648 | Bathroom_2 | Bathroom | Bathroom Faucet | 2 | 1.4156 | 2 | 1.6 |  | N/A | N/A | N/A | Bag | 0.796 |  | 1.274 |  | MT | Manufactured | Bathroom Faucet | 1453 | 765.84 | Manufactured | FALSE | FALSE |  |  |  | 1531.68 | 975.6802 | Manufactured_FALSE | Manufactured_FALSE | Manufactured_ | Manufactured_ | Manufactured_ | unknown | unknownManufactured_ | unknownManufactured_FALSE
Water_00000978 | SITE_00936 | Room_00002648 | Bathroom_2 | Bathroom | Shower / Bathtub combo with diverter valve | unknown |  |  | 2 |  | Secondary | A few times per year | No label | Unknown |  | N/A |  | N/A | MT | Manufactured | Shower | 1453 | 765.84 | Manufactured | TRUE | TRUE | FALSE | FALSE | FALSE | 0 | 0 | Manufactured_TRUE | Manufactured_TRUE | Manufactured_FALSE | Manufactured_FALSE | Manufactured_FALSE | unknown | unknownManufactured_FALSE | unknownManufactured_TRUE
Water_00000979 | SITE_00937 | Room_00002658 | Bathroom_1 | Bathroom | Bathroom Faucet | 1.5 |  | 1.5 | 1.5 |  | N/A | N/A | N/A | Unknown |  | N/A |  | N/A | MT | Manufactured | Bathroom Faucet | 1454 | 331.65 | Manufactured | FALSE | FALSE |  |  |  | 497.475 | 0 | Manufactured_FALSE | Manufactured_FALSE | Manufactured_ | Manufactured_ | Manufactured_ | unknown | unknownManufactured_ | unknownManufactured_FALSE
Water_00000980 | SITE_00937 | Room_00002658 | Bathroom_1 | Bathroom | Shower | 2 |  | 2 | 2.25 |  | Secondary | A few times per year | N/A | Unknown |  | N/A |  | N/A | MT | Manufactured | Shower | 1454 | 331.65 | Manufactured | TRUE | FALSE | TRUE | FALSE | FALSE | 663.3 | 0 | Manufactured_TRUE | Manufactured_FALSE | Manufactured_TRUE | Manufactured_FALSE | Manufactured_FALSE | unknown | unknownManufactured_FALSE | unknownManufactured_TRUE
Water_00000981 | SITE_00937 | Room_00002663 | Kitchen_1 | Kitchen | Kitchen Faucet | 2.2 |  | 2.2 | 2.2 |  | N/A | N/A | N/A | Unknown |  | N/A |  | N/A | MT | Manufactured | Kitchen Faucet | 1454 | 331.65 | Manufactured | FALSE | FALSE |  |  |  | 729.63 | 0 | Manufactured_FALSE | Manufactured_FALSE | Manufactured_ | Manufactured_ | Manufactured_ | unknown | unknownManufactured_ | unknownManufactured_FALSE
Water_00000982 | SITE_00937 | Room_00002659 | Bathroom_2 | Bathroom | Bathroom Faucet | 1.5 |  | 1.5 | 1.4 |  | N/A | N/A | N/A | Unknown |  | N/A |  | N/A | MT | Manufactured | Bathroom Faucet | 1454 | 331.65 | Manufactured | FALSE | FALSE |  |  |  | 497.475 | 0 | Manufactured_FALSE | Manufactured_FALSE | Manufactured_ | Manufactured_ | Manufactured_ | unknown | unknownManufactured_ | unknownManufactured_FALSE
Water_00000983 | SITE_00937 | Room_00002659 | Bathroom_2 | Bathroom | Shower | 2 |  | 2 | 2 |  | Primary | Daily / Almost Daily | N/A | Unknown |  | N/A |  | N/A | MT | Manufactured | Shower | 1454 | 331.65 | Manufactured | TRUE | FALSE | TRUE | FALSE | FALSE | 663.3 | 0 | Manufactured_TRUE | Manufactured_FALSE | Manufactured_TRUE | Manufactured_FALSE | Manufactured_FALSE | unknown | unknownManufactured_FALSE | unknownManufactured_TRUE
Water_00000984 | SITE_00938 | Room_00002668 | Bathroom_1 | Bathroom | Bathroom Faucet | 2.2 |  | 2.2 | 3 |  | N/A | N/A | N/A | Unknown |  | N/A |  | N/A | MT | Manufactured | Bathroom Faucet | 1455 | 331.65 | Manufactured | FALSE | FALSE |  |  |  | 729.63 | 0 | Manufactured_FALSE | Manufactured_FALSE | Manufactured_ | Manufactured_ | Manufactured_ | unknown | unknownManufactured_ | unknownManufactured_FALSE
Water_00000985 | SITE_00938 | Room_00002676 | Kitchen_1 | Kitchen | Kitchen Faucet | 2.2111 | 2.2111 |  | 2.5 |  | N/A | N/A | N/A | Bag | 0.796 |  | 1.99 |  | MT | Manufactured | Kitchen Faucet | 1455 | 331.65 | Manufactured | FALSE | FALSE |  |  |  | 733.315 | 659.9835 | Manufactured_FALSE | Manufactured_FALSE | Manufactured_ | Manufactured_ | Manufactured_ | unknown | unknownManufactured_ | unknownManufactured_FALSE
Water_00000986 | SITE_00938 | Room_00002669 | Bathroom_2 | Bathroom | Bathroom Faucet | unknown |  |  | 3.5 |  | N/A | N/A | N/A | Unknown |  | N/A |  | N/A | MT | Manufactured | Bathroom Faucet | 1455 | 331.65 | Manufactured | FALSE | FALSE |  |  |  | 0 | 0 | Manufactured_FALSE | Manufactured_FALSE | Manufactured_ | Manufactured_ | Manufactured_ | unknown | unknownManufactured_ | unknownManufactured_FALSE
Water_00000987 | SITE_00938 | Room_00002669 | Bathroom_2 | Bathroom | Shower / Bathtub combo with diverter valve | 2.5 |  | 2.5 | 3 |  | Primary | A few times per week | N/A | Unknown |  | N/A |  | N/A | MT | Manufactured | Shower | 1455 | 331.65 | Manufactured | TRUE | TRUE | TRUE | FALSE | FALSE | 829.125 | 0 | Manufactured_TRUE | Manufactured_TRUE | Manufactured_TRUE | Manufactured_FALSE | Manufactured_FALSE | unknown | unknownManufactured_FALSE | unknownManufactured_TRUE
Water_00000988 | SITE_00939 | Room_00002686 | Kitchen_1 | Kitchen | Kitchen Faucet | unknown |  |  | 2 |  | N/A | N/A | N/A | Unknown |  | N/A |  | N/A | MT | Manufactured | Kitchen Faucet | 1456 | 765.84 | Manufactured | FALSE | FALSE |  |  |  | 0 | 0 | Manufactured_FALSE | Manufactured_FALSE | Manufactured_ | Manufactured_ | Manufactured_ | unknown | unknownManufactured_ | unknownManufactured_FALSE
Water_00000989 | SITE_00939 | Room_00002682 | Bathroom_1 | Bathroom | Bathroom Faucet | 1.3267 | 1.3267 |  | 1.5 |  | N/A | N/A | N/A | Bag | 0.796 |  | 1.194 |  | MT | Manufactured | Bathroom Faucet | 1456 | 765.84 | Manufactured | FALSE | FALSE |  |  |  | 1016.0144 | 914.413 | Manufactured_FALSE | Manufactured_FALSE | Manufactured_ | Manufactured_ | Manufactured_ | unknown | unknownManufactured_ | unknownManufactured_FALSE
Water_00000990 | SITE_00939 | Room_00002682 | Bathroom_1 | Bathroom | Bathroom Faucet | 2.2111 | 2.2111 |  | 2.5 |  | N/A | N/A | N/A | Bag | 0.796 |  | 1.99 |  | MT | Manufactured | Bathroom Faucet | 1456 | 765.84 | Manufactured | FALSE | FALSE |  |  |  | 1693.3573 | 1524.0216 | Manufactured_FALSE | Manufactured_FALSE | Manufactured_ | Manufactured_ | Manufactured_ | unknown | unknownManufactured_ | unknownManufactured_FALSE
Water_00000991 | SITE_00939 | Room_00002682 | Bathroom_1 | Bathroom | Shower / Bathtub combo with diverter valve | 1.5533 | 1.5533 |  | 1.5 |  | Primary | Daily / Almost Daily | N/A | Weir | 0.932 |  | 1.398 |  | MT | Manufactured | Shower | 1456 | 765.84 | Manufactured | TRUE | TRUE | TRUE | TRUE | TRUE | 1189.6048 | 1070.6443 | Manufactured_TRUE | Manufactured_TRUE | Manufactured_TRUE | Manufactured_TRUE | Manufactured_TRUE | 1.8gpm | 1.8gpmManufactured_TRUE | 1.8gpmManufactured_TRUE
Water_00000992 | SITE_00940 | Room_00002694 | Kitchen_1 | Kitchen | Kitchen Faucet | 2.2111 | 2.2111 |  | 2.5 |  | N/A | N/A | N/A | Bag | 0.796 |  | 1.99 |  | MT | Manufactured | Kitchen Faucet | 1457 | 331.65 | Manufactured | FALSE | FALSE |  |  |  | 733.315 | 659.9835 | Manufactured_FALSE | Manufactured_FALSE | Manufactured_ | Manufactured_ | Manufactured_ | unknown | unknownManufactured_ | unknownManufactured_FALSE
Water_00000993 | SITE_00940 | Room_00002690 | Bathroom_1 | Bathroom | Bathroom Faucet | unknown |  |  | 4 |  | N/A | N/A | N/A | Unknown |  | N/A |  | N/A | MT | Manufactured | Bathroom Faucet | 1457 | 331.65 | Manufactured | FALSE | FALSE |  |  |  | 0 | 0 | Manufactured_FALSE | Manufactured_FALSE | Manufactured_ | Manufactured_ | Manufactured_ | unknown | unknownManufactured_ | unknownManufactured_FALSE
Water_00000994 | SITE_00940 | Room_00002690 | Bathroom_1 | Bathroom | Shower / Bathtub combo with diverter valve | unknown |  |  |  | Unknown | Primary | Daily / Almost Daily | Homeowner was drying clothes in the tub. | Unknown |  | N/A |  | N/A | MT | Manufactured | Shower | 1457 | 331.65 | Manufactured | TRUE | TRUE | FALSE | FALSE | FALSE | 0 | 0 | Manufactured_TRUE | Manufactured_TRUE | Manufactured_FALSE | Manufactured_FALSE | Manufactured_FALSE | unknown | unknownManufactured_FALSE | unknownManufactured_TRUE
Water_00000995 | SITE_00941 | Room_00002697 | Bathroom_1 | Bathroom | Bathroom Faucet | 2 | 2.6533 | 2 | 3 |  | N/A | N/A | N/A | Bag | 0.796 |  | 2.388 |  | MT | Manufactured | Bathroom Faucet | 1458 | 331.65 | Manufactured | FALSE | FALSE |  |  |  | 663.3 | 791.9802 | Manufactured_FALSE | Manufactured_FALSE | Manufactured_ | Manufactured_ | Manufactured_ | unknown | unknownManufactured_ | unknownManufactured_FALSE
Water_00000996 | SITE_00941 | Room_00002697 | Bathroom_1 | Bathroom | Shower / Bathtub combo with diverter valve | 2.8311 | 2.8311 |  | 3 |  | Primary | Daily / Almost Daily | N/A | Bag | 0.8492 |  | 2.548 |  | MT | Manufactured | Shower | 1458 | 331.65 | Manufactured | TRUE | TRUE | TRUE | TRUE | TRUE | 938.938 | 845.0442 | Manufactured_TRUE | Manufactured_TRUE | Manufactured_TRUE | Manufactured_TRUE | Manufactured_TRUE | gt2.5gpm | gt2.5gpmManufactured_TRUE | gt2.5gpmManufactured_TRUE
Water_00000997 | SITE_00941 | Room_00002703 | Kitchen_1 | Kitchen | Kitchen Faucet | 2.6533 | 2.6533 |  | 3 |  | N/A | N/A | N/A | Bag | 0.796 |  | 2.388 |  | MT | Manufactured | Kitchen Faucet | 1458 | 331.65 | Manufactured | FALSE | FALSE |  |  |  | 879.978 | 791.9802 | Manufactured_FALSE | Manufactured_FALSE | Manufactured_ | Manufactured_ | Manufactured_ | unknown | unknownManufactured_ | unknownManufactured_FALSE
Water_00000998 | SITE_00941 | Room_00002698 | Bathroom_6 | Bathroom | Bathroom Faucet | unknown |  |  | 3 |  | N/A | N/A | N/A | Unknown |  | N/A |  | N/A | MT | Manufactured | Bathroom Faucet | 1458 | 331.65 | Manufactured | FALSE | FALSE |  |  |  | 0 | 0 | Manufactured_FALSE | Manufactured_FALSE | Manufactured_ | Manufactured_ | Manufactured_ | unknown | unknownManufactured_ | unknownManufactured_FALSE
Water_00000999 | SITE_00942 | Room_00002712 | Kitchen_1 | Kitchen | Kitchen Faucet | 1.7689 | 1.7689 |  | 2 |  | N/A | N/A | N/A | Bag | 0.796 |  | 1.592 |  | MT | Manufactured | Kitchen Faucet | 1459 | 331.65 | Manufactured | FALSE | FALSE |  |  |  | 586.652 | 527.9868 | Manufactured_FALSE | Manufactured_FALSE | Manufactured_ | Manufactured_ | Manufactured_ | unknown | unknownManufactured_ | unknownManufactured_FALSE
Water_00001000 | SITE_00942 | Room_00002707 | Bathroom_6 | Bathroom | Bathroom Faucet | 2 |  | 2 | 3 |  | N/A | N/A | N/A | Unknown |  | N/A |  | N/A | MT | Manufactured | Bathroom Faucet | 1459 | 331.65 | Manufactured | FALSE | FALSE |  |  |  | 663.3 | 0 | Manufactured_FALSE | Manufactured_FALSE | Manufactured_ | Manufactured_ | Manufactured_ | unknown | unknownManufactured_ | unknownManufactured_FALSE
Water_00001001 | SITE_00942 | Room_00002707 | Bathroom_6 | Bathroom | Shower | unknown |  |  | 3.5 |  | Primary | Daily / Almost Daily | N/A | Unknown |  | N/A |  | N/A | MT | Manufactured | Shower | 1459 | 331.65 | Manufactured | TRUE | FALSE | FALSE | FALSE | FALSE | 0 | 0 | Manufactured_TRUE | Manufactured_FALSE | Manufactured_FALSE | Manufactured_FALSE | Manufactured_FALSE | unknown | unknownManufactured_FALSE | unknownManufactured_TRUE
Water_00001002 | SITE_00947 | Room_00002719 | Living Room_1 | Living Room | Kitchen Faucet | 2.2 |  | 2.2 | 4 |  | N/A | N/A | N/A | Unknown |  | N/A |  | N/A | MT | Multifamily Residence | Kitchen Faucet | 1464 | 2103.18 | Multifamily Residence | FALSE | FALSE |  |  |  | 4626.996 | 0 | Multifamily Residence_FALSE | Multifamily Residence_FALSE | Multifamily Residence_ | Multifamily Residence_ | Multifamily Residence_ | unknown | unknownMultifamily Residence_ | unknownMultifamily Residence_FALSE
Water_00001003 | SITE_00947 | Room_00002716 | Bathroom_1 | Bathroom | Bathroom Faucet | 2.2 | 2.6533 | 2.2 | 3 |  | N/A | N/A | N/A | Bag | 0.796 |  | 2.388 |  | MT | Multifamily Residence | Bathroom Faucet | 1464 | 2103.18 | Multifamily Residence | FALSE | FALSE |  |  |  | 4626.996 | 5022.3938 | Multifamily Residence_FALSE | Multifamily Residence_FALSE | Multifamily Residence_ | Multifamily Residence_ | Multifamily Residence_ | unknown | unknownMultifamily Residence_ | unknownMultifamily Residence_FALSE
Water_00001004 | SITE_00947 | Room_00002716 | Bathroom_1 | Bathroom | Shower / Bathtub combo with diverter valve | unknown |  |  | 2 |  | Primary | Daily / Almost Daily | N/A | Unknown |  | N/A |  | N/A | MT | Multifamily Residence | Shower | 1464 | 2103.18 | Multifamily Residence | TRUE | TRUE | FALSE | FALSE | FALSE | 0 | 0 | Multifamily Residence_TRUE | Multifamily Residence_TRUE | Multifamily Residence_FALSE | Multifamily Residence_FALSE | Multifamily Residence_FALSE | unknown | unknownMultifamily Residence_FALSE | unknownMultifamily Residence_TRUE
Water_00001005 | SITE_00948 | Room_00002728 | Kitchen_1 | Kitchen | Kitchen Faucet | 2.2111 | 2.2111 |  | 2.5 |  | N/A | N/A | N/A | Bag | 0.796 |  | 1.99 |  | MT | Multifamily Residence | Kitchen Faucet | 1465 | 2103.18 | Multifamily Residence | FALSE | FALSE |  |  |  | 4650.3647 | 4185.3282 | Multifamily Residence_FALSE | Multifamily Residence_FALSE | Multifamily Residence_ | Multifamily Residence_ | Multifamily Residence_ | unknown | unknownMultifamily Residence_ | unknownMultifamily Residence_FALSE
Water_00001006 | SITE_00948 | Room_00002726 | Bathroom_1 | Bathroom | Bathroom Faucet | 2.9189 | 2.9189 |  | 3.3 |  | N/A | N/A | N/A | Bag | 0.796 |  | 2.627 |  | MT | Multifamily Residence | Bathroom Faucet | 1465 | 2103.18 | Multifamily Residence | FALSE | FALSE |  |  |  | 6138.9487 | 5525.0539 | Multifamily Residence_FALSE | Multifamily Residence_FALSE | Multifamily Residence_ | Multifamily Residence_ | Multifamily Residence_ | unknown | unknownMultifamily Residence_ | unknownMultifamily Residence_FALSE
Water_00001007 | SITE_00948 | Room_00002726 | Bathroom_1 | Bathroom | Shower / Bathtub combo with diverter valve | 1.8867 | 1.8867 |  | 2 |  | Primary | Daily / Almost Daily | N/A | Bag | 0.8492 |  | 1.698 |  | MT | Multifamily Residence | Shower | 1465 | 2103.18 | Multifamily Residence | TRUE | TRUE | TRUE | TRUE | TRUE | 3967.9996 | 3571.1996 | Multifamily Residence_TRUE | Multifamily Residence_TRUE | Multifamily Residence_TRUE | Multifamily Residence_TRUE | Multifamily Residence_TRUE | 2.0gpm | 2.0gpmMultifamily Residence_TRUE | 2.0gpmMultifamily Residence_TRUE
Water_00001008 | SITE_00950 | Room_00002736 | Kitchen_1 | Kitchen | Kitchen Faucet | unknown |  |  | 3 |  | N/A | N/A | N/A | Unknown |  | N/A |  | N/A | MT | Multifamily Residence | Kitchen Faucet | 1467 | 214.04 | Multifamily Residence | FALSE | FALSE |  |  |  | 0 | 0 | Multifamily Residence_FALSE | Multifamily Residence_FALSE | Multifamily Residence_ | Multifamily Residence_ | Multifamily Residence_ | unknown | unknownMultifamily Residence_ | unknownMultifamily Residence_FALSE
Water_00001009 | SITE_00950 | Room_00002733 | Bathroom_1 | Bathroom | Bathroom Faucet | 1.5 | 1.3267 | 1.5 | 1.5 |  | N/A | N/A | N/A | Bag | 0.796 |  | 1.194 |  | MT | Multifamily Residence | Bathroom Faucet | 1467 | 214.04 | Multifamily Residence | FALSE | FALSE |  |  |  | 321.06 | 255.5638 | Multifamily Residence_FALSE | Multifamily Residence_FALSE | Multifamily Residence_ | Multifamily Residence_ | Multifamily Residence_ | unknown | unknownMultifamily Residence_ | unknownMultifamily Residence_FALSE
Water_00001010 | SITE_00950 | Room_00002733 | Bathroom_1 | Bathroom | Shower / Bathtub combo with diverter valve | 2.5 | 2.5889 | 2.5 | 2.5 |  | Primary | Daily / Almost Daily | N/A | Weir | 0.932 |  | 2.33 |  | MT | Multifamily Residence | Shower | 1467 | 214.04 | Multifamily Residence | TRUE | TRUE | TRUE | TRUE | TRUE | 535.1 | 498.7132 | Multifamily Residence_TRUE | Multifamily Residence_TRUE | Multifamily Residence_TRUE | Multifamily Residence_TRUE | Multifamily Residence_TRUE | 2.5gpm | 2.5gpmMultifamily Residence_TRUE | 2.5gpmMultifamily Residence_TRUE
Water_00001011 | SITE_00951 | Room_00002744 | Kitchen_1 | Kitchen | Kitchen Faucet | 1.5 |  | 1.5 | 1.1 |  | N/A | N/A | N/A | Unknown |  | N/A |  | N/A | MT | Multifamily Residence | Kitchen Faucet | 1468 | 2103.18 | Multifamily Residence | FALSE | FALSE |  |  |  | 3154.77 | 0 | Multifamily Residence_FALSE | Multifamily Residence_FALSE | Multifamily Residence_ | Multifamily Residence_ | Multifamily Residence_ | unknown | unknownMultifamily Residence_ | unknownMultifamily Residence_FALSE
Water_00001012 | SITE_00951 | Room_00002741 | Bathroom_1 | Bathroom | Bathroom Faucet | 2 | 2.3 | 2 | 2.6 |  | N/A | N/A | N/A | Bag | 0.796 |  | 2.07 |  | MT | Multifamily Residence | Bathroom Faucet | 1468 | 2103.18 | Multifamily Residence | FALSE | FALSE |  |  |  | 4206.36 | 4353.5826 | Multifamily Residence_FALSE | Multifamily Residence_FALSE | Multifamily Residence_ | Multifamily Residence_ | Multifamily Residence_ | unknown | unknownMultifamily Residence_ | unknownMultifamily Residence_FALSE
Water_00001013 | SITE_00951 | Room_00002741 | Bathroom_1 | Bathroom | Shower / Bathtub combo with diverter valve | 2.5 |  | 2.5 | 1.3 |  | Primary | Daily / Almost Daily | N/A | Unknown |  | N/A |  | N/A | MT | Multifamily Residence | Shower | 1468 | 2103.18 | Multifamily Residence | TRUE | TRUE | TRUE | FALSE | FALSE | 5257.95 | 0 | Multifamily Residence_TRUE | Multifamily Residence_TRUE | Multifamily Residence_TRUE | Multifamily Residence_FALSE | Multifamily Residence_FALSE | unknown | unknownMultifamily Residence_FALSE | unknownMultifamily Residence_TRUE
Water_00001014 | SITE_00952 | Room_00002751 | Bathroom_1 | Bathroom | Bathroom Faucet | 3.5378 | 3.5378 |  | 4 |  | N/A | N/A | N/A | Bag | 0.796 |  | 3.184 |  | MT | Multifamily Residence | Bathroom Faucet | 1469 | 2103.18 | Multifamily Residence | FALSE | FALSE |  |  |  | 7440.5835 | 6696.5251 | Multifamily Residence_FALSE | Multifamily Residence_FALSE | Multifamily Residence_ | Multifamily Residence_ | Multifamily Residence_ | unknown | unknownMultifamily Residence_ | unknownMultifamily Residence_FALSE
Water_00001015 | SITE_00952 | Room_00002751 | Bathroom_1 | Bathroom | Shower / Bathtub combo with diverter valve | 0.94333 | 0.94333 |  | 1 |  | Primary | Daily / Almost Daily | N/A | Bag | 0.8492 |  | 0.849 |  | MT | Multifamily Residence | Shower | 1469 | 2103.18 | Multifamily Residence | TRUE | TRUE | TRUE | TRUE | TRUE | 1983.9998 | 1785.5998 | Multifamily Residence_TRUE | Multifamily Residence_TRUE | Multifamily Residence_TRUE | Multifamily Residence_TRUE | Multifamily Residence_TRUE | <1.5gpm | <1.5gpmMultifamily Residence_TRUE | <1.5gpmMultifamily Residence_TRUE
Water_00001016 | SITE_00952 | Room_00002758 | Kitchen_1 | Kitchen | Kitchen Faucet | 3.0956 | 3.0956 |  | 3.5 |  | N/A | N/A | N/A | Bag | 0.796 |  | 2.786 |  | MT | Multifamily Residence | Kitchen Faucet | 1469 | 2103.18 | Multifamily Residence | FALSE | FALSE |  |  |  | 6510.5105 | 5859.4595 | Multifamily Residence_FALSE | Multifamily Residence_FALSE | Multifamily Residence_ | Multifamily Residence_ | Multifamily Residence_ | unknown | unknownMultifamily Residence_ | unknownMultifamily Residence_FALSE
Water_00001017 | SITE_00957 | Room_00002778 | Kitchen_1 | Kitchen | Kitchen Faucet | 1.3267 | 1.3267 |  | 1.5 |  | N/A | N/A | N/A | Bag | 0.796 |  | 1.194 |  | MT | Single Family | Kitchen Faucet | 1474 | 1882.4 | Single Family | FALSE | FALSE |  |  |  | 2497.3173 | 2247.5856 | Single Family_FALSE | Single Family_FALSE | Single Family_ | Single Family_ | Single Family_ | unknown | unknownSingle Family_ | unknownSingle Family_FALSE
Water_00001018 | SITE_00957 | Room_00002765 | Bathroom_1 | Bathroom | Shower / Bathtub combo with diverter valve | unknown |  |  | 3 |  | Primary | Daily / Almost Daily | N/A | Unknown |  | N/A |  | N/A | MT | Single Family | Shower | 1474 | 1882.4 | Single Family | TRUE | TRUE | FALSE | FALSE | FALSE | 0 | 0 | Single Family_TRUE | Single Family_TRUE | Single Family_FALSE | Single Family_FALSE | Single Family_FALSE | unknown | unknownSingle Family_FALSE | unknownSingle Family_TRUE
Water_00001019 | SITE_00957 | Room_00002765 | Bathroom_1 | Bathroom | Bathroom Faucet | unknown |  |  | 2.5 |  | N/A | N/A | Calcified | Unknown |  | N/A |  | N/A | MT | Single Family | Bathroom Faucet | 1474 | 1882.4 | Single Family | FALSE | FALSE |  |  |  | 0 | 0 | Single Family_FALSE | Single Family_FALSE | Single Family_ | Single Family_ | Single Family_ | unknown | unknownSingle Family_ | unknownSingle Family_FALSE
Water_00001020 | SITE_00957 | Room_00002766 | Bathroom_2 | Bathroom | Bathroom Faucet | 2.2 |  | 2.2 | 2 |  | N/A | N/A | N/A | Unknown |  | N/A |  | N/A | MT | Single Family | Bathroom Faucet | 1474 | 1882.4 | Single Family | FALSE | FALSE |  |  |  | 4141.28 | 0 | Single Family_FALSE | Single Family_FALSE | Single Family_ | Single Family_ | Single Family_ | unknown | unknownSingle Family_ | unknownSingle Family_FALSE
Water_00001021 | SITE_00957 | Room_00002766 | Bathroom_2 | Bathroom | Shower | unknown |  |  | 3 |  | Secondary | A few times per year | N/A | Unknown |  | N/A |  | N/A | MT | Single Family | Shower | 1474 | 1882.4 | Single Family | TRUE | FALSE | FALSE | FALSE | FALSE | 0 | 0 | Single Family_TRUE | Single Family_FALSE | Single Family_FALSE | Single Family_FALSE | Single Family_FALSE | unknown | unknownSingle Family_FALSE | unknownSingle Family_TRUE
Water_00001022 | SITE_00958 | Room_00002791 | Kitchen_1 | Kitchen | Kitchen Faucet | 2.5 |  | 2.5 | 2.2 |  | N/A | N/A | N/A | Unknown |  | N/A |  | N/A | MT | Single Family | Kitchen Faucet | 1475 | 1882.4 | Single Family | FALSE | FALSE |  |  |  | 4706 | 0 | Single Family_FALSE | Single Family_FALSE | Single Family_ | Single Family_ | Single Family_ | unknown | unknownSingle Family_ | unknownSingle Family_FALSE
Water_00001023 | SITE_00958 | Room_00002784 | Bathroom_1 | Bathroom | Bathroom Faucet | 1 | 1.3267 | 1 | 1.5 |  | N/A | N/A | N/A | Bag | 0.796 |  | 1.194 |  | MT | Single Family | Bathroom Faucet | 1475 | 1882.4 | Single Family | FALSE | FALSE |  |  |  | 1882.4 | 2247.5856 | Single Family_FALSE | Single Family_FALSE | Single Family_ | Single Family_ | Single Family_ | unknown | unknownSingle Family_ | unknownSingle Family_FALSE
Water_00001024 | SITE_00958 | Room_00002784 | Bathroom_1 | Bathroom | Shower / Bathtub combo with diverter valve | unknown |  |  | 2.5 |  | Primary | A few times per week | N/A | Unknown |  | N/A |  | N/A | MT | Single Family | Shower | 1475 | 1882.4 | Single Family | TRUE | TRUE | FALSE | FALSE | FALSE | 0 | 0 | Single Family_TRUE | Single Family_TRUE | Single Family_FALSE | Single Family_FALSE | Single Family_FALSE | unknown | unknownSingle Family_FALSE | unknownSingle Family_TRUE
Water_00001025 | SITE_00958 | Room_00002785 | Bathroom_2 | Bathroom | Shower / Bathtub combo with diverter valve | 2 |  | 2 | 2.2 |  | All used about the same | A few times per week | N/A | Unknown |  | N/A |  | N/A | MT | Single Family | Shower | 1475 | 1882.4 | Single Family | TRUE | TRUE | TRUE | FALSE | FALSE | 3764.8 | 0 | Single Family_TRUE | Single Family_TRUE | Single Family_TRUE | Single Family_FALSE | Single Family_FALSE | unknown | unknownSingle Family_FALSE | unknownSingle Family_TRUE
Water_00001026 | SITE_00958 | Room_00002785 | Bathroom_2 | Bathroom | Bathroom Faucet | 1 | 1.3267 | 1 | 1.5 |  | N/A | N/A | N/A | Bag | 0.796 |  | 1.194 |  | MT | Single Family | Bathroom Faucet | 1475 | 1882.4 | Single Family | FALSE | FALSE |  |  |  | 1882.4 | 2247.5856 | Single Family_FALSE | Single Family_FALSE | Single Family_ | Single Family_ | Single Family_ | unknown | unknownSingle Family_ | unknownSingle Family_FALSE
Water_00001027 | SITE_00959 | Room_00002810 | Kitchen_1 | Kitchen | Kitchen Faucet | 2.2111 | 2.2111 |  | 2.5 |  | N/A | N/A | N/A | Bag | 0.796 |  | 1.99 |  | MT | Single Family | Kitchen Faucet | 1476 | 1882.4 | Single Family | FALSE | FALSE |  |  |  | 4162.1956 | 3745.976 | Single Family_FALSE | Single Family_FALSE | Single Family_ | Single Family_ | Single Family_ | unknown | unknownSingle Family_ | unknownSingle Family_FALSE
Water_00001028 | SITE_00959 | Room_00002795 | Bathroom_1 | Bathroom | Bathroom Faucet | 2 | 1.4156 | 2 | 1.6 |  | N/A | N/A | N/A | Bag | 0.796 |  | 1.274 |  | MT | Single Family | Bathroom Faucet | 1476 | 1882.4 | Single Family | FALSE | FALSE |  |  |  | 3764.8 | 2398.1776 | Single Family_FALSE | Single Family_FALSE | Single Family_ | Single Family_ | Single Family_ | unknown | unknownSingle Family_ | unknownSingle Family_FALSE
Water_00001029 | SITE_00959 | Room_00002795 | Bathroom_1 | Bathroom | Shower | unknown |  |  | 2.6 |  | Secondary | Daily / Almost Daily | N/A | Unknown |  | N/A |  | N/A | MT | Single Family | Shower | 1476 | 1882.4 | Single Family | TRUE | FALSE | FALSE | FALSE | FALSE | 0 | 0 | Single Family_TRUE | Single Family_FALSE | Single Family_FALSE | Single Family_FALSE | Single Family_FALSE | unknown | unknownSingle Family_FALSE | unknownSingle Family_TRUE
Water_00001030 | SITE_00959 | Room_00002796 | Bathroom_2 | Bathroom | Bathroom Faucet | unknown |  |  |  | Unknown | N/A | N/A | Stuff in sink | Bag | 0.796 |  |  | Unknown | MT | Single Family | Bathroom Faucet | 1476 | 1882.4 | Single Family | FALSE | FALSE |  |  |  | 0 | 0 | Single Family_FALSE | Single Family_FALSE | Single Family_ | Single Family_ | Single Family_ | unknown | unknownSingle Family_ | unknownSingle Family_FALSE
Water_00001031 | SITE_00959 | Room_00002796 | Bathroom_2 | Bathroom | Shower / Bathtub combo with diverter valve | unknown |  |  | 2.3 |  | Unknown | Unknown | N/A | Unknown |  | N/A |  | N/A | MT | Single Family | Shower | 1476 | 1882.4 | Single Family | TRUE | TRUE | FALSE | FALSE | FALSE | 0 | 0 | Single Family_TRUE | Single Family_TRUE | Single Family_FALSE | Single Family_FALSE | Single Family_FALSE | unknown | unknownSingle Family_FALSE | unknownSingle Family_TRUE
Water_00001032 | SITE_00959 | Room_00002799 | Bedroom_2 | Bedroom | Bathroom Faucet | 2.2111 | 2.2111 |  | 2.5 |  | N/A | N/A | N/A | Bag | 0.796 |  | 1.99 |  | MT | Single Family | Bathroom Faucet | 1476 | 1882.4 | Single Family | FALSE | FALSE |  |  |  | 4162.1956 | 3745.976 | Single Family_FALSE | Single Family_FALSE | Single Family_ | Single Family_ | Single Family_ | unknown | unknownSingle Family_ | unknownSingle Family_FALSE
Water_00001033 | SITE_00959 | Room_00002797 | Bathroom_3 | Bathroom | Bathroom Faucet | 1.5 | 1.7689 | 1.5 | 2 |  | N/A | N/A | N/A | Bag | 0.796 |  | 1.592 |  | MT | Single Family | Bathroom Faucet | 1476 | 1882.4 | Single Family | FALSE | FALSE |  |  |  | 2823.6 | 2996.7808 | Single Family_FALSE | Single Family_FALSE | Single Family_ | Single Family_ | Single Family_ | unknown | unknownSingle Family_ | unknownSingle Family_FALSE
Water_00001034 | SITE_00959 | Room_00002797 | Bathroom_3 | Bathroom | Shower | unknown |  |  | 4 |  | Primary | Daily / Almost Daily | N/A | Unknown |  | N/A |  | N/A | MT | Single Family | Shower | 1476 | 1882.4 | Single Family | TRUE | FALSE | FALSE | FALSE | FALSE | 0 | 0 | Single Family_TRUE | Single Family_FALSE | Single Family_FALSE | Single Family_FALSE | Single Family_FALSE | unknown | unknownSingle Family_FALSE | unknownSingle Family_TRUE
Water_00001035 | SITE_00960 | Room_00002817 | Bathroom_1 | Bathroom | Shower / Bathtub combo with diverter valve | 3.3022 | 3.3022 |  | 3.5 |  | All used about the same | Daily / Almost Daily | N/A | Bag | 0.8492 |  | 2.972 |  | MT | Single Family | Shower | 1477 | 1882.4 | Single Family | TRUE | TRUE | TRUE | TRUE | TRUE | 6216.1031 | 5594.4928 | Single Family_TRUE | Single Family_TRUE | Single Family_TRUE | Single Family_TRUE | Single Family_TRUE | gt2.5gpm | gt2.5gpmSingle Family_TRUE | gt2.5gpmSingle Family_TRUE
Water_00001036 | SITE_00960 | Room_00002817 | Bathroom_1 | Bathroom | Bathroom Faucet | 2 | 3.0956 | 2 | 3.5 |  | N/A | N/A | N/A | Bag | 0.796 |  | 2.786 |  | MT | Single Family | Bathroom Faucet | 1477 | 1882.4 | Single Family | FALSE | FALSE |  |  |  | 3764.8 | 5244.3664 | Single Family_FALSE | Single Family_FALSE | Single Family_ | Single Family_ | Single Family_ | unknown | unknownSingle Family_ | unknownSingle Family_FALSE
Water_00001037 | SITE_00960 | Room_00002830 | Kitchen_1 | Kitchen | Kitchen Faucet | 2.2 | 1.3267 | 2.2 | 1.5 |  | N/A | N/A | N/A | Bag | 0.796 |  | 1.194 |  | MT | Single Family | Kitchen Faucet | 1477 | 1882.4 | Single Family | FALSE | FALSE |  |  |  | 4141.28 | 2247.5856 | Single Family_FALSE | Single Family_FALSE | Single Family_ | Single Family_ | Single Family_ | unknown | unknownSingle Family_ | unknownSingle Family_FALSE
Water_00001038 | SITE_00960 | Room_00002818 | Bathroom_2 | Bathroom | Bathroom Faucet | 3.98 | 3.98 |  | 4.5 |  | N/A | N/A | N/A | Bag | 0.796 |  | 3.582 |  | MT | Single Family | Bathroom Faucet | 1477 | 1882.4 | Single Family | FALSE | FALSE |  |  |  | 7491.952 | 6742.7568 | Single Family_FALSE | Single Family_FALSE | Single Family_ | Single Family_ | Single Family_ | unknown | unknownSingle Family_ | unknownSingle Family_FALSE
Water_00001039 | SITE_00960 | Room_00002818 | Bathroom_2 | Bathroom | Shower | 3.3022 | 3.3022 |  | 3.5 |  | All used about the same | Daily / Almost Daily | N/A | Bag | 0.8492 |  | 2.972 |  | MT | Single Family | Shower | 1477 | 1882.4 | Single Family | TRUE | FALSE | TRUE | TRUE | TRUE | 6216.1031 | 5594.4928 | Single Family_TRUE | Single Family_FALSE | Single Family_TRUE | Single Family_TRUE | Single Family_TRUE | gt2.5gpm | gt2.5gpmSingle Family_TRUE | gt2.5gpmSingle Family_TRUE
Water_00001040 | SITE_00963 | Room_00002850 | Kitchen_1 | Kitchen | Kitchen Faucet | 2.3 | 2.3 |  | 2.6 |  | N/A | N/A | N/A | Bag | 0.796 |  | 2.07 |  | MT | Single Family | Kitchen Faucet | 1480 | 1882.4 | Single Family | FALSE | FALSE |  |  |  | 4329.52 | 3896.568 | Single Family_FALSE | Single Family_FALSE | Single Family_ | Single Family_ | Single Family_ | unknown | unknownSingle Family_ | unknownSingle Family_FALSE
Water_00001041 | SITE_00963 | Room_00002837 | Bathroom_2 | Bathroom | Bathroom Faucet | 1.5 | 1.2378 | 1.5 | 1.4 |  | N/A | N/A | N/A | Bag | 0.796 |  | 1.114 |  | MT | Single Family | Bathroom Faucet | 1480 | 1882.4 | Single Family | FALSE | FALSE |  |  |  | 2823.6 | 2096.9936 | Single Family_FALSE | Single Family_FALSE | Single Family_ | Single Family_ | Single Family_ | unknown | unknownSingle Family_ | unknownSingle Family_FALSE
Water_00001042 | SITE_00963 | Room_00002837 | Bathroom_2 | Bathroom | Shower | 2 | 1.8867 | 2 | 2 |  | Primary | Daily / Almost Daily | N/A | Bag | 0.8492 |  | 1.698 |  | MT | Single Family | Shower | 1480 | 1882.4 | Single Family | TRUE | FALSE | TRUE | TRUE | TRUE | 3764.8 | 3196.3152 | Single Family_TRUE | Single Family_FALSE | Single Family_TRUE | Single Family_TRUE | Single Family_TRUE | 2.0gpm | 2.0gpmSingle Family_TRUE | 2.0gpmSingle Family_TRUE
Water_00001043 | SITE_00963 | Room_00002838 | Bathroom_3 | Bathroom | Bathroom Faucet | 1.5 | 1.0611 | 1.5 | 1.2 |  | N/A | N/A | N/A | Bag | 0.796 |  | 0.955 |  | MT | Single Family | Bathroom Faucet | 1480 | 1882.4 | Single Family | FALSE | FALSE |  |  |  | 2823.6 | 1797.692 | Single Family_FALSE | Single Family_FALSE | Single Family_ | Single Family_ | Single Family_ | unknown | unknownSingle Family_ | unknownSingle Family_FALSE
Water_00001044 | SITE_00963 | Room_00002838 | Bathroom_3 | Bathroom | Shower / Bathtub combo with diverter valve | 2 | 1.6989 | 2 | 1.8 |  | All used about the same | Daily / Almost Daily | N/A | Bag | 0.8492 |  | 1.529 |  | MT | Single Family | Shower | 1480 | 1882.4 | Single Family | TRUE | TRUE | TRUE | TRUE | TRUE | 3764.8 | 2878.1896 | Single Family_TRUE | Single Family_TRUE | Single Family_TRUE | Single Family_TRUE | Single Family_TRUE | 2.0gpm | 2.0gpmSingle Family_TRUE | 2.0gpmSingle Family_TRUE
Water_00001045 | SITE_00963 | Room_00002839 | Bathroom_4 | Bathroom | Bathroom Faucet | 1 | 0.97333 | 1 | 1.1 |  | N/A | N/A | N/A | Bag | 0.796 |  | 0.876 |  | MT | Single Family | Bathroom Faucet | 1480 | 1882.4 | Single Family | FALSE | FALSE |  |  |  | 1882.4 | 1648.9824 | Single Family_FALSE | Single Family_FALSE | Single Family_ | Single Family_ | Single Family_ | unknown | unknownSingle Family_ | unknownSingle Family_FALSE
Water_00001046 | SITE_00963 | Room_00002839 | Bathroom_4 | Bathroom | Bathtub | unknown |  |  |  | N/A | N/A | N/A | N/A | Unknown |  | N/A |  | N/A | MT | Single Family | Bathtub | 1480 | 1882.4 | Single Family | FALSE | FALSE |  |  |  | 0 | 0 | Single Family_FALSE | Single Family_FALSE | Single Family_ | Single Family_ | Single Family_ | unknown | unknownSingle Family_ | unknownSingle Family_FALSE
Water_00001047 | SITE_00963 | Room_00002839 | Bathroom_4 | Bathroom | Shower | 2 | 1.8867 | 2 | 2 |  | All used about the same | Daily / Almost Daily | N/A | Bag | 0.8492 |  | 1.698 |  | MT | Single Family | Shower | 1480 | 1882.4 | Single Family | TRUE | FALSE | TRUE | TRUE | TRUE | 3764.8 | 3196.3152 | Single Family_TRUE | Single Family_FALSE | Single Family_TRUE | Single Family_TRUE | Single Family_TRUE | 2.0gpm | 2.0gpmSingle Family_TRUE | 2.0gpmSingle Family_TRUE
Water_00001048 | SITE_00964 | Room_00002855 | Bathroom_1 | Bathroom | Bathroom Faucet | 1.5 | 1.3267 | 1.5 | 1.5 |  | N/A | N/A | N/A | Bag | 0.796 |  | 1.194 |  | MT | Manufactured | Bathroom Faucet | 1481 | 331.65 | Manufactured | FALSE | FALSE |  |  |  | 497.475 | 395.9901 | Manufactured_FALSE | Manufactured_FALSE | Manufactured_ | Manufactured_ | Manufactured_ | unknown | unknownManufactured_ | unknownManufactured_FALSE
Water_00001049 | SITE_00964 | Room_00002855 | Bathroom_1 | Bathroom | Bathroom Faucet | unknown |  |  |  | Unknown | N/A | N/A | Non-functioning | Bag | 0.796 |  |  | Unknown | MT | Manufactured | Bathroom Faucet | 1481 | 331.65 | Manufactured | FALSE | FALSE |  |  |  | 0 | 0 | Manufactured_FALSE | Manufactured_FALSE | Manufactured_ | Manufactured_ | Manufactured_ | unknown | unknownManufactured_ | unknownManufactured_FALSE
Water_00001050 | SITE_00964 | Room_00002855 | Bathroom_1 | Bathroom | Shower | 2.5 |  | 2.5 |  | Unknown | Secondary | Never | N/A | Bag | 0.8492 |  |  | Unknown | MT | Manufactured | Shower | 1481 | 331.65 | Manufactured | TRUE | FALSE | TRUE | FALSE | FALSE | 829.125 | 0 | Manufactured_TRUE | Manufactured_FALSE | Manufactured_TRUE | Manufactured_FALSE | Manufactured_FALSE | unknown | unknownManufactured_FALSE | unknownManufactured_TRUE
Water_00001051 | SITE_00964 | Room_00002861 | Kitchen_1 | Kitchen | Kitchen Faucet | 1.5 | 1.1056 | 1.5 | 1.25 |  | N/A | N/A | N/A | Bag | 0.796 |  | 0.995 |  | MT | Manufactured | Kitchen Faucet | 1481 | 331.65 | Manufactured | FALSE | FALSE |  |  |  | 497.475 | 329.9917 | Manufactured_FALSE | Manufactured_FALSE | Manufactured_ | Manufactured_ | Manufactured_ | unknown | unknownManufactured_ | unknownManufactured_FALSE
Water_00001052 | SITE_00964 | Room_00002856 | Bathroom_6 | Bathroom | Bathroom Faucet | 1.5 |  | 1.5 | 2 |  | N/A | N/A | N/A | Unknown |  | N/A |  | N/A | MT | Manufactured | Bathroom Faucet | 1481 | 331.65 | Manufactured | FALSE | FALSE |  |  |  | 497.475 | 0 | Manufactured_FALSE | Manufactured_FALSE | Manufactured_ | Manufactured_ | Manufactured_ | unknown | unknownManufactured_ | unknownManufactured_FALSE
Water_00001053 | SITE_00964 | Room_00002856 | Bathroom_6 | Bathroom | Shower | 2.5 |  | 2.5 | 2.5 |  | Primary | Daily / Almost Daily | N/A | Unknown |  | N/A |  | N/A | MT | Manufactured | Shower | 1481 | 331.65 | Manufactured | TRUE | FALSE | TRUE | FALSE | FALSE | 829.125 | 0 | Manufactured_TRUE | Manufactured_FALSE | Manufactured_TRUE | Manufactured_FALSE | Manufactured_FALSE | unknown | unknownManufactured_FALSE | unknownManufactured_TRUE
Water_00001054 | SITE_00965 | Room_00002876 | Laundry_1 | Laundry | Kitchen Faucet | 4.4222 | 4.4222 |  | 5 |  | N/A | N/A | N/A | Bag | 0.796 |  | 3.98 |  | MT | Single Family | Kitchen Faucet | 1482 | 1882.4 | Single Family | FALSE | FALSE |  |  |  | 8324.3911 | 7491.952 | Single Family_FALSE | Single Family_FALSE | Single Family_ | Single Family_ | Single Family_ | unknown | unknownSingle Family_ | unknownSingle Family_FALSE
Water_00001055 | SITE_00965 | Room_00002867 | Bathroom_5 | Bathroom | Bathroom Faucet | 1.7689 | 1.7689 |  | 2 |  | N/A | N/A | N/A | Bag | 0.796 |  | 1.592 |  | MT | Single Family | Bathroom Faucet | 1482 | 1882.4 | Single Family | FALSE | FALSE |  |  |  | 3329.7564 | 2996.7808 | Single Family_FALSE | Single Family_FALSE | Single Family_ | Single Family_ | Single Family_ | unknown | unknownSingle Family_ | unknownSingle Family_FALSE
Water_00001056 | SITE_00965 | Room_00002867 | Bathroom_5 | Bathroom | Shower | 2.17 | 2.17 |  | 2.3 |  | Unknown | A few times per year | N/A | Bag | 0.8492 |  | 1.953 |  | MT | Single Family | Shower | 1482 | 1882.4 | Single Family | TRUE | FALSE | TRUE | TRUE | TRUE | 4084.808 | 3676.3272 | Single Family_TRUE | Single Family_FALSE | Single Family_TRUE | Single Family_TRUE | Single Family_TRUE | 2.5gpm | 2.5gpmSingle Family_TRUE | 2.5gpmSingle Family_TRUE
Water_00001057 | SITE_00965 | Room_00002866 | Bathroom_2 | Bathroom | Bathroom Faucet | 2.2 | 2.9189 | 2.2 | 3.3 |  | N/A | N/A | N/A | Bag | 0.796 |  | 2.627 |  | MT | Single Family | Bathroom Faucet | 1482 | 1882.4 | Single Family | FALSE | FALSE |  |  |  | 4141.28 | 4945.0648 | Single Family_FALSE | Single Family_FALSE | Single Family_ | Single Family_ | Single Family_ | unknown | unknownSingle Family_ | unknownSingle Family_FALSE
Water_00001058 | SITE_00965 | Room_00002866 | Bathroom_2 | Bathroom | Shower | 2.4 |  | 2.4 |  | Unknown | Never / rarely used | Never | Shower unused and full of stuff, no test run | Bag | 0.8492 |  |  | Unknown | MT | Single Family | Shower | 1482 | 1882.4 | Single Family | TRUE | FALSE | TRUE | FALSE | FALSE | 4517.76 | 0 | Single Family_TRUE | Single Family_FALSE | Single Family_TRUE | Single Family_FALSE | Single Family_FALSE | unknown | unknownSingle Family_FALSE | unknownSingle Family_TRUE
Water_00001059 | SITE_00965 | Room_00002869 | Bedroom_2 | Bedroom | Bathroom Faucet | 2.0344 | 2.0344 |  | 2.3 |  | N/A | N/A | N/A | Bag | 0.796 |  | 1.831 |  | MT | Single Family | Bathroom Faucet | 1482 | 1882.4 | Single Family | FALSE | FALSE |  |  |  | 3829.6382 | 3446.6744 | Single Family_FALSE | Single Family_FALSE | Single Family_ | Single Family_ | Single Family_ | unknown | unknownSingle Family_ | unknownSingle Family_FALSE
Water_00001060 | SITE_00965 | Room_00002869 | Bedroom_2 | Bedroom | Shower / Bathtub combo with diverter valve | 2.4 | 1.51 | 2.4 | 1.6 |  | Primary | Daily / Almost Daily | N/A | Bag | 0.8492 |  | 1.359 |  | MT | Single Family | Shower | 1482 | 1882.4 | Single Family | TRUE | TRUE | TRUE | TRUE | TRUE | 4517.76 | 2558.1816 | Single Family_TRUE | Single Family_TRUE | Single Family_TRUE | Single Family_TRUE | Single Family_TRUE | 2.5gpm | 2.5gpmSingle Family_TRUE | 2.5gpmSingle Family_TRUE
Water_00001061 | SITE_00965 | Room_00002875 | Kitchen_1 | Kitchen | Kitchen Faucet | 2.2111 | 2.2111 |  | 2.5 |  | N/A | N/A | N/A | Bag | 0.796 |  | 1.99 |  | MT | Single Family | Kitchen Faucet | 1482 | 1882.4 | Single Family | FALSE | FALSE |  |  |  | 4162.1956 | 3745.976 | Single Family_FALSE | Single Family_FALSE | Single Family_ | Single Family_ | Single Family_ | unknown | unknownSingle Family_ | unknownSingle Family_FALSE
Water_00001062 | SITE_00966 | Room_00002885 | Kitchen_1 | Kitchen | Kitchen Faucet | 2.2 |  | 2.2 | 1.9 |  | N/A | N/A | N/A | Unknown |  | N/A |  | N/A | MT | Single Family | Kitchen Faucet | 1483 | 1882.4 | Single Family | FALSE | FALSE |  |  |  | 4141.28 | 0 | Single Family_FALSE | Single Family_FALSE | Single Family_ | Single Family_ | Single Family_ | unknown | unknownSingle Family_ | unknownSingle Family_FALSE
Water_00001063 | SITE_00966 | Room_00002882 | Bathroom_1 | Bathroom | Bathroom Faucet | 1.5 | 1.3267 | 1.5 | 1.5 |  | N/A | N/A | N/A | Bag | 0.796 |  | 1.194 |  | MT | Single Family | Bathroom Faucet | 1483 | 1882.4 | Single Family | FALSE | FALSE |  |  |  | 2823.6 | 2247.5856 | Single Family_FALSE | Single Family_FALSE | Single Family_ | Single Family_ | Single Family_ | unknown | unknownSingle Family_ | unknownSingle Family_FALSE
Water_00001064 | SITE_00966 | Room_00002882 | Bathroom_1 | Bathroom | Shower / Bathtub combo with diverter valve | 2.0711 | 2.0711 |  | 2 |  | Primary | Daily / Almost Daily | N/A | Weir | 0.932 |  | 1.864 |  | MT | Single Family | Shower | 1483 | 1882.4 | Single Family | TRUE | TRUE | TRUE | TRUE | TRUE | 3898.6596 | 3508.7936 | Single Family_TRUE | Single Family_TRUE | Single Family_TRUE | Single Family_TRUE | Single Family_TRUE | 2.5gpm | 2.5gpmSingle Family_TRUE | 2.5gpmSingle Family_TRUE
Water_00001065 | SITE_00967 | Room_00002898 | Kitchen_1 | Kitchen | Kitchen Faucet | 2.2111 | 2.2111 |  | 2.5 |  | N/A | N/A | N/A | Bag | 0.796 |  | 1.99 |  | MT | Single Family | Kitchen Faucet | 1484 | 1882.4 | Single Family | FALSE | FALSE |  |  |  | 4162.1956 | 3745.976 | Single Family_FALSE | Single Family_FALSE | Single Family_ | Single Family_ | Single Family_ | unknown | unknownSingle Family_ | unknownSingle Family_FALSE
Water_00001066 | SITE_00967 | Room_00002889 | Bathroom_1 | Bathroom | Bathroom Faucet | 1.5 |  | 1.5 | 1.5 |  | N/A | N/A | N/A | Unknown |  | N/A |  | N/A | MT | Single Family | Bathroom Faucet | 1484 | 1882.4 | Single Family | FALSE | FALSE |  |  |  | 2823.6 | 0 | Single Family_FALSE | Single Family_FALSE | Single Family_ | Single Family_ | Single Family_ | unknown | unknownSingle Family_ | unknownSingle Family_FALSE
Water_00001067 | SITE_00967 | Room_00002889 | Bathroom_1 | Bathroom | Shower / Bathtub combo with diverter valve | unknown |  |  | 2 |  | Primary | Daily / Almost Daily | N/A | Unknown |  | N/A |  | N/A | MT | Single Family | Shower | 1484 | 1882.4 | Single Family | TRUE | TRUE | FALSE | FALSE | FALSE | 0 | 0 | Single Family_TRUE | Single Family_TRUE | Single Family_FALSE | Single Family_FALSE | Single Family_FALSE | unknown | unknownSingle Family_FALSE | unknownSingle Family_TRUE
Water_00001068 | SITE_00968 | Room_00002910 | Kitchen_1 | Kitchen | Kitchen Faucet | 1.8578 | 1.8578 |  | 2.1 |  | N/A | N/A | N/A | Bag | 0.796 |  | 1.672 |  | MT | Single Family | Kitchen Faucet | 1485 | 1882.4 | Single Family | FALSE | FALSE |  |  |  | 3497.0809 | 3147.3728 | Single Family_FALSE | Single Family_FALSE | Single Family_ | Single Family_ | Single Family_ | unknown | unknownSingle Family_ | unknownSingle Family_FALSE
Water_00001069 | SITE_00968 | Room_00002906 | Bathroom_1 | Bathroom | Shower / Bathtub combo with diverter valve | 2.17 | 2.17 |  | 2.3 |  | Primary | Daily / Almost Daily | N/A | Bag | 0.8492 |  | 1.953 |  | MT | Single Family | Shower | 1485 | 1882.4 | Single Family | TRUE | TRUE | TRUE | TRUE | TRUE | 4084.808 | 3676.3272 | Single Family_TRUE | Single Family_TRUE | Single Family_TRUE | Single Family_TRUE | Single Family_TRUE | 2.5gpm | 2.5gpmSingle Family_TRUE | 2.5gpmSingle Family_TRUE
Water_00001070 | SITE_00968 | Room_00002906 | Bathroom_1 | Bathroom | Bathroom Faucet | 1.7689 | 1.7689 |  | 2 |  | N/A | N/A | N/A | Bag | 0.796 |  | 1.592 |  | MT | Single Family | Bathroom Faucet | 1485 | 1882.4 | Single Family | FALSE | FALSE |  |  |  | 3329.7564 | 2996.7808 | Single Family_FALSE | Single Family_FALSE | Single Family_ | Single Family_ | Single Family_ | unknown | unknownSingle Family_ | unknownSingle Family_FALSE
Water_00001071 | SITE_00969 | Room_00002915 | Bathroom_1 | Bathroom | Bathroom Faucet | unknown |  |  | 1.5 |  | N/A | N/A | N/A | Unknown |  | N/A |  | N/A | MT | Single Family | Bathroom Faucet | 1486 | 1882.4 | Single Family | FALSE | FALSE |  |  |  | 0 | 0 | Single Family_FALSE | Single Family_FALSE | Single Family_ | Single Family_ | Single Family_ | unknown | unknownSingle Family_ | unknownSingle Family_FALSE
Water_00001072 | SITE_00969 | Room_00002915 | Bathroom_1 | Bathroom | Shower / Bathtub combo with diverter valve | 2.5 |  | 2.5 | 2.5 |  | Secondary | Daily / Almost Daily | N/A | Unknown |  | N/A |  | N/A | MT | Single Family | Shower | 1486 | 1882.4 | Single Family | TRUE | TRUE | TRUE | FALSE | FALSE | 4706 | 0 | Single Family_TRUE | Single Family_TRUE | Single Family_TRUE | Single Family_FALSE | Single Family_FALSE | unknown | unknownSingle Family_FALSE | unknownSingle Family_TRUE
Water_00001073 | SITE_00969 | Room_00002927 | Kitchen_1 | Kitchen | Kitchen Faucet | unknown |  |  | 1.7 |  | N/A | N/A | N/A | Unknown |  | N/A |  | N/A | MT | Single Family | Kitchen Faucet | 1486 | 1882.4 | Single Family | FALSE | FALSE |  |  |  | 0 | 0 | Single Family_FALSE | Single Family_FALSE | Single Family_ | Single Family_ | Single Family_ | unknown | unknownSingle Family_ | unknownSingle Family_FALSE
Water_00001074 | SITE_00969 | Room_00002916 | Bathroom_2 | Bathroom | Bathroom Faucet | 1.5 |  | 1.5 | 1.5 |  | N/A | N/A | N/A | Unknown |  | N/A |  | N/A | MT | Single Family | Bathroom Faucet | 1486 | 1882.4 | Single Family | FALSE | FALSE |  |  |  | 2823.6 | 0 | Single Family_FALSE | Single Family_FALSE | Single Family_ | Single Family_ | Single Family_ | unknown | unknownSingle Family_ | unknownSingle Family_FALSE
Water_00001075 | SITE_00969 | Room_00002916 | Bathroom_2 | Bathroom | Shower | unknown |  |  | 2.25 |  | Primary | Daily / Almost Daily | N/A | Unknown |  | N/A |  | N/A | MT | Single Family | Shower | 1486 | 1882.4 | Single Family | TRUE | FALSE | FALSE | FALSE | FALSE | 0 | 0 | Single Family_TRUE | Single Family_FALSE | Single Family_FALSE | Single Family_FALSE | Single Family_FALSE | unknown | unknownSingle Family_FALSE | unknownSingle Family_TRUE
Water_00001076 | SITE_00970 | Room_00002944 | Laundry_1 | Laundry | Kitchen Faucet | 3.98 | 3.98 |  | 4.5 |  | N/A | N/A | N/A | Bag | 0.796 |  | 3.582 |  | MT | Single Family | Kitchen Faucet | 1487 | 1882.4 | Single Family | FALSE | FALSE |  |  |  | 7491.952 | 6742.7568 | Single Family_FALSE | Single Family_FALSE | Single Family_ | Single Family_ | Single Family_ | unknown | unknownSingle Family_ | unknownSingle Family_FALSE
Water_00001077 | SITE_00970 | Room_00002943 | Kitchen_1 | Kitchen | Kitchen Faucet | 1.4156 | 1.4156 |  | 1.6 |  | N/A | N/A | N/A | Bag | 0.796 |  | 1.274 |  | MT | Single Family | Kitchen Faucet | 1487 | 1882.4 | Single Family | FALSE | FALSE |  |  |  | 2664.6418 | 2398.1776 | Single Family_FALSE | Single Family_FALSE | Single Family_ | Single Family_ | Single Family_ | unknown | unknownSingle Family_ | unknownSingle Family_FALSE
Water_00001078 | SITE_00970 | Room_00002935 | Bathroom_2 | Bathroom | Bathroom Faucet | 1.7689 | 1.7689 |  | 2 |  | N/A | N/A | N/A | Bag | 0.796 |  | 1.592 |  | MT | Single Family | Bathroom Faucet | 1487 | 1882.4 | Single Family | FALSE | FALSE |  |  |  | 3329.7564 | 2996.7808 | Single Family_FALSE | Single Family_FALSE | Single Family_ | Single Family_ | Single Family_ | unknown | unknownSingle Family_ | unknownSingle Family_FALSE
Water_00001079 | SITE_00970 | Room_00002935 | Bathroom_2 | Bathroom | Shower / Bathtub combo with diverter valve | 1.75 | 1.8867 | 1.75 | 2 |  | Secondary | A few times per year | N/A | Bag | 0.8492 |  | 1.698 |  | MT | Single Family | Shower | 1487 | 1882.4 | Single Family | TRUE | TRUE | TRUE | TRUE | TRUE | 3294.2 | 3196.3152 | Single Family_TRUE | Single Family_TRUE | Single Family_TRUE | Single Family_TRUE | Single Family_TRUE | 1.8gpm | 1.8gpmSingle Family_TRUE | 1.8gpmSingle Family_TRUE
Water_00001080 | SITE_00970 | Room_00002934 | Bathroom_1 | Bathroom | Bathroom Faucet | 2.2 | 1.9456 | 2.2 | 2.2 |  | N/A | N/A | N/A | Bag | 0.796 |  | 1.751 |  | MT | Single Family | Bathroom Faucet | 1487 | 1882.4 | Single Family | FALSE | FALSE |  |  |  | 4141.28 | 3296.0824 | Single Family_FALSE | Single Family_FALSE | Single Family_ | Single Family_ | Single Family_ | unknown | unknownSingle Family_ | unknownSingle Family_FALSE
Water_00001081 | SITE_00970 | Room_00002934 | Bathroom_1 | Bathroom | Bathroom Faucet | 2.2 | 1.9456 | 2.2 | 2.2 |  | N/A | N/A | N/A | Bag | 0.796 |  | 1.751 |  | MT | Single Family | Bathroom Faucet | 1487 | 1882.4 | Single Family | FALSE | FALSE |  |  |  | 4141.28 | 3296.0824 | Single Family_FALSE | Single Family_FALSE | Single Family_ | Single Family_ | Single Family_ | unknown | unknownSingle Family_ | unknownSingle Family_FALSE
Water_00001082 | SITE_00970 | Room_00002934 | Bathroom_1 | Bathroom | Shower | 1.75 | 1.8867 | 1.75 | 2 |  | Primary | Daily / Almost Daily | Two identical shower heads of this type with separate control | Bag | 0.8492 |  | 1.698 |  | MT | Single Family | Shower | 1487 | 1882.4 | Single Family | TRUE | FALSE | TRUE | TRUE | TRUE | 3294.2 | 3196.3152 | Single Family_TRUE | Single Family_FALSE | Single Family_TRUE | Single Family_TRUE | Single Family_TRUE | 1.8gpm | 1.8gpmSingle Family_TRUE | 1.8gpmSingle Family_TRUE
Water_00001083 | SITE_00971 | Room_00002951 | Bathroom_2 | Bathroom | Shower | 1.4156 | 1.4156 |  | 1.5 |  | Secondary | Daily / Almost Daily | N/A | Bag | 0.8492 |  | 1.274 |  | MT | Single Family | Shower | 1488 | 1882.4 | Single Family | TRUE | FALSE | TRUE | TRUE | TRUE | 2664.6418 | 2398.1776 | Single Family_TRUE | Single Family_FALSE | Single Family_TRUE | Single Family_TRUE | Single Family_TRUE | <1.5gpm | <1.5gpmSingle Family_TRUE | <1.5gpmSingle Family_TRUE
Water_00001084 | SITE_00971 | Room_00002951 | Bathroom_2 | Bathroom | Bathroom Faucet | 1.7689 | 1.7689 |  | 2 |  | N/A | N/A | N/A | Bag | 0.796 |  | 1.592 |  | MT | Single Family | Bathroom Faucet | 1488 | 1882.4 | Single Family | FALSE | FALSE |  |  |  | 3329.7564 | 2996.7808 | Single Family_FALSE | Single Family_FALSE | Single Family_ | Single Family_ | Single Family_ | unknown | unknownSingle Family_ | unknownSingle Family_FALSE
Water_00001085 | SITE_00971 | Room_00002950 | Bathroom_1 | Bathroom | Bathroom Faucet | 1.2378 | 1.2378 |  | 1.4 |  | N/A | N/A | N/A | Bag | 0.796 |  | 1.114 |  | MT | Single Family | Bathroom Faucet | 1488 | 1882.4 | Single Family | FALSE | FALSE |  |  |  | 2329.9929 | 2096.9936 | Single Family_FALSE | Single Family_FALSE | Single Family_ | Single Family_ | Single Family_ | unknown | unknownSingle Family_ | unknownSingle Family_FALSE
Water_00001086 | SITE_00971 | Room_00002950 | Bathroom_1 | Bathroom | Shower / Bathtub combo with diverter valve | 2.5478 | 2.5478 |  | 2.7 |  | Primary | Daily / Almost Daily | N/A | Bag | 0.8492 |  | 2.293 |  | MT | Single Family | Shower | 1488 | 1882.4 | Single Family | TRUE | TRUE | TRUE | TRUE | TRUE | 4795.9369 | 4316.3432 | Single Family_TRUE | Single Family_TRUE | Single Family_TRUE | Single Family_TRUE | Single Family_TRUE | gt2.5gpm | gt2.5gpmSingle Family_TRUE | gt2.5gpmSingle Family_TRUE
Water_00001087 | SITE_00971 | Room_00002960 | Kitchen_1 | Kitchen | Kitchen Faucet | 1.15 | 1.15 |  | 1.3 |  | N/A | N/A | N/A | Bag | 0.796 |  | 1.035 |  | MT | Single Family | Kitchen Faucet | 1488 | 1882.4 | Single Family | FALSE | FALSE |  |  |  | 2164.76 | 1948.284 | Single Family_FALSE | Single Family_FALSE | Single Family_ | Single Family_ | Single Family_ | unknown | unknownSingle Family_ | unknownSingle Family_FALSE
Water_00001088 | SITE_00973 | Room_00002966 | Bathroom_1 | Bathroom | Bathroom Faucet | 2.2 | 1.3267 | 2.2 | 1.5 |  | N/A | N/A | N/A | Bag | 0.796 |  | 1.194 |  | MT | Single Family | Bathroom Faucet | 1490 | 2661.5 | Single Family | FALSE | FALSE |  |  |  | 5855.3 | 3177.831 | Single Family_FALSE | Single Family_FALSE | Single Family_ | Single Family_ | Single Family_ | unknown | unknownSingle Family_ | unknownSingle Family_FALSE
Water_00001089 | SITE_00973 | Room_00002966 | Bathroom_1 | Bathroom | Bathroom Faucet | 2.2 | 0.88444 | 2.2 | 1 |  | N/A | N/A | N/A | Bag | 0.796 |  | 0.796 |  | MT | Single Family | Bathroom Faucet | 1490 | 2661.5 | Single Family | FALSE | FALSE |  |  |  | 5855.3 | 2118.554 | Single Family_FALSE | Single Family_FALSE | Single Family_ | Single Family_ | Single Family_ | unknown | unknownSingle Family_ | unknownSingle Family_FALSE
Water_00001090 | SITE_00973 | Room_00002966 | Bathroom_1 | Bathroom | Shower / Bathtub combo with diverter valve | 2.5 | 2.0711 | 2.5 | 2 |  | Secondary | Unknown | N/A | Weir | 0.932 |  | 1.864 |  | MT | Single Family | Shower | 1490 | 2661.5 | Single Family | TRUE | TRUE | TRUE | TRUE | TRUE | 6653.75 | 4961.036 | Single Family_TRUE | Single Family_TRUE | Single Family_TRUE | Single Family_TRUE | Single Family_TRUE | 2.5gpm | 2.5gpmSingle Family_TRUE | 2.5gpmSingle Family_TRUE
Water_00001091 | SITE_00973 | Room_00002967 | Bathroom_2 | Bathroom | Bathroom Faucet | 1.8578 | 1.8578 |  | 2.1 |  | N/A | N/A | N/A | Bag | 0.796 |  | 1.672 |  | MT | Single Family | Bathroom Faucet | 1490 | 2661.5 | Single Family | FALSE | FALSE |  |  |  | 4944.4756 | 4450.028 | Single Family_FALSE | Single Family_FALSE | Single Family_ | Single Family_ | Single Family_ | unknown | unknownSingle Family_ | unknownSingle Family_FALSE
Water_00001092 | SITE_00973 | Room_00002967 | Bathroom_2 | Bathroom | Bathroom Faucet | 1.7689 | 1.7689 |  | 2 |  | N/A | N/A | N/A | Bag | 0.796 |  | 1.592 |  | MT | Single Family | Bathroom Faucet | 1490 | 2661.5 | Single Family | FALSE | FALSE |  |  |  | 4707.8978 | 4237.108 | Single Family_FALSE | Single Family_FALSE | Single Family_ | Single Family_ | Single Family_ | unknown | unknownSingle Family_ | unknownSingle Family_FALSE
Water_00001093 | SITE_00973 | Room_00002967 | Bathroom_2 | Bathroom | Shower / Bathtub combo with diverter valve | 2.5 | 1.8644 | 2.5 | 1.8 |  | Secondary | Unknown | N/A | Weir | 0.932 |  | 1.678 |  | MT | Single Family | Shower | 1490 | 2661.5 | Single Family | TRUE | TRUE | TRUE | TRUE | TRUE | 6653.75 | 4465.997 | Single Family_TRUE | Single Family_TRUE | Single Family_TRUE | Single Family_TRUE | Single Family_TRUE | 2.5gpm | 2.5gpmSingle Family_TRUE | 2.5gpmSingle Family_TRUE
Water_00001094 | SITE_00973 | Room_00002968 | Bathroom_3 | Bathroom | Bathtub | unknown |  |  |  | N/A | N/A | N/A | N/A | Unknown |  | N/A |  | N/A | MT | Single Family | Bathtub | 1490 | 2661.5 | Single Family | FALSE | FALSE |  |  |  | 0 | 0 | Single Family_FALSE | Single Family_FALSE | Single Family_ | Single Family_ | Single Family_ | unknown | unknownSingle Family_ | unknownSingle Family_FALSE
Water_00001095 | SITE_00973 | Room_00002968 | Bathroom_3 | Bathroom | Bathroom Faucet | 2.2 | 1.2378 | 2.2 | 1.4 |  | N/A | N/A | N/A | Bag | 0.796 |  | 1.114 |  | MT | Single Family | Bathroom Faucet | 1490 | 2661.5 | Single Family | FALSE | FALSE |  |  |  | 5855.3 | 2964.911 | Single Family_FALSE | Single Family_FALSE | Single Family_ | Single Family_ | Single Family_ | unknown | unknownSingle Family_ | unknownSingle Family_FALSE
Water_00001096 | SITE_00973 | Room_00002968 | Bathroom_3 | Bathroom | Bathroom Faucet | 2.2 | 1.2378 | 2.2 | 1.4 |  | N/A | N/A | N/A | Bag | 0.796 |  | 1.114 |  | MT | Single Family | Bathroom Faucet | 1490 | 2661.5 | Single Family | FALSE | FALSE |  |  |  | 5855.3 | 2964.911 | Single Family_FALSE | Single Family_FALSE | Single Family_ | Single Family_ | Single Family_ | unknown | unknownSingle Family_ | unknownSingle Family_FALSE
Water_00001097 | SITE_00973 | Room_00002968 | Bathroom_3 | Bathroom | Shower / Bathtub combo with diverter valve | unknown |  |  |  | Unknown | Primary | Daily / Almost Daily | Unable to measure flow - shower had wall-sprayer units in addition to dual showerheads | Weir | 0.932 |  |  | Unknown | MT | Single Family | Shower | 1490 | 2661.5 | Single Family | TRUE | TRUE | FALSE | FALSE | FALSE | 0 | 0 | Single Family_TRUE | Single Family_TRUE | Single Family_FALSE | Single Family_FALSE | Single Family_FALSE | unknown | unknownSingle Family_FALSE | unknownSingle Family_TRUE
Water_00001098 | SITE_00973 | Room_00002969 | Bathroom_4 | Bathroom | Bathroom Faucet | 1.2378 | 1.2378 |  | 1.4 |  | N/A | N/A | N/A | Bag | 0.796 |  | 1.114 |  | MT | Single Family | Bathroom Faucet | 1490 | 2661.5 | Single Family | FALSE | FALSE |  |  |  | 3294.3456 | 2964.911 | Single Family_FALSE | Single Family_FALSE | Single Family_ | Single Family_ | Single Family_ | unknown | unknownSingle Family_ | unknownSingle Family_FALSE
Water_00001099 | SITE_00973 | Room_00002969 | Bathroom_4 | Bathroom | Bathroom Faucet | 1.2378 | 1.2378 |  | 1.4 |  | N/A | N/A | N/A | Bag | 0.796 |  | 1.114 |  | MT | Single Family | Bathroom Faucet | 1490 | 2661.5 | Single Family | FALSE | FALSE |  |  |  | 3294.3456 | 2964.911 | Single Family_FALSE | Single Family_FALSE | Single Family_ | Single Family_ | Single Family_ | unknown | unknownSingle Family_ | unknownSingle Family_FALSE
Water_00001100 | SITE_00973 | Room_00002969 | Bathroom_4 | Bathroom | Bathtub | unknown |  |  |  | N/A | N/A | N/A | N/A | Unknown |  | N/A |  | N/A | MT | Single Family | Bathtub | 1490 | 2661.5 | Single Family | FALSE | FALSE |  |  |  | 0 | 0 | Single Family_FALSE | Single Family_FALSE | Single Family_ | Single Family_ | Single Family_ | unknown | unknownSingle Family_ | unknownSingle Family_FALSE
Water_00001101 | SITE_00973 | Room_00002969 | Bathroom_4 | Bathroom | Shower | 1.8644 | 1.8644 |  | 1.8 |  | Secondary | Unknown | Guest shower | Weir | 0.932 |  | 1.678 |  | MT | Single Family | Shower | 1490 | 2661.5 | Single Family | TRUE | FALSE | TRUE | TRUE | TRUE | 4962.2189 | 4465.997 | Single Family_TRUE | Single Family_FALSE | Single Family_TRUE | Single Family_TRUE | Single Family_TRUE | 2.0gpm | 2.0gpmSingle Family_TRUE | 2.0gpmSingle Family_TRUE
Water_00001102 | SITE_00973 | Room_00002970 | Bathroom_5 | Bathroom | Bathroom Faucet | 1.3267 | 1.3267 |  | 1.5 |  | N/A | N/A | N/A | Bag | 0.796 |  | 1.194 |  | MT | Single Family | Bathroom Faucet | 1490 | 2661.5 | Single Family | FALSE | FALSE |  |  |  | 3530.9233 | 3177.831 | Single Family_FALSE | Single Family_FALSE | Single Family_ | Single Family_ | Single Family_ | unknown | unknownSingle Family_ | unknownSingle Family_FALSE
Water_00001103 | SITE_00973 | Room_00002986 | Kitchen_1 | Kitchen | Kitchen Faucet | 1.8 |  | 1.8 | 1.5 |  | N/A | N/A | N/A | Unknown |  | N/A |  | N/A | MT | Single Family | Kitchen Faucet | 1490 | 2661.5 | Single Family | FALSE | FALSE |  |  |  | 4790.7 | 0 | Single Family_FALSE | Single Family_FALSE | Single Family_ | Single Family_ | Single Family_ | unknown | unknownSingle Family_ | unknownSingle Family_FALSE
Water_00001104 | SITE_00973 | Room_00002975 | Bedroom_5 | Bedroom | Bathroom Faucet | unknown |  |  |  | Unknown | N/A | N/A | N/A | Bag | 0.796 |  |  | Unknown | MT | Single Family | Bathroom Faucet | 1490 | 2661.5 | Single Family | FALSE | FALSE |  |  |  | 0 | 0 | Single Family_FALSE | Single Family_FALSE | Single Family_ | Single Family_ | Single Family_ | unknown | unknownSingle Family_ | unknownSingle Family_FALSE
Water_00001105 | SITE_00973 | Room_00002975 | Bedroom_5 | Bedroom | Bathroom Faucet | unknown |  |  |  | Unknown | N/A | N/A | N/A | Bag | 0.796 |  |  | Unknown | MT | Single Family | Bathroom Faucet | 1490 | 2661.5 | Single Family | FALSE | FALSE |  |  |  | 0 | 0 | Single Family_FALSE | Single Family_FALSE | Single Family_ | Single Family_ | Single Family_ | unknown | unknownSingle Family_ | unknownSingle Family_FALSE
Water_00001106 | SITE_00973 | Room_00002975 | Bedroom_5 | Bedroom | Shower | unknown |  |  |  | Unknown | Secondary | A few times per year | N/A | Weir | 0.932 |  |  | Unknown | MT | Single Family | Shower | 1490 | 2661.5 | Single Family | TRUE | FALSE | FALSE | FALSE | FALSE | 0 | 0 | Single Family_TRUE | Single Family_FALSE | Single Family_FALSE | Single Family_FALSE | Single Family_FALSE | unknown | unknownSingle Family_FALSE | unknownSingle Family_TRUE
Water_00001107 | SITE_00973 | Room_00002976 | Closet_1 | Closet | Bathroom Faucet | 1.3267 | 1.3267 |  | 1.5 |  | N/A | N/A | N/A | Bag | 0.796 |  | 1.194 |  | MT | Single Family | Bathroom Faucet | 1490 | 2661.5 | Single Family | FALSE | FALSE |  |  |  | 3530.9233 | 3177.831 | Single Family_FALSE | Single Family_FALSE | Single Family_ | Single Family_ | Single Family_ | unknown | unknownSingle Family_ | unknownSingle Family_FALSE
Water_00001108 | SITE_00973 | Room_00002976 | Closet_1 | Closet | Shower | unknown |  |  |  | Unknown | Secondary | Unknown | Not plumbed | Weir | 0.932 |  |  | Unknown | MT | Single Family | Shower | 1490 | 2661.5 | Single Family | TRUE | FALSE | FALSE | FALSE | FALSE | 0 | 0 | Single Family_TRUE | Single Family_FALSE | Single Family_FALSE | Single Family_FALSE | Single Family_FALSE | unknown | unknownSingle Family_FALSE | unknownSingle Family_TRUE
Water_00001109 | SITE_00973 | Room_00002989 | Living Room_3 | Living Room | Bathroom Faucet | 1.8 | 1.3267 | 1.8 | 1.5 |  | N/A | N/A | N/A | Bag | 0.796 |  | 1.194 |  | MT | Single Family | Bathroom Faucet | 1490 | 2661.5 | Single Family | FALSE | FALSE |  |  |  | 4790.7 | 3177.831 | Single Family_FALSE | Single Family_FALSE | Single Family_ | Single Family_ | Single Family_ | unknown | unknownSingle Family_ | unknownSingle Family_FALSE
Water_00001110 | SITE_00975 | Room_00003001 | Kitchen_1 | Kitchen | Kitchen Faucet | 2.6533 | 2.6533 |  | 3 |  | N/A | N/A | N/A | Bag | 0.796 |  | 2.388 |  | MT | Single Family | Kitchen Faucet | 1492 | 1882.4 | Single Family | FALSE | FALSE |  |  |  | 4994.6347 | 4495.1712 | Single Family_FALSE | Single Family_FALSE | Single Family_ | Single Family_ | Single Family_ | unknown | unknownSingle Family_ | unknownSingle Family_FALSE
Water_00001111 | SITE_00975 | Room_00002996 | Bathroom_1 | Bathroom | Bathroom Faucet | unknown |  |  | 3 |  | N/A | N/A | N/A | Unknown |  | N/A |  | N/A | MT | Single Family | Bathroom Faucet | 1492 | 1882.4 | Single Family | FALSE | FALSE |  |  |  | 0 | 0 | Single Family_FALSE | Single Family_FALSE | Single Family_ | Single Family_ | Single Family_ | unknown | unknownSingle Family_ | unknownSingle Family_FALSE
Water_00001112 | SITE_00975 | Room_00002996 | Bathroom_1 | Bathroom | Shower / Bathtub combo with diverter valve | unknown |  |  |  | Unknown | Primary | Daily / Almost Daily | Shower head ripped from wall. | Unknown |  | N/A |  | N/A | MT | Single Family | Shower | 1492 | 1882.4 | Single Family | TRUE | TRUE | FALSE | FALSE | FALSE | 0 | 0 | Single Family_TRUE | Single Family_TRUE | Single Family_FALSE | Single Family_FALSE | Single Family_FALSE | unknown | unknownSingle Family_FALSE | unknownSingle Family_TRUE
Water_00001113 | SITE_00976 | Room_00003012 | Kitchen_1 | Kitchen | Kitchen Faucet | 2 | 1.7689 | 2 | 2 |  | N/A | N/A | N/A | Bag | 0.796 |  | 1.592 |  | MT | Single Family | Kitchen Faucet | 1493 | 1882.4 | Single Family | FALSE | FALSE |  |  |  | 3764.8 | 2996.7808 | Single Family_FALSE | Single Family_FALSE | Single Family_ | Single Family_ | Single Family_ | unknown | unknownSingle Family_ | unknownSingle Family_FALSE
Water_00001114 | SITE_00976 | Room_00003006 | Bathroom_1 | Bathroom | Bathroom Faucet | 3.1844 | 3.1844 |  | 3.6 |  | N/A | N/A | N/A | Bag | 0.796 |  | 2.866 |  | MT | Single Family | Bathroom Faucet | 1493 | 1882.4 | Single Family | FALSE | FALSE |  |  |  | 5994.3982 | 5394.9584 | Single Family_FALSE | Single Family_FALSE | Single Family_ | Single Family_ | Single Family_ | unknown | unknownSingle Family_ | unknownSingle Family_FALSE
Water_00001115 | SITE_00976 | Room_00003006 | Bathroom_1 | Bathroom | Shower | 3.3967 | 3.3967 |  | 3.6 |  | All used about the same | Daily / Almost Daily | N/A | Bag | 0.8492 |  | 3.057 |  | MT | Single Family | Shower | 1493 | 1882.4 | Single Family | TRUE | FALSE | TRUE | TRUE | TRUE | 6393.8853 | 5754.4968 | Single Family_TRUE | Single Family_FALSE | Single Family_TRUE | Single Family_TRUE | Single Family_TRUE | gt2.5gpm | gt2.5gpmSingle Family_TRUE | gt2.5gpmSingle Family_TRUE
Water_00001116 | SITE_00976 | Room_00003007 | Bathroom_2 | Bathroom | Bathroom Faucet | unknown |  |  |  | Unknown | N/A | N/A | N/A | Bag | 0.796 |  |  | Unknown | MT | Single Family | Bathroom Faucet | 1493 | 1882.4 | Single Family | FALSE | FALSE |  |  |  | 0 | 0 | Single Family_FALSE | Single Family_FALSE | Single Family_ | Single Family_ | Single Family_ | unknown | unknownSingle Family_ | unknownSingle Family_FALSE
Water_00001117 | SITE_00976 | Room_00003007 | Bathroom_2 | Bathroom | Shower / Bathtub combo with diverter valve | 2.5 |  | 2.5 |  | Unknown | All used about the same | Daily / Almost Daily | N/A | Bag | 0.8492 |  |  | Unknown | MT | Single Family | Shower | 1493 | 1882.4 | Single Family | TRUE | TRUE | TRUE | FALSE | FALSE | 4706 | 0 | Single Family_TRUE | Single Family_TRUE | Single Family_TRUE | Single Family_FALSE | Single Family_FALSE | unknown | unknownSingle Family_FALSE | unknownSingle Family_TRUE
Water_00001118 | SITE_00977 | Room_00003031 | Kitchen_1 | Kitchen | Kitchen Faucet | 2.2 | 1.3267 | 2.2 | 1.5 |  | N/A | N/A | N/A | Bag | 0.796 |  | 1.194 |  | MT | Single Family | Kitchen Faucet | 1494 | 1882.4 | Single Family | FALSE | FALSE |  |  |  | 4141.28 | 2247.5856 | Single Family_FALSE | Single Family_FALSE | Single Family_ | Single Family_ | Single Family_ | unknown | unknownSingle Family_ | unknownSingle Family_FALSE
Water_00001119 | SITE_00977 | Room_00003017 | Bathroom_1 | Bathroom | Bathroom Faucet | 1 | 0.88444 | 1 | 1 |  | N/A | N/A | N/A | Bag | 0.796 |  | 0.796 |  | MT | Single Family | Bathroom Faucet | 1494 | 1882.4 | Single Family | FALSE | FALSE |  |  |  | 1882.4 | 1498.3904 | Single Family_FALSE | Single Family_FALSE | Single Family_ | Single Family_ | Single Family_ | unknown | unknownSingle Family_ | unknownSingle Family_FALSE
Water_00001120 | SITE_00977 | Room_00003018 | Bathroom_2 | Bathroom | Bathroom Faucet | 1 | 0.88444 | 1 | 1 |  | N/A | N/A | N/A | Bag | 0.796 |  | 0.796 |  | MT | Single Family | Bathroom Faucet | 1494 | 1882.4 | Single Family | FALSE | FALSE |  |  |  | 1882.4 | 1498.3904 | Single Family_FALSE | Single Family_FALSE | Single Family_ | Single Family_ | Single Family_ | unknown | unknownSingle Family_ | unknownSingle Family_FALSE
Water_00001121 | SITE_00977 | Room_00003018 | Bathroom_2 | Bathroom | Bathroom Faucet | 1 | 0.66333 | 1 | 0.75 |  | N/A | N/A | N/A | Bag | 0.796 |  | 0.597 |  | MT | Single Family | Bathroom Faucet | 1494 | 1882.4 | Single Family | FALSE | FALSE |  |  |  | 1882.4 | 1123.7928 | Single Family_FALSE | Single Family_FALSE | Single Family_ | Single Family_ | Single Family_ | unknown | unknownSingle Family_ | unknownSingle Family_FALSE
Water_00001122 | SITE_00977 | Room_00003018 | Bathroom_2 | Bathroom | Shower / Bathtub combo with diverter valve | 3.3022 | 3.3022 |  | 3.5 |  | Primary | Daily / Almost Daily | N/A | Bag | 0.8492 |  | 2.972 |  | MT | Single Family | Shower | 1494 | 1882.4 | Single Family | TRUE | TRUE | TRUE | TRUE | TRUE | 6216.1031 | 5594.4928 | Single Family_TRUE | Single Family_TRUE | Single Family_TRUE | Single Family_TRUE | Single Family_TRUE | gt2.5gpm | gt2.5gpmSingle Family_TRUE | gt2.5gpmSingle Family_TRUE
Water_00001123 | SITE_00977 | Room_00003019 | Bathroom_3 | Bathroom | Bathroom Faucet | 1 | 0.88444 | 1 | 1 |  | N/A | N/A | N/A | Bag | 0.796 |  | 0.796 |  | MT | Single Family | Bathroom Faucet | 1494 | 1882.4 | Single Family | FALSE | FALSE |  |  |  | 1882.4 | 1498.3904 | Single Family_FALSE | Single Family_FALSE | Single Family_ | Single Family_ | Single Family_ | unknown | unknownSingle Family_ | unknownSingle Family_FALSE
Water_00001124 | SITE_00977 | Room_00003019 | Bathroom_3 | Bathroom | Shower / Bathtub combo with diverter valve | 1.8867 | 1.8867 |  | 2 |  | Secondary | A few times per week | N/A | Bag | 0.8492 |  | 1.698 |  | MT | Single Family | Shower | 1494 | 1882.4 | Single Family | TRUE | TRUE | TRUE | TRUE | TRUE | 3551.4613 | 3196.3152 | Single Family_TRUE | Single Family_TRUE | Single Family_TRUE | Single Family_TRUE | Single Family_TRUE | 2.0gpm | 2.0gpmSingle Family_TRUE | 2.0gpmSingle Family_TRUE
Water_00001125 | SITE_00978 | Room_00003044 | Kitchen_1 | Kitchen | Kitchen Faucet | 1.7689 | 1.7689 |  | 2 |  | N/A | N/A | N/A | Bag | 0.796 |  | 1.592 |  | MT | Single Family | Kitchen Faucet | 1495 | 1882.4 | Single Family | FALSE | FALSE |  |  |  | 3329.7564 | 2996.7808 | Single Family_FALSE | Single Family_FALSE | Single Family_ | Single Family_ | Single Family_ | unknown | unknownSingle Family_ | unknownSingle Family_FALSE
Water_00001126 | SITE_00978 | Room_00003036 | Bathroom_1 | Bathroom | Bathroom Faucet | 1.5922 | 1.5922 |  | 1.8 |  | N/A | N/A | N/A | Bag | 0.796 |  | 1.433 |  | MT | Single Family | Bathroom Faucet | 1495 | 1882.4 | Single Family | FALSE | FALSE |  |  |  | 2997.1991 | 2697.4792 | Single Family_FALSE | Single Family_FALSE | Single Family_ | Single Family_ | Single Family_ | unknown | unknownSingle Family_ | unknownSingle Family_FALSE
Water_00001127 | SITE_00979 | Room_00003052 | Bathroom_1 | Bathroom | Bathroom Faucet | 2.75 | 2.2111 | 2.75 | 2.5 |  | N/A | N/A | N/A | Bag | 0.796 |  | 1.99 |  | MT | Single Family | Bathroom Faucet | 1496 | 1882.4 | Single Family | FALSE | FALSE |  |  |  | 5176.6 | 3745.976 | Single Family_FALSE | Single Family_FALSE | Single Family_ | Single Family_ | Single Family_ | unknown | unknownSingle Family_ | unknownSingle Family_FALSE
Water_00001128 | SITE_00979 | Room_00003052 | Bathroom_1 | Bathroom | Shower | 2.5 | 1.5533 | 2.5 | 1.5 |  | Secondary | A few times per month | N/A | Weir | 0.932 |  | 1.398 |  | MT | Single Family | Shower | 1496 | 1882.4 | Single Family | TRUE | FALSE | TRUE | TRUE | TRUE | 4706 | 2631.5952 | Single Family_TRUE | Single Family_FALSE | Single Family_TRUE | Single Family_TRUE | Single Family_TRUE | 2.5gpm | 2.5gpmSingle Family_TRUE | 2.5gpmSingle Family_TRUE
Water_00001129 | SITE_00979 | Room_00003061 | Kitchen_1 | Kitchen | Kitchen Faucet | 1.8 |  | 1.8 | 1.5 |  | N/A | N/A | N/A | Unknown |  | N/A |  | N/A | MT | Single Family | Kitchen Faucet | 1496 | 1882.4 | Single Family | FALSE | FALSE |  |  |  | 3388.32 | 0 | Single Family_FALSE | Single Family_FALSE | Single Family_ | Single Family_ | Single Family_ | unknown | unknownSingle Family_ | unknownSingle Family_FALSE
Water_00001130 | SITE_00979 | Room_00003053 | Bathroom_2 | Bathroom | Shower | 2.5 | 2.0711 | 2.5 | 2 |  | Primary | Daily / Almost Daily | N/A | Weir | 0.932 |  | 1.864 |  | MT | Single Family | Shower | 1496 | 1882.4 | Single Family | TRUE | FALSE | TRUE | TRUE | TRUE | 4706 | 3508.7936 | Single Family_TRUE | Single Family_FALSE | Single Family_TRUE | Single Family_TRUE | Single Family_TRUE | 2.5gpm | 2.5gpmSingle Family_TRUE | 2.5gpmSingle Family_TRUE
Water_00001131 | SITE_00979 | Room_00003053 | Bathroom_2 | Bathroom | Bathroom Faucet | 2 | 1.9456 | 2 | 2.2 |  | N/A | N/A | N/A | Bag | 0.796 |  | 1.751 |  | MT | Single Family | Bathroom Faucet | 1496 | 1882.4 | Single Family | FALSE | FALSE |  |  |  | 3764.8 | 3296.0824 | Single Family_FALSE | Single Family_FALSE | Single Family_ | Single Family_ | Single Family_ | unknown | unknownSingle Family_ | unknownSingle Family_FALSE
Water_00001132 | SITE_00980 | Room_00003069 | Bathroom_1 | Bathroom | Bathroom Faucet | 1.7689 | 1.7689 |  | 2 |  | N/A | N/A | N/A | Bag | 0.796 |  | 1.592 |  | MT | Single Family | Bathroom Faucet | 1497 | 1882.4 | Single Family | FALSE | FALSE |  |  |  | 3329.7564 | 2996.7808 | Single Family_FALSE | Single Family_FALSE | Single Family_ | Single Family_ | Single Family_ | unknown | unknownSingle Family_ | unknownSingle Family_FALSE
Water_00001133 | SITE_00980 | Room_00003078 | Kitchen_1 | Kitchen | Shower / Bathtub combo with diverter valve | 2 | 2.5478 | 2 | 2.7 |  | Primary | Daily / Almost Daily | N/A | Bag | 0.8492 |  | 2.293 |  | MT | Single Family | Shower | 1497 | 1882.4 | Single Family | TRUE | TRUE | TRUE | TRUE | TRUE | 3764.8 | 4316.3432 | Single Family_TRUE | Single Family_TRUE | Single Family_TRUE | Single Family_TRUE | Single Family_TRUE | 2.0gpm | 2.0gpmSingle Family_TRUE | 2.0gpmSingle Family_TRUE
Water_00001134 | SITE_00981 | Room_00003102 | Kitchen_1 | Kitchen | Kitchen Faucet | 1.5 | 1.3267 | 1.5 | 1.5 |  | N/A | N/A | N/A | Bag | 0.796 |  | 1.194 |  | MT | Single Family | Kitchen Faucet | 1498 | 1882.4 | Single Family | FALSE | FALSE |  |  |  | 2823.6 | 2247.5856 | Single Family_FALSE | Single Family_FALSE | Single Family_ | Single Family_ | Single Family_ | unknown | unknownSingle Family_ | unknownSingle Family_FALSE
Water_00001135 | SITE_00981 | Room_00003088 | Bathroom_1 | Bathroom | Bathroom Faucet | 1.5 |  | 1.5 | 1.5 |  | N/A | N/A | N/A | Unknown |  | N/A |  | N/A | MT | Single Family | Bathroom Faucet | 1498 | 1882.4 | Single Family | FALSE | FALSE |  |  |  | 2823.6 | 0 | Single Family_FALSE | Single Family_FALSE | Single Family_ | Single Family_ | Single Family_ | unknown | unknownSingle Family_ | unknownSingle Family_FALSE
Water_00001136 | SITE_00981 | Room_00003088 | Bathroom_1 | Bathroom | Shower / Bathtub combo with diverter valve | unknown |  |  | 3 |  | Primary | Daily / Almost Daily | N/A | Unknown |  | N/A |  | N/A | MT | Single Family | Shower | 1498 | 1882.4 | Single Family | TRUE | TRUE | FALSE | FALSE | FALSE | 0 | 0 | Single Family_TRUE | Single Family_TRUE | Single Family_FALSE | Single Family_FALSE | Single Family_FALSE | unknown | unknownSingle Family_FALSE | unknownSingle Family_TRUE
Water_00001137 | SITE_00981 | Room_00003089 | Bathroom_2 | Bathroom | Bathroom Faucet | 1.5 |  | 1.5 | 1.5 |  | N/A | N/A | N/A | Unknown |  | N/A |  | N/A | MT | Single Family | Bathroom Faucet | 1498 | 1882.4 | Single Family | FALSE | FALSE |  |  |  | 2823.6 | 0 | Single Family_FALSE | Single Family_FALSE | Single Family_ | Single Family_ | Single Family_ | unknown | unknownSingle Family_ | unknownSingle Family_FALSE
Water_00001138 | SITE_00981 | Room_00003089 | Bathroom_2 | Bathroom | Shower | unknown |  |  | 3 |  | Secondary | A few times per year | N/A | Unknown |  | N/A |  | N/A | MT | Single Family | Shower | 1498 | 1882.4 | Single Family | TRUE | FALSE | FALSE | FALSE | FALSE | 0 | 0 | Single Family_TRUE | Single Family_FALSE | Single Family_FALSE | Single Family_FALSE | Single Family_FALSE | unknown | unknownSingle Family_FALSE | unknownSingle Family_TRUE
Water_00001139 | SITE_00982 | Room_00003117 | Kitchen_1 | Kitchen | Kitchen Faucet | 2 | 2.6533 | 2 | 3 |  | N/A | N/A | N/A | Bag | 0.796 |  | 2.388 |  | MT | Single Family | Kitchen Faucet | 1499 | 1882.4 | Single Family | FALSE | FALSE |  |  |  | 3764.8 | 4495.1712 | Single Family_FALSE | Single Family_FALSE | Single Family_ | Single Family_ | Single Family_ | unknown | unknownSingle Family_ | unknownSingle Family_FALSE
Water_00001140 | SITE_00982 | Room_00003110 | Bathroom_2 | Bathroom | Bathroom Faucet | 1.5 | 2.2111 | 1.5 | 2.5 |  | N/A | N/A | N/A | Bag | 0.796 |  | 1.99 |  | MT | Single Family | Bathroom Faucet | 1499 | 1882.4 | Single Family | FALSE | FALSE |  |  |  | 2823.6 | 3745.976 | Single Family_FALSE | Single Family_FALSE | Single Family_ | Single Family_ | Single Family_ | unknown | unknownSingle Family_ | unknownSingle Family_FALSE
Water_00001141 | SITE_00982 | Room_00003110 | Bathroom_2 | Bathroom | Shower | 2 |  | 2 |  | Unknown | Secondary | A few times per year | Shower contains curtains and carpet | Bag | 0.8492 |  |  | Unknown | MT | Single Family | Shower | 1499 | 1882.4 | Single Family | TRUE | FALSE | TRUE | FALSE | FALSE | 3764.8 | 0 | Single Family_TRUE | Single Family_FALSE | Single Family_TRUE | Single Family_FALSE | Single Family_FALSE | unknown | unknownSingle Family_FALSE | unknownSingle Family_TRUE
Water_00001142 | SITE_00982 | Room_00003111 | Bathroom_6 | Bathroom | Bathroom Faucet | 1.5 | 2.2111 | 1.5 | 2.5 |  | N/A | N/A | N/A | Bag | 0.796 |  | 1.99 |  | MT | Single Family | Bathroom Faucet | 1499 | 1882.4 | Single Family | FALSE | FALSE |  |  |  | 2823.6 | 3745.976 | Single Family_FALSE | Single Family_FALSE | Single Family_ | Single Family_ | Single Family_ | unknown | unknownSingle Family_ | unknownSingle Family_FALSE
Water_00001143 | SITE_00982 | Room_00003111 | Bathroom_6 | Bathroom | Shower / Bathtub combo with diverter valve | unknown |  |  |  | Unknown | Primary | A few times per week | Showerhead too large for bucket, unable to measure flow. | Weir | 0.932 |  |  | Unknown | MT | Single Family | Shower | 1499 | 1882.4 | Single Family | TRUE | TRUE | FALSE | FALSE | FALSE | 0 | 0 | Single Family_TRUE | Single Family_TRUE | Single Family_FALSE | Single Family_FALSE | Single Family_FALSE | unknown | unknownSingle Family_FALSE | unknownSingle Family_TRUE
Water_00001144 | SITE_00983 | Room_00003131 | Kitchen_1 | Kitchen | Kitchen Faucet | 2 | 2.6533 | 2 | 3 |  | N/A | N/A | N/A | Bag | 0.796 |  | 2.388 |  | MT | Single Family | Kitchen Faucet | 1500 | 1882.4 | Single Family | FALSE | FALSE |  |  |  | 3764.8 | 4495.1712 | Single Family_FALSE | Single Family_FALSE | Single Family_ | Single Family_ | Single Family_ | unknown | unknownSingle Family_ | unknownSingle Family_FALSE
Water_00001145 | SITE_00983 | Room_00003122 | Bathroom_1 | Bathroom | Bathroom Faucet | unknown |  |  | 0.5 |  | N/A | N/A | N/A | Unknown |  | N/A |  | N/A | MT | Single Family | Bathroom Faucet | 1500 | 1882.4 | Single Family | FALSE | FALSE |  |  |  | 0 | 0 | Single Family_FALSE | Single Family_FALSE | Single Family_ | Single Family_ | Single Family_ | unknown | unknownSingle Family_ | unknownSingle Family_FALSE
Water_00001146 | SITE_00983 | Room_00003122 | Bathroom_1 | Bathroom | Shower / Bathtub combo with diverter valve | unknown |  |  | 3 |  | Primary | Daily / Almost Daily | N/A | Unknown |  | N/A |  | N/A | MT | Single Family | Shower | 1500 | 1882.4 | Single Family | TRUE | TRUE | FALSE | FALSE | FALSE | 0 | 0 | Single Family_TRUE | Single Family_TRUE | Single Family_FALSE | Single Family_FALSE | Single Family_FALSE | unknown | unknownSingle Family_FALSE | unknownSingle Family_TRUE
Water_00001147 | SITE_00983 | Room_00003133 | Other_1 | Other | Kitchen Faucet | 2.2 | 1.3267 | 2.2 | 1.5 |  | N/A | N/A | N/A | Bag | 0.796 |  | 1.194 |  | MT | Single Family | Kitchen Faucet | 1500 | 1882.4 | Single Family | FALSE | FALSE |  |  |  | 4141.28 | 2247.5856 | Single Family_FALSE | Single Family_FALSE | Single Family_ | Single Family_ | Single Family_ | unknown | unknownSingle Family_ | unknownSingle Family_FALSE
Water_00001148 | SITE_00984 | Room_00003136 | Bathroom_1 | Bathroom | Bathroom Faucet | 2.2 | 1.7689 | 2.2 | 2 |  | N/A | N/A | N/A | Bag | 0.796 |  | 1.592 |  | MT | Manufactured | Bathroom Faucet | 1501 | 765.84 | Manufactured | FALSE | FALSE |  |  |  | 1684.848 | 1219.2173 | Manufactured_FALSE | Manufactured_FALSE | Manufactured_ | Manufactured_ | Manufactured_ | unknown | unknownManufactured_ | unknownManufactured_FALSE
Water_00001149 | SITE_00984 | Room_00003136 | Bathroom_1 | Bathroom | Shower | 2.5 |  | 2.5 | 1.6 |  | Primary | Daily / Almost Daily | N/A | Unknown |  | N/A |  | N/A | MT | Manufactured | Shower | 1501 | 765.84 | Manufactured | TRUE | FALSE | TRUE | FALSE | FALSE | 1914.6 | 0 | Manufactured_TRUE | Manufactured_FALSE | Manufactured_TRUE | Manufactured_FALSE | Manufactured_FALSE | unknown | unknownManufactured_FALSE | unknownManufactured_TRUE
Water_00001150 | SITE_00984 | Room_00003136 | Bathroom_1 | Bathroom | Bathroom Faucet | 2.2 | 1.3267 | 2.2 | 1.5 |  | N/A | N/A | N/A | Bag | 0.796 |  | 1.194 |  | MT | Manufactured | Bathroom Faucet | 1501 | 765.84 | Manufactured | FALSE | FALSE |  |  |  | 1684.848 | 914.413 | Manufactured_FALSE | Manufactured_FALSE | Manufactured_ | Manufactured_ | Manufactured_ | unknown | unknownManufactured_ | unknownManufactured_FALSE
Water_00001151 | SITE_00984 | Room_00003143 | Living Room_1 | Living Room | Kitchen Faucet | unknown |  |  | 3.8 |  | N/A | N/A | N/A | Unknown |  | N/A |  | N/A | MT | Manufactured | Kitchen Faucet | 1501 | 765.84 | Manufactured | FALSE | FALSE |  |  |  | 0 | 0 | Manufactured_FALSE | Manufactured_FALSE | Manufactured_ | Manufactured_ | Manufactured_ | unknown | unknownManufactured_ | unknownManufactured_FALSE
Water_00001152 | SITE_00984 | Room_00003137 | Bathroom_6 | Bathroom | Bathroom Faucet | unknown |  |  |  | Unknown | N/A | N/A | Sink does not drain, cant measure flow | Bag | 0.796 |  |  | Unknown | MT | Manufactured | Bathroom Faucet | 1501 | 765.84 | Manufactured | FALSE | FALSE |  |  |  | 0 | 0 | Manufactured_FALSE | Manufactured_FALSE | Manufactured_ | Manufactured_ | Manufactured_ | unknown | unknownManufactured_ | unknownManufactured_FALSE
Water_00001153 | SITE_00984 | Room_00003137 | Bathroom_6 | Bathroom | Shower / Bathtub combo with diverter valve | 2.5 |  | 2.5 |  | Unknown | Unknown | A few times per year | Litter box in shower, could not measure flow | Weir | 0.932 |  |  | Unknown | MT | Manufactured | Shower | 1501 | 765.84 | Manufactured | TRUE | TRUE | TRUE | FALSE | FALSE | 1914.6 | 0 | Manufactured_TRUE | Manufactured_TRUE | Manufactured_TRUE | Manufactured_FALSE | Manufactured_FALSE | unknown | unknownManufactured_FALSE | unknownManufactured_TRUE
Water_00001154 | SITE_00985 | Room_00003146 | Bathroom_1 | Bathroom | Bathroom Faucet | 2.2 |  | 2.2 |  | Unknown | N/A | N/A | N/A | Bag | 0.796 |  |  | Unknown | MT | Single Family | Bathroom Faucet | 1502 | 1882.4 | Single Family | FALSE | FALSE |  |  |  | 4141.28 | 0 | Single Family_FALSE | Single Family_FALSE | Single Family_ | Single Family_ | Single Family_ | unknown | unknownSingle Family_ | unknownSingle Family_FALSE
Water_00001155 | SITE_00985 | Room_00003146 | Bathroom_1 | Bathroom | Bathroom Faucet | 2.2 | 2.2111 | 2.2 | 2.5 |  | N/A | N/A | N/A | Bag | 0.796 |  | 1.99 |  | MT | Single Family | Bathroom Faucet | 1502 | 1882.4 | Single Family | FALSE | FALSE |  |  |  | 4141.28 | 3745.976 | Single Family_FALSE | Single Family_FALSE | Single Family_ | Single Family_ | Single Family_ | unknown | unknownSingle Family_ | unknownSingle Family_FALSE
Water_00001156 | SITE_00985 | Room_00003146 | Bathroom_1 | Bathroom | Shower | 2.5 |  | 2.5 | 2.2 |  | Primary | Unknown | N/A | Unknown |  | N/A |  | N/A | MT | Single Family | Shower | 1502 | 1882.4 | Single Family | TRUE | FALSE | TRUE | FALSE | FALSE | 4706 | 0 | Single Family_TRUE | Single Family_FALSE | Single Family_TRUE | Single Family_FALSE | Single Family_FALSE | unknown | unknownSingle Family_FALSE | unknownSingle Family_TRUE
Water_00001157 | SITE_00985 | Room_00003147 | Bathroom_2 | Bathroom | Bathroom Faucet | 2.2 | 2.2111 | 2.2 | 2.5 |  | N/A | N/A | N/A | Bag | 0.796 |  | 1.99 |  | MT | Single Family | Bathroom Faucet | 1502 | 1882.4 | Single Family | FALSE | FALSE |  |  |  | 4141.28 | 3745.976 | Single Family_FALSE | Single Family_FALSE | Single Family_ | Single Family_ | Single Family_ | unknown | unknownSingle Family_ | unknownSingle Family_FALSE
Water_00001158 | SITE_00985 | Room_00003147 | Bathroom_2 | Bathroom | Shower / Bathtub combo with diverter valve | 2.5 |  | 2.5 | 2.6 |  | Secondary | A few times per year | N/A | Unknown |  | N/A |  | N/A | MT | Single Family | Shower | 1502 | 1882.4 | Single Family | TRUE | TRUE | TRUE | FALSE | FALSE | 4706 | 0 | Single Family_TRUE | Single Family_TRUE | Single Family_TRUE | Single Family_FALSE | Single Family_FALSE | unknown | unknownSingle Family_FALSE | unknownSingle Family_TRUE
Water_00001159 | SITE_00985 | Room_00003159 | Kitchen_1 | Kitchen | Kitchen Faucet | 2.2 | 2.2111 | 2.2 | 2.5 |  | N/A | N/A | N/A | Bag | 0.796 |  | 1.99 |  | MT | Single Family | Kitchen Faucet | 1502 | 1882.4 | Single Family | FALSE | FALSE |  |  |  | 4141.28 | 3745.976 | Single Family_FALSE | Single Family_FALSE | Single Family_ | Single Family_ | Single Family_ | unknown | unknownSingle Family_ | unknownSingle Family_FALSE
Water_00001160 | SITE_00985 | Room_00003148 | Bathroom_3 | Bathroom | Bathroom Faucet | 2.2 | 2.2111 | 2.2 | 2.5 |  | N/A | N/A | N/A | Bag | 0.796 |  | 1.99 |  | MT | Single Family | Bathroom Faucet | 1502 | 1882.4 | Single Family | FALSE | FALSE |  |  |  | 4141.28 | 3745.976 | Single Family_FALSE | Single Family_FALSE | Single Family_ | Single Family_ | Single Family_ | unknown | unknownSingle Family_ | unknownSingle Family_FALSE
Water_00001161 | SITE_00985 | Room_00003148 | Bathroom_3 | Bathroom | Shower | 2.5 |  | 2.5 | 3 |  | Unknown | A few times per year | N/A | Unknown |  | N/A |  | N/A | MT | Single Family | Shower | 1502 | 1882.4 | Single Family | TRUE | FALSE | TRUE | FALSE | FALSE | 4706 | 0 | Single Family_TRUE | Single Family_FALSE | Single Family_TRUE | Single Family_FALSE | Single Family_FALSE | unknown | unknownSingle Family_FALSE | unknownSingle Family_TRUE
Water_00001162 | SITE_00986 | Room_00003170 | Bedroom_3 | Bedroom | Shower / Bathtub combo with diverter valve | 2 | 1.8644 | 2 | 1.8 |  | Secondary | A few times per month | Walk-in tub with handheld showerhead. | Weir | 0.932 |  | 1.678 |  | MT | Single Family | Shower | 1503 | 1882.4 | Single Family | TRUE | TRUE | TRUE | TRUE | TRUE | 3764.8 | 3158.6672 | Single Family_TRUE | Single Family_TRUE | Single Family_TRUE | Single Family_TRUE | Single Family_TRUE | 2.0gpm | 2.0gpmSingle Family_TRUE | 2.0gpmSingle Family_TRUE
Water_00001163 | SITE_00986 | Room_00003167 | Bathroom_1 | Bathroom | Shower | unknown |  |  |  | Unknown | Primary | Daily / Almost Daily | Unable to measure flow due to huge showerhead. | Weir | 0.932 |  |  | Unknown | MT | Single Family | Shower | 1503 | 1882.4 | Single Family | TRUE | FALSE | FALSE | FALSE | FALSE | 0 | 0 | Single Family_TRUE | Single Family_FALSE | Single Family_FALSE | Single Family_FALSE | Single Family_FALSE | unknown | unknownSingle Family_FALSE | unknownSingle Family_TRUE
Water_00001164 | SITE_00986 | Room_00003167 | Bathroom_1 | Bathroom | Bathroom Faucet | 1.15 | 1.15 |  | 1.3 |  | N/A | N/A | N/A | Bag | 0.796 |  | 1.035 |  | MT | Single Family | Bathroom Faucet | 1503 | 1882.4 | Single Family | FALSE | FALSE |  |  |  | 2164.76 | 1948.284 | Single Family_FALSE | Single Family_FALSE | Single Family_ | Single Family_ | Single Family_ | unknown | unknownSingle Family_ | unknownSingle Family_FALSE
Water_00001165 | SITE_00986 | Room_00003174 | Kitchen_1 | Kitchen | Kitchen Faucet | 2.2 |  | 2.2 | 2 |  | N/A | N/A | N/A | Unknown |  | N/A |  | N/A | MT | Single Family | Kitchen Faucet | 1503 | 1882.4 | Single Family | FALSE | FALSE |  |  |  | 4141.28 | 0 | Single Family_FALSE | Single Family_FALSE | Single Family_ | Single Family_ | Single Family_ | unknown | unknownSingle Family_ | unknownSingle Family_FALSE
Water_00001166 | SITE_00987 | Room_00003182 | Bathroom_1 | Bathroom | Bathroom Faucet | 2.2 | 2.0344 | 2.2 | 2.3 |  | N/A | N/A | N/A | Bag | 0.796 |  | 1.831 |  | MT | Manufactured | Bathroom Faucet | 1504 | 765.84 | Manufactured | FALSE | FALSE |  |  |  | 1684.848 | 1402.253 | Manufactured_FALSE | Manufactured_FALSE | Manufactured_ | Manufactured_ | Manufactured_ | unknown | unknownManufactured_ | unknownManufactured_FALSE
Water_00001167 | SITE_00987 | Room_00003182 | Bathroom_1 | Bathroom | Shower / Bathtub combo with diverter valve | 2 | 1.6567 | 2 | 1.6 |  | Secondary | A few times per week | N/A | Weir | 0.932 |  | 1.491 |  | MT | Manufactured | Shower | 1504 | 765.84 | Manufactured | TRUE | TRUE | TRUE | TRUE | TRUE | 1531.68 | 1141.8674 | Manufactured_TRUE | Manufactured_TRUE | Manufactured_TRUE | Manufactured_TRUE | Manufactured_TRUE | 2.0gpm | 2.0gpmManufactured_TRUE | 2.0gpmManufactured_TRUE
Water_00001168 | SITE_00987 | Room_00003194 | Kitchen_1 | Kitchen | Kitchen Faucet | unknown |  |  | 1.4 |  | N/A | N/A | N/A | Unknown |  | N/A |  | N/A | MT | Manufactured | Kitchen Faucet | 1504 | 765.84 | Manufactured | FALSE | FALSE |  |  |  | 0 | 0 | Manufactured_FALSE | Manufactured_FALSE | Manufactured_ | Manufactured_ | Manufactured_ | unknown | unknownManufactured_ | unknownManufactured_FALSE
Water_00001169 | SITE_00987 | Room_00003183 | Bathroom_2 | Bathroom | Bathroom Faucet | 2.2 | 1.9456 | 2.2 | 2.2 |  | N/A | N/A | N/A | Bag | 0.796 |  | 1.751 |  | MT | Manufactured | Bathroom Faucet | 1504 | 765.84 | Manufactured | FALSE | FALSE |  |  |  | 1684.848 | 1340.9858 | Manufactured_FALSE | Manufactured_FALSE | Manufactured_ | Manufactured_ | Manufactured_ | unknown | unknownManufactured_ | unknownManufactured_FALSE
Water_00001170 | SITE_00987 | Room_00003183 | Bathroom_2 | Bathroom | Bathroom Faucet | 2.2 | 1.8578 | 2.2 | 2.1 |  | N/A | N/A | N/A | Bag | 0.796 |  | 1.672 |  | MT | Manufactured | Bathroom Faucet | 1504 | 765.84 | Manufactured | FALSE | FALSE |  |  |  | 1684.848 | 1280.4845 | Manufactured_FALSE | Manufactured_FALSE | Manufactured_ | Manufactured_ | Manufactured_ | unknown | unknownManufactured_ | unknownManufactured_FALSE
Water_00001171 | SITE_00987 | Room_00003183 | Bathroom_2 | Bathroom | Shower / Bathtub combo with diverter valve | 1.5533 | 1.5533 |  | 1.5 |  | Primary | Daily / Almost Daily | N/A | Weir | 0.932 |  | 1.398 |  | MT | Manufactured | Shower | 1504 | 765.84 | Manufactured | TRUE | TRUE | TRUE | TRUE | TRUE | 1189.6048 | 1070.6443 | Manufactured_TRUE | Manufactured_TRUE | Manufactured_TRUE | Manufactured_TRUE | Manufactured_TRUE | 1.8gpm | 1.8gpmManufactured_TRUE | 1.8gpmManufactured_TRUE
Water_00001172 | SITE_00987 | Room_00003184 | Bathroom_3 | Bathroom | Bathroom Faucet | 1.5 | 1.3267 | 1.5 | 1.5 |  | N/A | N/A | N/A | Bag | 0.796 |  | 1.194 |  | MT | Manufactured | Bathroom Faucet | 1504 | 765.84 | Manufactured | FALSE | FALSE |  |  |  | 1148.76 | 914.413 | Manufactured_FALSE | Manufactured_FALSE | Manufactured_ | Manufactured_ | Manufactured_ | unknown | unknownManufactured_ | unknownManufactured_FALSE
Water_00001173 | SITE_00987 | Room_00003184 | Bathroom_3 | Bathroom | Shower / Bathtub combo with diverter valve | 2.5 | 1.5533 | 2.5 | 1.5 |  | Secondary | A few times per month | N/A | Weir | 0.932 |  | 1.398 |  | MT | Manufactured | Shower | 1504 | 765.84 | Manufactured | TRUE | TRUE | TRUE | TRUE | TRUE | 1914.6 | 1070.6443 | Manufactured_TRUE | Manufactured_TRUE | Manufactured_TRUE | Manufactured_TRUE | Manufactured_TRUE | 2.5gpm | 2.5gpmManufactured_TRUE | 2.5gpmManufactured_TRUE
Water_00001174 | SITE_00988 | Room_00003202 | Bathroom_1 | Bathroom | Bathroom Faucet | 2.2 | 1.3267 | 2.2 | 1.5 |  | N/A | N/A | N/A | Bag | 0.796 |  | 1.194 |  | MT | Single Family | Bathroom Faucet | 1505 | 1882.4 | Single Family | FALSE | FALSE |  |  |  | 4141.28 | 2247.5856 | Single Family_FALSE | Single Family_FALSE | Single Family_ | Single Family_ | Single Family_ | unknown | unknownSingle Family_ | unknownSingle Family_FALSE
Water_00001175 | SITE_00988 | Room_00003203 | Bathroom_2 | Bathroom | Bathroom Faucet | 2.83 | 2.83 |  | 3.2 |  | N/A | N/A | N/A | Bag | 0.796 |  | 2.547 |  | MT | Single Family | Bathroom Faucet | 1505 | 1882.4 | Single Family | FALSE | FALSE |  |  |  | 5327.192 | 4794.4728 | Single Family_FALSE | Single Family_FALSE | Single Family_ | Single Family_ | Single Family_ | unknown | unknownSingle Family_ | unknownSingle Family_FALSE
Water_00001176 | SITE_00988 | Room_00003203 | Bathroom_2 | Bathroom | Shower / Bathtub combo with diverter valve | 3.3022 | 3.3022 |  | 3.5 |  | Secondary | A few times per month | N/A | Bag | 0.8492 |  | 2.972 |  | MT | Single Family | Shower | 1505 | 1882.4 | Single Family | TRUE | TRUE | TRUE | TRUE | TRUE | 6216.1031 | 5594.4928 | Single Family_TRUE | Single Family_TRUE | Single Family_TRUE | Single Family_TRUE | Single Family_TRUE | gt2.5gpm | gt2.5gpmSingle Family_TRUE | gt2.5gpmSingle Family_TRUE
Water_00001177 | SITE_00988 | Room_00003215 | Kitchen_1 | Kitchen | Kitchen Faucet | 1.7689 | 1.7689 |  | 2 |  | N/A | N/A | N/A | Bag | 0.796 |  | 1.592 |  | MT | Single Family | Kitchen Faucet | 1505 | 1882.4 | Single Family | FALSE | FALSE |  |  |  | 3329.7564 | 2996.7808 | Single Family_FALSE | Single Family_FALSE | Single Family_ | Single Family_ | Single Family_ | unknown | unknownSingle Family_ | unknownSingle Family_FALSE
Water_00001178 | SITE_00988 | Room_00003204 | Bathroom_3 | Bathroom | Bathroom Faucet | 1.5 | 1.3267 | 1.5 | 1.5 |  | N/A | N/A | N/A | Bag | 0.796 |  | 1.194 |  | MT | Single Family | Bathroom Faucet | 1505 | 1882.4 | Single Family | FALSE | FALSE |  |  |  | 2823.6 | 2247.5856 | Single Family_FALSE | Single Family_FALSE | Single Family_ | Single Family_ | Single Family_ | unknown | unknownSingle Family_ | unknownSingle Family_FALSE
Water_00001179 | SITE_00988 | Room_00003204 | Bathroom_3 | Bathroom | Bathroom Faucet | 1.5 | 1.3267 | 1.5 | 1.5 |  | N/A | N/A | N/A | Bag | 0.796 |  | 1.194 |  | MT | Single Family | Bathroom Faucet | 1505 | 1882.4 | Single Family | FALSE | FALSE |  |  |  | 2823.6 | 2247.5856 | Single Family_FALSE | Single Family_FALSE | Single Family_ | Single Family_ | Single Family_ | unknown | unknownSingle Family_ | unknownSingle Family_FALSE
Water_00001180 | SITE_00988 | Room_00003204 | Bathroom_3 | Bathroom | Shower | 2.8311 | 2.8311 |  | 3 |  | Primary | Daily / Almost Daily | N/A | Bag | 0.8492 |  | 2.548 |  | MT | Single Family | Shower | 1505 | 1882.4 | Single Family | TRUE | FALSE | TRUE | TRUE | TRUE | 5329.2836 | 4796.3552 | Single Family_TRUE | Single Family_FALSE | Single Family_TRUE | Single Family_TRUE | Single Family_TRUE | gt2.5gpm | gt2.5gpmSingle Family_TRUE | gt2.5gpmSingle Family_TRUE
Water_00001181 | SITE_00990 | Room_00003240 | Kitchen_1 | Kitchen | Kitchen Faucet | unknown |  |  | 2.25 |  | N/A | N/A | N/A | Unknown |  | N/A |  | N/A | MT | Single Family | Kitchen Faucet | 1507 | 1882.4 | Single Family | FALSE | FALSE |  |  |  | 0 | 0 | Single Family_FALSE | Single Family_FALSE | Single Family_ | Single Family_ | Single Family_ | unknown | unknownSingle Family_ | unknownSingle Family_FALSE
Water_00001182 | SITE_00990 | Room_00003223 | Bathroom_1 | Bathroom | Bathroom Faucet | 2 |  | 2 | 2.5 |  | N/A | N/A | N/A | Unknown |  | N/A |  | N/A | MT | Single Family | Bathroom Faucet | 1507 | 1882.4 | Single Family | FALSE | FALSE |  |  |  | 3764.8 | 0 | Single Family_FALSE | Single Family_FALSE | Single Family_ | Single Family_ | Single Family_ | unknown | unknownSingle Family_ | unknownSingle Family_FALSE
Water_00001183 | SITE_00990 | Room_00003223 | Bathroom_1 | Bathroom | Bathroom Faucet | 2 |  | 2 | 2.5 |  | N/A | N/A | N/A | Unknown |  | N/A |  | N/A | MT | Single Family | Bathroom Faucet | 1507 | 1882.4 | Single Family | FALSE | FALSE |  |  |  | 3764.8 | 0 | Single Family_FALSE | Single Family_FALSE | Single Family_ | Single Family_ | Single Family_ | unknown | unknownSingle Family_ | unknownSingle Family_FALSE
Water_00001184 | SITE_00990 | Room_00003223 | Bathroom_1 | Bathroom | Shower | unknown |  |  | 3.2 |  | Primary | Daily / Almost Daily | N/A | Unknown |  | N/A |  | N/A | MT | Single Family | Shower | 1507 | 1882.4 | Single Family | TRUE | FALSE | FALSE | FALSE | FALSE | 0 | 0 | Single Family_TRUE | Single Family_FALSE | Single Family_FALSE | Single Family_FALSE | Single Family_FALSE | unknown | unknownSingle Family_FALSE | unknownSingle Family_TRUE
Water_00001185 | SITE_00990 | Room_00003224 | Bathroom_2 | Bathroom | Bathroom Faucet | 2 |  | 2 | 2.25 |  | N/A | N/A | N/A | Unknown |  | N/A |  | N/A | MT | Single Family | Bathroom Faucet | 1507 | 1882.4 | Single Family | FALSE | FALSE |  |  |  | 3764.8 | 0 | Single Family_FALSE | Single Family_FALSE | Single Family_ | Single Family_ | Single Family_ | unknown | unknownSingle Family_ | unknownSingle Family_FALSE
Water_00001186 | SITE_00990 | Room_00003225 | Bathroom_3 | Bathroom | Bathroom Faucet | 2 |  | 2 | 2.3 |  | N/A | N/A | N/A | Unknown |  | N/A |  | N/A | MT | Single Family | Bathroom Faucet | 1507 | 1882.4 | Single Family | FALSE | FALSE |  |  |  | 3764.8 | 0 | Single Family_FALSE | Single Family_FALSE | Single Family_ | Single Family_ | Single Family_ | unknown | unknownSingle Family_ | unknownSingle Family_FALSE
Water_00001187 | SITE_00990 | Room_00003226 | Bathroom_4 | Bathroom | Bathroom Faucet | 2 |  | 2 | 2.3 |  | N/A | N/A | N/A | Unknown |  | N/A |  | N/A | MT | Single Family | Bathroom Faucet | 1507 | 1882.4 | Single Family | FALSE | FALSE |  |  |  | 3764.8 | 0 | Single Family_FALSE | Single Family_FALSE | Single Family_ | Single Family_ | Single Family_ | unknown | unknownSingle Family_ | unknownSingle Family_FALSE
Water_00001188 | SITE_00990 | Room_00003226 | Bathroom_4 | Bathroom | Shower / Bathtub combo with diverter valve | 2.5 |  | 2.5 | 3 |  | Secondary | Daily / Almost Daily | N/A | Unknown |  | N/A |  | N/A | MT | Single Family | Shower | 1507 | 1882.4 | Single Family | TRUE | TRUE | TRUE | FALSE | FALSE | 4706 | 0 | Single Family_TRUE | Single Family_TRUE | Single Family_TRUE | Single Family_FALSE | Single Family_FALSE | unknown | unknownSingle Family_FALSE | unknownSingle Family_TRUE
Water_00001189 | SITE_00992 | Room_00003259 | Kitchen_1 | Kitchen | Kitchen Faucet | unknown |  |  | 2.8 |  | N/A | N/A | N/A | Unknown |  | N/A |  | N/A | MT | Single Family | Kitchen Faucet | 1508 | 1882.4 | Single Family | FALSE | FALSE |  |  |  | 0 | 0 | Single Family_FALSE | Single Family_FALSE | Single Family_ | Single Family_ | Single Family_ | unknown | unknownSingle Family_ | unknownSingle Family_FALSE
Water_00001190 | SITE_00992 | Room_00003248 | Bathroom_1 | Bathroom | Bathroom Faucet | 1.4156 | 1.4156 |  | 1.6 |  | N/A | N/A | N/A | Bag | 0.796 |  | 1.274 |  | MT | Single Family | Bathroom Faucet | 1508 | 1882.4 | Single Family | FALSE | FALSE |  |  |  | 2664.6418 | 2398.1776 | Single Family_FALSE | Single Family_FALSE | Single Family_ | Single Family_ | Single Family_ | unknown | unknownSingle Family_ | unknownSingle Family_FALSE
Water_00001191 | SITE_00992 | Room_00003248 | Bathroom_1 | Bathroom | Shower / Bathtub combo with diverter valve | 2.5 |  | 2.5 | 1.9 |  | Primary | Daily / Almost Daily | N/A | Unknown |  | N/A |  | N/A | MT | Single Family | Shower | 1508 | 1882.4 | Single Family | TRUE | TRUE | TRUE | FALSE | FALSE | 4706 | 0 | Single Family_TRUE | Single Family_TRUE | Single Family_TRUE | Single Family_FALSE | Single Family_FALSE | unknown | unknownSingle Family_FALSE | unknownSingle Family_TRUE
Water_00001192 | SITE_00993 | Room_00003265 | Bathroom_1 | Bathroom | Bathroom Faucet | 2.2 | 3.98 | 2.2 | 4.5 |  | N/A | N/A | N/A | Bag | 0.796 |  | 3.582 |  | MT | Single Family | Bathroom Faucet | 1509 | 1882.4 | Single Family | FALSE | FALSE |  |  |  | 4141.28 | 6742.7568 | Single Family_FALSE | Single Family_FALSE | Single Family_ | Single Family_ | Single Family_ | unknown | unknownSingle Family_ | unknownSingle Family_FALSE
Water_00001193 | SITE_00993 | Room_00003265 | Bathroom_1 | Bathroom | Shower / Bathtub combo with diverter valve | 2.5 | 3.0667 | 2.5 | 3.25 |  | Primary | Daily / Almost Daily | N/A | Bag | 0.8492 |  | 2.76 |  | MT | Single Family | Shower | 1509 | 1882.4 | Single Family | TRUE | TRUE | TRUE | TRUE | TRUE | 4706 | 5195.424 | Single Family_TRUE | Single Family_TRUE | Single Family_TRUE | Single Family_TRUE | Single Family_TRUE | 2.5gpm | 2.5gpmSingle Family_TRUE | 2.5gpmSingle Family_TRUE
Water_00001194 | SITE_00993 | Room_00003279 | Kitchen_1 | Kitchen | Kitchen Faucet | 1.8 | 1.7689 | 1.8 | 2 |  | N/A | N/A | N/A | Bag | 0.796 |  | 1.592 |  | MT | Single Family | Kitchen Faucet | 1509 | 1882.4 | Single Family | FALSE | FALSE |  |  |  | 3388.32 | 2996.7808 | Single Family_FALSE | Single Family_FALSE | Single Family_ | Single Family_ | Single Family_ | unknown | unknownSingle Family_ | unknownSingle Family_FALSE
Water_00001195 | SITE_00993 | Room_00003266 | Bathroom_2 | Bathroom | Bathroom Faucet | unknown |  |  |  | Unknown | N/A | N/A | Greater than 5 gpm - unable to measure | Bag | 0.796 |  |  | Unknown | MT | Single Family | Bathroom Faucet | 1509 | 1882.4 | Single Family | FALSE | FALSE |  |  |  | 0 | 0 | Single Family_FALSE | Single Family_FALSE | Single Family_ | Single Family_ | Single Family_ | unknown | unknownSingle Family_ | unknownSingle Family_FALSE
Water_00001196 | SITE_00993 | Room_00003266 | Bathroom_2 | Bathroom | Shower | 2.5 |  | 2.5 |  | Unknown | Secondary | A few times per year | Unable to turn on. Knob broken/stuck | Bag | 0.8492 |  |  | Unknown | MT | Single Family | Shower | 1509 | 1882.4 | Single Family | TRUE | FALSE | TRUE | FALSE | FALSE | 4706 | 0 | Single Family_TRUE | Single Family_FALSE | Single Family_TRUE | Single Family_FALSE | Single Family_FALSE | unknown | unknownSingle Family_FALSE | unknownSingle Family_TRUE
Water_00001197 | SITE_00994 | Room_00003283 | Bathroom_1 | Bathroom | Bathroom Faucet | 1.2378 | 1.2378 |  | 1.4 |  | N/A | N/A | N/A | Bag | 0.796 |  | 1.114 |  | MT | Single Family | Bathroom Faucet | 1510 | 1882.4 | Single Family | FALSE | FALSE |  |  |  | 2329.9929 | 2096.9936 | Single Family_FALSE | Single Family_FALSE | Single Family_ | Single Family_ | Single Family_ | unknown | unknownSingle Family_ | unknownSingle Family_FALSE
Water_00001198 | SITE_00994 | Room_00003284 | Bedroom_1 | Bedroom | Kitchen Faucet | 2.0344 | 2.0344 |  | 2.3 |  | N/A | N/A | N/A | Bag | 0.796 |  | 1.831 |  | MT | Single Family | Kitchen Faucet | 1510 | 1882.4 | Single Family | FALSE | FALSE |  |  |  | 3829.6382 | 3446.6744 | Single Family_FALSE | Single Family_FALSE | Single Family_ | Single Family_ | Single Family_ | unknown | unknownSingle Family_ | unknownSingle Family_FALSE
Water_00001199 | SITE_00995 | Room_00003298 | Kitchen_3 | Kitchen | Kitchen Faucet | 2.6533 | 2.6533 |  | 3 |  | N/A | N/A | N/A | Bag | 0.796 |  | 2.388 |  | MT | Single Family | Kitchen Faucet | 1511 | 1882.4 | Single Family | FALSE | FALSE |  |  |  | 4994.6347 | 4495.1712 | Single Family_FALSE | Single Family_FALSE | Single Family_ | Single Family_ | Single Family_ | unknown | unknownSingle Family_ | unknownSingle Family_FALSE
Water_00001200 | SITE_00995 | Room_00003288 | Bathroom_1 | Bathroom | Bathroom Faucet | 3.0956 | 3.0956 |  | 3.5 |  | N/A | N/A | N/A | Bag | 0.796 |  | 2.786 |  | MT | Single Family | Bathroom Faucet | 1511 | 1882.4 | Single Family | FALSE | FALSE |  |  |  | 5827.0738 | 5244.3664 | Single Family_FALSE | Single Family_FALSE | Single Family_ | Single Family_ | Single Family_ | unknown | unknownSingle Family_ | unknownSingle Family_FALSE
Water_00001201 | SITE_00995 | Room_00003288 | Bathroom_1 | Bathroom | Bathtub | unknown |  |  |  | N/A | N/A | N/A | N/A | Unknown |  | N/A |  | N/A | MT | Single Family | Bathtub | 1511 | 1882.4 | Single Family | FALSE | FALSE |  |  |  | 0 | 0 | Single Family_FALSE | Single Family_FALSE | Single Family_ | Single Family_ | Single Family_ | unknown | unknownSingle Family_ | unknownSingle Family_FALSE
Water_00001202 | SITE_00995 | Room_00003289 | Bathroom_2 | Bathroom | Bathroom Faucet | 1.7689 | 1.7689 |  | 2 |  | N/A | N/A | N/A | Bag | 0.796 |  | 1.592 |  | MT | Single Family | Bathroom Faucet | 1511 | 1882.4 | Single Family | FALSE | FALSE |  |  |  | 3329.7564 | 2996.7808 | Single Family_FALSE | Single Family_FALSE | Single Family_ | Single Family_ | Single Family_ | unknown | unknownSingle Family_ | unknownSingle Family_FALSE
Water_00001203 | SITE_00995 | Room_00003289 | Bathroom_2 | Bathroom | Bathroom Faucet | 1.7689 | 1.7689 |  | 2 |  | N/A | N/A | N/A | Bag | 0.796 |  | 1.592 |  | MT | Single Family | Bathroom Faucet | 1511 | 1882.4 | Single Family | FALSE | FALSE |  |  |  | 3329.7564 | 2996.7808 | Single Family_FALSE | Single Family_FALSE | Single Family_ | Single Family_ | Single Family_ | unknown | unknownSingle Family_ | unknownSingle Family_FALSE
Water_00001204 | SITE_00995 | Room_00003289 | Bathroom_2 | Bathroom | Shower / Bathtub combo with diverter valve | 2.5 |  | 2.5 |  | Unknown | Primary | Daily / Almost Daily | Can't measure flow too wide | Bag | 0.8492 |  |  | Unknown | MT | Single Family | Shower | 1511 | 1882.4 | Single Family | TRUE | TRUE | TRUE | FALSE | FALSE | 4706 | 0 | Single Family_TRUE | Single Family_TRUE | Single Family_TRUE | Single Family_FALSE | Single Family_FALSE | unknown | unknownSingle Family_FALSE | unknownSingle Family_TRUE
Water_00001205 | SITE_00996 | Room_00003304 | Bathroom_1 | Bathroom | Bathroom Faucet | 1.3267 | 1.3267 |  | 1.5 |  | N/A | N/A | N/A | Bag | 0.796 |  | 1.194 |  | MT | Single Family | Bathroom Faucet | 1512 | 1882.4 | Single Family | FALSE | FALSE |  |  |  | 2497.3173 | 2247.5856 | Single Family_FALSE | Single Family_FALSE | Single Family_ | Single Family_ | Single Family_ | unknown | unknownSingle Family_ | unknownSingle Family_FALSE
Water_00001206 | SITE_00996 | Room_00003316 | Kitchen_1 | Kitchen | Kitchen Faucet | 1.3267 | 1.3267 |  | 1.5 |  | N/A | N/A | N/A | Bag | 0.796 |  | 1.194 |  | MT | Single Family | Kitchen Faucet | 1512 | 1882.4 | Single Family | FALSE | FALSE |  |  |  | 2497.3173 | 2247.5856 | Single Family_FALSE | Single Family_FALSE | Single Family_ | Single Family_ | Single Family_ | unknown | unknownSingle Family_ | unknownSingle Family_FALSE
Water_00001207 | SITE_00996 | Room_00003305 | Bathroom_2 | Bathroom | Bathroom Faucet | 3.0067 | 3.0067 |  | 3.4 |  | N/A | N/A | N/A | Bag | 0.796 |  | 2.706 |  | MT | Single Family | Bathroom Faucet | 1512 | 1882.4 | Single Family | FALSE | FALSE |  |  |  | 5659.7493 | 5093.7744 | Single Family_FALSE | Single Family_FALSE | Single Family_ | Single Family_ | Single Family_ | unknown | unknownSingle Family_ | unknownSingle Family_FALSE
Water_00001208 | SITE_00996 | Room_00003305 | Bathroom_2 | Bathroom | Shower / Bathtub combo with diverter valve | 2 | 1.6044 | 2 | 1.7 |  | Never / rarely used | A few times per year | N/A | Bag | 0.8492 |  | 1.444 |  | MT | Single Family | Shower | 1512 | 1882.4 | Single Family | TRUE | TRUE | TRUE | TRUE | TRUE | 3764.8 | 2718.1856 | Single Family_TRUE | Single Family_TRUE | Single Family_TRUE | Single Family_TRUE | Single Family_TRUE | 2.0gpm | 2.0gpmSingle Family_TRUE | 2.0gpmSingle Family_TRUE
Water_00001209 | SITE_00996 | Room_00003307 | Bedroom_1 | Bedroom | Bathroom Faucet | 1.3267 | 1.3267 |  | 1.5 |  | N/A | N/A | N/A | Bag | 0.796 |  | 1.194 |  | MT | Single Family | Bathroom Faucet | 1512 | 1882.4 | Single Family | FALSE | FALSE |  |  |  | 2497.3173 | 2247.5856 | Single Family_FALSE | Single Family_FALSE | Single Family_ | Single Family_ | Single Family_ | unknown | unknownSingle Family_ | unknownSingle Family_FALSE
Water_00001210 | SITE_00996 | Room_00003306 | Bathroom_3 | Bathroom | Shower | 3.7744 | 3.7744 |  | 4 |  | Primary | Daily / Almost Daily | N/A | Bag | 0.8492 |  | 3.397 |  | MT | Single Family | Shower | 1512 | 1882.4 | Single Family | TRUE | FALSE | TRUE | TRUE | TRUE | 7105.0142 | 6394.5128 | Single Family_TRUE | Single Family_FALSE | Single Family_TRUE | Single Family_TRUE | Single Family_TRUE | gt2.5gpm | gt2.5gpmSingle Family_TRUE | gt2.5gpmSingle Family_TRUE
Water_00001211 | SITE_00996 | Room_00003316 | Kitchen_1 | Kitchen | Kitchen Faucet | 1.5922 | 1.5922 |  | 1.8 |  | N/A | N/A | N/A | Bag | 0.796 |  | 1.433 |  | MT | Single Family | Kitchen Faucet | 1512 | 1882.4 | Single Family | FALSE | FALSE |  |  |  | 2997.1991 | 2697.4792 | Single Family_FALSE | Single Family_FALSE | Single Family_ | Single Family_ | Single Family_ | unknown | unknownSingle Family_ | unknownSingle Family_FALSE
Water_00001212 | SITE_00997 | Room_00003332 | Kitchen_1 | Kitchen | Kitchen Faucet | 1.3267 | 1.3267 |  | 1.5 |  | N/A | N/A | N/A | Bag | 0.796 |  | 1.194 |  | MT | Single Family | Kitchen Faucet | 1513 | 1882.4 | Single Family | FALSE | FALSE |  |  |  | 2497.3173 | 2247.5856 | Single Family_FALSE | Single Family_FALSE | Single Family_ | Single Family_ | Single Family_ | unknown | unknownSingle Family_ | unknownSingle Family_FALSE
Water_00001213 | SITE_00997 | Room_00003323 | Bathroom_1 | Bathroom | Shower | 2.3589 | 2.3589 |  | 2.5 |  | Never / rarely used | A few times per year | Currently only shower during constuction | Bag | 0.8492 |  | 2.123 |  | MT | Single Family | Shower | 1513 | 1882.4 | Single Family | TRUE | FALSE | TRUE | TRUE | TRUE | 4440.3724 | 3996.3352 | Single Family_TRUE | Single Family_FALSE | Single Family_TRUE | Single Family_TRUE | Single Family_TRUE | 2.5gpm | 2.5gpmSingle Family_TRUE | 2.5gpmSingle Family_TRUE
Water_00001214 | SITE_00997 | Room_00003323 | Bathroom_1 | Bathroom | Bathroom Faucet | 3.98 | 3.98 |  | 4.5 |  | N/A | N/A | N/A | Bag | 0.796 |  | 3.582 |  | MT | Single Family | Bathroom Faucet | 1513 | 1882.4 | Single Family | FALSE | FALSE |  |  |  | 7491.952 | 6742.7568 | Single Family_FALSE | Single Family_FALSE | Single Family_ | Single Family_ | Single Family_ | unknown | unknownSingle Family_ | unknownSingle Family_FALSE
Water_00001215 | SITE_00998 | Room_00003337 | Bathroom_1 | Bathroom | Bathroom Faucet | 7.6 | 1.99 | 7.6 | 2.25 |  | N/A | N/A | N/A | Bag | 0.796 |  | 1.791 |  | MT | Single Family | Bathroom Faucet | 1514 | 1882.4 | Single Family | FALSE | FALSE |  |  |  | 14306.24 | 3371.3784 | Single Family_FALSE | Single Family_FALSE | Single Family_ | Single Family_ | Single Family_ | unknown | unknownSingle Family_ | unknownSingle Family_FALSE
Water_00001216 | SITE_00998 | Room_00003337 | Bathroom_1 | Bathroom | Shower | 2.8311 | 2.8311 |  | 3 |  | Primary | Daily / Almost Daily | N/A | Bag | 0.8492 |  | 2.548 |  | MT | Single Family | Shower | 1514 | 1882.4 | Single Family | TRUE | FALSE | TRUE | TRUE | TRUE | 5329.2836 | 4796.3552 | Single Family_TRUE | Single Family_FALSE | Single Family_TRUE | Single Family_TRUE | Single Family_TRUE | gt2.5gpm | gt2.5gpmSingle Family_TRUE | gt2.5gpmSingle Family_TRUE
Water_00001217 | SITE_00998 | Room_00003347 | Kitchen_2 | Kitchen | Kitchen Faucet | 1.5 | 2.2111 | 1.5 | 2.5 |  | N/A | N/A | N/A | Bag | 0.796 |  | 1.99 |  | MT | Single Family | Kitchen Faucet | 1514 | 1882.4 | Single Family | FALSE | FALSE |  |  |  | 2823.6 | 3745.976 | Single Family_FALSE | Single Family_FALSE | Single Family_ | Single Family_ | Single Family_ | unknown | unknownSingle Family_ | unknownSingle Family_FALSE
Water_00001218 | SITE_00999 | Room_00003362 | Kitchen_1 | Kitchen | Kitchen Faucet | 1.5 | 1.3267 | 1.5 | 1.5 |  | N/A | N/A | N/A | Bag | 0.796 |  | 1.194 |  | MT | Single Family | Kitchen Faucet | 1515 | 1882.4 | Single Family | FALSE | FALSE |  |  |  | 2823.6 | 2247.5856 | Single Family_FALSE | Single Family_FALSE | Single Family_ | Single Family_ | Single Family_ | unknown | unknownSingle Family_ | unknownSingle Family_FALSE
Water_00001219 | SITE_00999 | Room_00003364 | Laundry_1 | Laundry | Bathroom Faucet | 1.7689 | 1.7689 |  | 2 |  | N/A | N/A | N/A | Bag | 0.796 |  | 1.592 |  | MT | Single Family | Bathroom Faucet | 1515 | 1882.4 | Single Family | FALSE | FALSE |  |  |  | 3329.7564 | 2996.7808 | Single Family_FALSE | Single Family_FALSE | Single Family_ | Single Family_ | Single Family_ | unknown | unknownSingle Family_ | unknownSingle Family_FALSE
Water_00001220 | SITE_00999 | Room_00003364 | Laundry_1 | Laundry | Shower | 2.3589 | 2.3589 |  | 2.5 |  | All used about the same | Daily / Almost Daily | N/A | Bag | 0.8492 |  | 2.123 |  | MT | Single Family | Shower | 1515 | 1882.4 | Single Family | TRUE | FALSE | TRUE | TRUE | TRUE | 4440.3724 | 3996.3352 | Single Family_TRUE | Single Family_FALSE | Single Family_TRUE | Single Family_TRUE | Single Family_TRUE | 2.5gpm | 2.5gpmSingle Family_TRUE | 2.5gpmSingle Family_TRUE
Water_00001221 | SITE_00999 | Room_00003353 | Bathroom_1 | Bathroom | Bathroom Faucet | 1.3267 | 1.3267 |  | 1.5 |  | N/A | N/A | N/A | Bag | 0.796 |  | 1.194 |  | MT | Single Family | Bathroom Faucet | 1515 | 1882.4 | Single Family | FALSE | FALSE |  |  |  | 2497.3173 | 2247.5856 | Single Family_FALSE | Single Family_FALSE | Single Family_ | Single Family_ | Single Family_ | unknown | unknownSingle Family_ | unknownSingle Family_FALSE
Water_00001222 | SITE_00999 | Room_00003353 | Bathroom_1 | Bathroom | Shower | unknown |  |  |  | Unknown | All used about the same | Unknown | N/A | Bag | 0.8492 |  |  | Unknown | MT | Single Family | Shower | 1515 | 1882.4 | Single Family | TRUE | FALSE | FALSE | FALSE | FALSE | 0 | 0 | Single Family_TRUE | Single Family_FALSE | Single Family_FALSE | Single Family_FALSE | Single Family_FALSE | unknown | unknownSingle Family_FALSE | unknownSingle Family_TRUE
Water_00001223 | SITE_01000 | Room_00003371 | Bedroom_1 | Bedroom | Bathroom Faucet | unknown |  |  | 1.5 |  | N/A | N/A | N/A | Unknown |  | N/A |  | N/A | MT | Manufactured | Bathroom Faucet | 1516 | 331.65 | Manufactured | FALSE | FALSE |  |  |  | 0 | 0 | Manufactured_FALSE | Manufactured_FALSE | Manufactured_ | Manufactured_ | Manufactured_ | unknown | unknownManufactured_ | unknownManufactured_FALSE
Water_00001224 | SITE_01000 | Room_00003370 | Bathroom_1 | Bathroom | Bathroom Faucet | unknown |  |  | 2 |  | N/A | N/A | N/A | Unknown |  | N/A |  | N/A | MT | Manufactured | Bathroom Faucet | 1516 | 331.65 | Manufactured | FALSE | FALSE |  |  |  | 0 | 0 | Manufactured_FALSE | Manufactured_FALSE | Manufactured_ | Manufactured_ | Manufactured_ | unknown | unknownManufactured_ | unknownManufactured_FALSE
Water_00001225 | SITE_01000 | Room_00003370 | Bathroom_1 | Bathroom | Shower / Bathtub combo with diverter valve | unknown |  |  | 2.3 |  | Primary | Daily / Almost Daily | N/A | Unknown |  | N/A |  | N/A | MT | Manufactured | Shower | 1516 | 331.65 | Manufactured | TRUE | TRUE | FALSE | FALSE | FALSE | 0 | 0 | Manufactured_TRUE | Manufactured_TRUE | Manufactured_FALSE | Manufactured_FALSE | Manufactured_FALSE | unknown | unknownManufactured_FALSE | unknownManufactured_TRUE
Water_00001226 | SITE_01000 | Room_00003376 | Kitchen_1 | Kitchen | Kitchen Faucet | unknown |  |  | 1.7 |  | N/A | N/A | N/A | Unknown |  | N/A |  | N/A | MT | Manufactured | Kitchen Faucet | 1516 | 331.65 | Manufactured | FALSE | FALSE |  |  |  | 0 | 0 | Manufactured_FALSE | Manufactured_FALSE | Manufactured_ | Manufactured_ | Manufactured_ | unknown | unknownManufactured_ | unknownManufactured_FALSE
Water_00001227 | SITE_01001 | Room_00003387 | Kitchen_1 | Kitchen | Kitchen Faucet | 2.2 |  | 2.2 |  | Unknown | N/A | N/A | N/A | Bag | 0.796 |  |  | Unknown | MT | Single Family | Kitchen Faucet | 1517 | 1882.4 | Single Family | FALSE | FALSE |  |  |  | 4141.28 | 0 | Single Family_FALSE | Single Family_FALSE | Single Family_ | Single Family_ | Single Family_ | unknown | unknownSingle Family_ | unknownSingle Family_FALSE
Water_00001228 | SITE_01001 | Room_00003383 | Bathroom_1 | Bathroom | Bathroom Faucet | unknown |  |  |  | Unknown | N/A | N/A | N/A | Bag | 0.796 |  |  | Unknown | MT | Single Family | Bathroom Faucet | 1517 | 1882.4 | Single Family | FALSE | FALSE |  |  |  | 0 | 0 | Single Family_FALSE | Single Family_FALSE | Single Family_ | Single Family_ | Single Family_ | unknown | unknownSingle Family_ | unknownSingle Family_FALSE
Water_00001229 | SITE_01001 | Room_00003383 | Bathroom_1 | Bathroom | Shower / Bathtub combo with diverter valve | unknown |  |  |  | Unknown | Primary | Daily / Almost Daily | N/A | Bag | 0.8492 |  |  | Unknown | MT | Single Family | Shower | 1517 | 1882.4 | Single Family | TRUE | TRUE | FALSE | FALSE | FALSE | 0 | 0 | Single Family_TRUE | Single Family_TRUE | Single Family_FALSE | Single Family_FALSE | Single Family_FALSE | unknown | unknownSingle Family_FALSE | unknownSingle Family_TRUE
Water_00001230 | SITE_01002 | Room_00003400 | Kitchen_1 | Kitchen | Kitchen Faucet | 2 |  | 2 | 2 |  | N/A | N/A | N/A | Unknown |  | N/A |  | N/A | MT | Single Family | Kitchen Faucet | 1518 | 1882.4 | Single Family | FALSE | FALSE |  |  |  | 3764.8 | 0 | Single Family_FALSE | Single Family_FALSE | Single Family_ | Single Family_ | Single Family_ | unknown | unknownSingle Family_ | unknownSingle Family_FALSE
Water_00001231 | SITE_01002 | Room_00003392 | Bathroom_1 | Bathroom | Shower | 2 |  | 2 | 2.4 |  | Secondary | A few times per month | N/A | Unknown |  | N/A |  | N/A | MT | Single Family | Shower | 1518 | 1882.4 | Single Family | TRUE | FALSE | TRUE | FALSE | FALSE | 3764.8 | 0 | Single Family_TRUE | Single Family_FALSE | Single Family_TRUE | Single Family_FALSE | Single Family_FALSE | unknown | unknownSingle Family_FALSE | unknownSingle Family_TRUE
Water_00001232 | SITE_01002 | Room_00003392 | Bathroom_1 | Bathroom | Bathroom Faucet | 1.5 | 1.7689 | 1.5 | 2 |  | N/A | N/A | N/A | Bag | 0.796 |  | 1.592 |  | MT | Single Family | Bathroom Faucet | 1518 | 1882.4 | Single Family | FALSE | FALSE |  |  |  | 2823.6 | 2996.7808 | Single Family_FALSE | Single Family_FALSE | Single Family_ | Single Family_ | Single Family_ | unknown | unknownSingle Family_ | unknownSingle Family_FALSE
Water_00001233 | SITE_01002 | Room_00003393 | Bathroom_2 | Bathroom | Bathroom Faucet | 1.5 | 1.7689 | 1.5 | 2 |  | N/A | N/A | N/A | Bag | 0.796 |  | 1.592 |  | MT | Single Family | Bathroom Faucet | 1518 | 1882.4 | Single Family | FALSE | FALSE |  |  |  | 2823.6 | 2996.7808 | Single Family_FALSE | Single Family_FALSE | Single Family_ | Single Family_ | Single Family_ | unknown | unknownSingle Family_ | unknownSingle Family_FALSE
Water_00001234 | SITE_01002 | Room_00003393 | Bathroom_2 | Bathroom | Shower / Bathtub combo with diverter valve | 2 |  | 2 | 1.6 |  | Primary | A few times per week | N/A | Unknown |  | N/A |  | N/A | MT | Single Family | Shower | 1518 | 1882.4 | Single Family | TRUE | TRUE | TRUE | FALSE | FALSE | 3764.8 | 0 | Single Family_TRUE | Single Family_TRUE | Single Family_TRUE | Single Family_FALSE | Single Family_FALSE | unknown | unknownSingle Family_FALSE | unknownSingle Family_TRUE
Water_00001235 | SITE_01004 | Room_00003403 | Bathroom_1 | Bathroom | Shower / Bathtub combo with diverter valve | 2.5 |  | 2.5 | 3 |  | Primary | Daily / Almost Daily | N/A | Unknown |  | N/A |  | N/A | MT | Single Family | Shower | 1520 | 1882.4 | Single Family | TRUE | TRUE | TRUE | FALSE | FALSE | 4706 | 0 | Single Family_TRUE | Single Family_TRUE | Single Family_TRUE | Single Family_FALSE | Single Family_FALSE | unknown | unknownSingle Family_FALSE | unknownSingle Family_TRUE
Water_00001236 | SITE_01004 | Room_00003403 | Bathroom_1 | Bathroom | Bathroom Faucet | 2.2 |  | 2.2 | 2 |  | N/A | N/A | N/A | Unknown |  | N/A |  | N/A | MT | Single Family | Bathroom Faucet | 1520 | 1882.4 | Single Family | FALSE | FALSE |  |  |  | 4141.28 | 0 | Single Family_FALSE | Single Family_FALSE | Single Family_ | Single Family_ | Single Family_ | unknown | unknownSingle Family_ | unknownSingle Family_FALSE
Water_00001237 | SITE_01006 | Room_00003421 | Living Room_1 | Living Room | Kitchen Faucet | 1.7689 | 1.7689 |  | 2 |  | N/A | N/A | N/A | Bag | 0.796 |  | 1.592 |  | MT | Single Family | Kitchen Faucet | 1522 | 2661.5 | Single Family | FALSE | FALSE |  |  |  | 4707.8978 | 4237.108 | Single Family_FALSE | Single Family_FALSE | Single Family_ | Single Family_ | Single Family_ | unknown | unknownSingle Family_ | unknownSingle Family_FALSE
Water_00001238 | SITE_01006 | Room_00003414 | Bathroom_1 | Bathroom | Shower / Bathtub combo with diverter valve | 3.3022 | 3.3022 |  | 3.5 |  | Primary | Daily / Almost Daily | N/A | Bag | 0.8492 |  | 2.972 |  | MT | Single Family | Shower | 1522 | 2661.5 | Single Family | TRUE | TRUE | TRUE | TRUE | TRUE | 8788.8644 | 7909.978 | Single Family_TRUE | Single Family_TRUE | Single Family_TRUE | Single Family_TRUE | Single Family_TRUE | gt2.5gpm | gt2.5gpmSingle Family_TRUE | gt2.5gpmSingle Family_TRUE
Water_00001239 | SITE_01006 | Room_00003414 | Bathroom_1 | Bathroom | Bathroom Faucet | 1.7689 | 1.7689 |  | 2 |  | N/A | N/A | N/A | Bag | 0.796 |  | 1.592 |  | MT | Single Family | Bathroom Faucet | 1522 | 2661.5 | Single Family | FALSE | FALSE |  |  |  | 4707.8978 | 4237.108 | Single Family_FALSE | Single Family_FALSE | Single Family_ | Single Family_ | Single Family_ | unknown | unknownSingle Family_ | unknownSingle Family_FALSE
Water_00001240 | SITE_01006 | Room_00003415 | Bathroom_2 | Bathroom | Bathtub | unknown |  |  |  | N/A | N/A | N/A | N/A | Unknown |  | N/A |  | N/A | MT | Single Family | Bathtub | 1522 | 2661.5 | Single Family | FALSE | FALSE |  |  |  | 0 | 0 | Single Family_FALSE | Single Family_FALSE | Single Family_ | Single Family_ | Single Family_ | unknown | unknownSingle Family_ | unknownSingle Family_FALSE
Water_00001241 | SITE_01006 | Room_00003415 | Bathroom_2 | Bathroom | Bathroom Faucet | 1.9456 | 1.9456 |  | 2.2 |  | N/A | N/A | N/A | Bag | 0.796 |  | 1.751 |  | MT | Single Family | Bathroom Faucet | 1522 | 2661.5 | Single Family | FALSE | FALSE |  |  |  | 5178.0961 | 4660.2865 | Single Family_FALSE | Single Family_FALSE | Single Family_ | Single Family_ | Single Family_ | unknown | unknownSingle Family_ | unknownSingle Family_FALSE
Water_00001242 | SITE_01010 | Room_00003448 | Kitchen_1 | Kitchen | Kitchen Faucet | 1.8 | 2.2111 | 1.8 | 2.5 |  | N/A | N/A | N/A | Bag | 0.796 |  | 1.99 |  | MT | Single Family | Kitchen Faucet | 1526 | 1882.4 | Single Family | FALSE | FALSE |  |  |  | 3388.32 | 3745.976 | Single Family_FALSE | Single Family_FALSE | Single Family_ | Single Family_ | Single Family_ | unknown | unknownSingle Family_ | unknownSingle Family_FALSE
Water_00001243 | SITE_01010 | Room_00003435 | Bathroom_1 | Bathroom | Shower / Bathtub combo with diverter valve | unknown |  |  | 3.5 |  | Secondary | A few times per week | N/A | Unknown |  | N/A |  | N/A | MT | Single Family | Shower | 1526 | 1882.4 | Single Family | TRUE | TRUE | FALSE | FALSE | FALSE | 0 | 0 | Single Family_TRUE | Single Family_TRUE | Single Family_FALSE | Single Family_FALSE | Single Family_FALSE | unknown | unknownSingle Family_FALSE | unknownSingle Family_TRUE
Water_00001244 | SITE_01010 | Room_00003435 | Bathroom_1 | Bathroom | Bathroom Faucet | unknown |  |  | 2 |  | N/A | N/A | N/A | Unknown |  | N/A |  | N/A | MT | Single Family | Bathroom Faucet | 1526 | 1882.4 | Single Family | FALSE | FALSE |  |  |  | 0 | 0 | Single Family_FALSE | Single Family_FALSE | Single Family_ | Single Family_ | Single Family_ | unknown | unknownSingle Family_ | unknownSingle Family_FALSE
Water_00001245 | SITE_01010 | Room_00003436 | Bathroom_2 | Bathroom | Shower / Bathtub combo with diverter valve | unknown |  |  | 3.5 |  | Primary | Daily / Almost Daily | N/A | Unknown |  | N/A |  | N/A | MT | Single Family | Shower | 1526 | 1882.4 | Single Family | TRUE | TRUE | FALSE | FALSE | FALSE | 0 | 0 | Single Family_TRUE | Single Family_TRUE | Single Family_FALSE | Single Family_FALSE | Single Family_FALSE | unknown | unknownSingle Family_FALSE | unknownSingle Family_TRUE
Water_00001246 | SITE_01010 | Room_00003436 | Bathroom_2 | Bathroom | Bathroom Faucet | unknown |  |  | 2.2 |  | N/A | N/A | N/A | Unknown |  | N/A |  | N/A | MT | Single Family | Bathroom Faucet | 1526 | 1882.4 | Single Family | FALSE | FALSE |  |  |  | 0 | 0 | Single Family_FALSE | Single Family_FALSE | Single Family_ | Single Family_ | Single Family_ | unknown | unknownSingle Family_ | unknownSingle Family_FALSE
Water_00001247 | SITE_01011 | Room_00003467 | Kitchen_1 | Kitchen | Kitchen Faucet | 2.2 |  | 2.2 | 1.4 |  | N/A | N/A | N/A | Unknown |  | N/A |  | N/A | MT | Single Family | Kitchen Faucet | 1527 | 1882.4 | Single Family | FALSE | FALSE |  |  |  | 4141.28 | 0 | Single Family_FALSE | Single Family_FALSE | Single Family_ | Single Family_ | Single Family_ | unknown | unknownSingle Family_ | unknownSingle Family_FALSE
Water_00001248 | SITE_01011 | Room_00003455 | Bathroom_1 | Bathroom | Bathroom Faucet | 2.2 | 1.8578 | 2.2 | 2.1 |  | N/A | N/A | N/A | Bag | 0.796 |  | 1.672 |  | MT | Single Family | Bathroom Faucet | 1527 | 1882.4 | Single Family | FALSE | FALSE |  |  |  | 4141.28 | 3147.3728 | Single Family_FALSE | Single Family_FALSE | Single Family_ | Single Family_ | Single Family_ | unknown | unknownSingle Family_ | unknownSingle Family_FALSE
Water_00001249 | SITE_01011 | Room_00003455 | Bathroom_1 | Bathroom | Shower / Bathtub combo with diverter valve | unknown |  |  |  | Unknown | Secondary | A few times per year | Water does not flow out of shower head | Unknown |  | N/A |  | N/A | MT | Single Family | Shower | 1527 | 1882.4 | Single Family | TRUE | TRUE | FALSE | FALSE | FALSE | 0 | 0 | Single Family_TRUE | Single Family_TRUE | Single Family_FALSE | Single Family_FALSE | Single Family_FALSE | unknown | unknownSingle Family_FALSE | unknownSingle Family_TRUE
Water_00001250 | SITE_01011 | Room_00003456 | Bathroom_2 | Bathroom | Bathroom Faucet | 1.5 | 1.4156 | 1.5 | 1.6 |  | N/A | N/A | N/A | Bag | 0.796 |  | 1.274 |  | MT | Single Family | Bathroom Faucet | 1527 | 1882.4 | Single Family | FALSE | FALSE |  |  |  | 2823.6 | 2398.1776 | Single Family_FALSE | Single Family_FALSE | Single Family_ | Single Family_ | Single Family_ | unknown | unknownSingle Family_ | unknownSingle Family_FALSE
Water_00001251 | SITE_01011 | Room_00003456 | Bathroom_2 | Bathroom | Shower | 2.5 |  | 2.5 | 1.6 |  | Primary | Daily / Almost Daily | N/A | Unknown |  | N/A |  | N/A | MT | Single Family | Shower | 1527 | 1882.4 | Single Family | TRUE | FALSE | TRUE | FALSE | FALSE | 4706 | 0 | Single Family_TRUE | Single Family_FALSE | Single Family_TRUE | Single Family_FALSE | Single Family_FALSE | unknown | unknownSingle Family_FALSE | unknownSingle Family_TRUE
Water_00001252 | SITE_01012 | Room_00003472 | Bathroom_1 | Bathroom | Bathroom Faucet | 2 | 2.6533 | 2 | 3 |  | N/A | N/A | N/A | Bag | 0.796 |  | 2.388 |  | MT | Single Family | Bathroom Faucet | 1528 | 2661.5 | Single Family | FALSE | FALSE |  |  |  | 5323 | 6355.662 | Single Family_FALSE | Single Family_FALSE | Single Family_ | Single Family_ | Single Family_ | unknown | unknownSingle Family_ | unknownSingle Family_FALSE
Water_00001253 | SITE_01012 | Room_00003472 | Bathroom_1 | Bathroom | Shower | 2.8311 | 2.8311 |  | 3 |  | Secondary | Daily / Almost Daily | N/A | Bag | 0.8492 |  | 2.548 |  | MT | Single Family | Shower | 1528 | 2661.5 | Single Family | TRUE | FALSE | TRUE | TRUE | TRUE | 7535.0022 | 6781.502 | Single Family_TRUE | Single Family_FALSE | Single Family_TRUE | Single Family_TRUE | Single Family_TRUE | gt2.5gpm | gt2.5gpmSingle Family_TRUE | gt2.5gpmSingle Family_TRUE
Water_00001254 | SITE_01012 | Room_00003473 | Bathroom_2 | Bathroom | Bathroom Faucet | 2.6533 | 2.6533 |  | 3 |  | N/A | N/A | N/A | Bag | 0.796 |  | 2.388 |  | MT | Single Family | Bathroom Faucet | 1528 | 2661.5 | Single Family | FALSE | FALSE |  |  |  | 7061.8467 | 6355.662 | Single Family_FALSE | Single Family_FALSE | Single Family_ | Single Family_ | Single Family_ | unknown | unknownSingle Family_ | unknownSingle Family_FALSE
Water_00001255 | SITE_01012 | Room_00003473 | Bathroom_2 | Bathroom | Shower / Bathtub combo with diverter valve | 1.4156 | 1.4156 |  | 1.5 |  | Secondary | A few times per month | N/A | Bag | 0.8492 |  | 1.274 |  | MT | Single Family | Shower | 1528 | 2661.5 | Single Family | TRUE | TRUE | TRUE | TRUE | TRUE | 3767.5011 | 3390.751 | Single Family_TRUE | Single Family_TRUE | Single Family_TRUE | Single Family_TRUE | Single Family_TRUE | <1.5gpm | <1.5gpmSingle Family_TRUE | <1.5gpmSingle Family_TRUE
Water_00001256 | SITE_01012 | Room_00003482 | Laundry_1 | Laundry | Bathroom Faucet | 2 | 2.4322 | 2 | 2.75 |  | N/A | N/A | N/A | Bag | 0.796 |  | 2.189 |  | MT | Single Family | Bathroom Faucet | 1528 | 2661.5 | Single Family | FALSE | FALSE |  |  |  | 5323 | 5826.0235 | Single Family_FALSE | Single Family_FALSE | Single Family_ | Single Family_ | Single Family_ | unknown | unknownSingle Family_ | unknownSingle Family_FALSE
Water_00001257 | SITE_01012 | Room_00003482 | Laundry_1 | Laundry | Shower | 3.0667 | 3.0667 |  | 3.25 |  | Primary | Daily / Almost Daily | N/A | Bag | 0.8492 |  | 2.76 |  | MT | Single Family | Shower | 1528 | 2661.5 | Single Family | TRUE | FALSE | TRUE | TRUE | TRUE | 8161.9333 | 7345.74 | Single Family_TRUE | Single Family_FALSE | Single Family_TRUE | Single Family_TRUE | Single Family_TRUE | gt2.5gpm | gt2.5gpmSingle Family_TRUE | gt2.5gpmSingle Family_TRUE
Water_00001258 | SITE_01012 | Room_00003481 | Kitchen_1 | Kitchen | Kitchen Faucet | 1.5 | 1.3267 | 1.5 | 1.5 |  | N/A | N/A | N/A | Bag | 0.796 |  | 1.194 |  | MT | Single Family | Kitchen Faucet | 1528 | 2661.5 | Single Family | FALSE | FALSE |  |  |  | 3992.25 | 3177.831 | Single Family_FALSE | Single Family_FALSE | Single Family_ | Single Family_ | Single Family_ | unknown | unknownSingle Family_ | unknownSingle Family_FALSE
Water_00001259 | SITE_01013 | Room_00003487 | Bathroom_1 | Bathroom | Bathroom Faucet | unknown |  |  | 1.5 |  | N/A | N/A | N/A | Unknown |  | N/A |  | N/A | MT | Single Family | Bathroom Faucet | 1529 | 1882.4 | Single Family | FALSE | FALSE |  |  |  | 0 | 0 | Single Family_FALSE | Single Family_FALSE | Single Family_ | Single Family_ | Single Family_ | unknown | unknownSingle Family_ | unknownSingle Family_FALSE
Water_00001260 | SITE_01013 | Room_00003487 | Bathroom_1 | Bathroom | Shower / Bathtub combo with diverter valve | unknown |  |  | 2 |  | Primary | Daily / Almost Daily | N/A | Unknown |  | N/A |  | N/A | MT | Single Family | Shower | 1529 | 1882.4 | Single Family | TRUE | TRUE | FALSE | FALSE | FALSE | 0 | 0 | Single Family_TRUE | Single Family_TRUE | Single Family_FALSE | Single Family_FALSE | Single Family_FALSE | unknown | unknownSingle Family_FALSE | unknownSingle Family_TRUE
Water_00001261 | SITE_01013 | Room_00003494 | Kitchen_1 | Kitchen | Kitchen Faucet | 2.2 |  | 2.2 | 2.2 |  | N/A | N/A | N/A | Unknown |  | N/A |  | N/A | MT | Single Family | Kitchen Faucet | 1529 | 1882.4 | Single Family | FALSE | FALSE |  |  |  | 4141.28 | 0 | Single Family_FALSE | Single Family_FALSE | Single Family_ | Single Family_ | Single Family_ | unknown | unknownSingle Family_ | unknownSingle Family_FALSE
Water_00001262 | SITE_01014 | Room_00003502 | Bathroom_1 | Bathroom | Bathroom Faucet | 1.3267 | 1.3267 |  | 1.5 |  | N/A | N/A | N/A | Bag | 0.796 |  | 1.194 |  | MT | Single Family | Bathroom Faucet | 1530 | 1882.4 | Single Family | FALSE | FALSE |  |  |  | 2497.3173 | 2247.5856 | Single Family_FALSE | Single Family_FALSE | Single Family_ | Single Family_ | Single Family_ | unknown | unknownSingle Family_ | unknownSingle Family_FALSE
Water_00001263 | SITE_01014 | Room_00003502 | Bathroom_1 | Bathroom | Shower / Bathtub combo with diverter valve | 2 | 3.7744 | 2 | 4 |  | Primary | Daily / Almost Daily | N/A | Bag | 0.8492 |  | 3.397 |  | MT | Single Family | Shower | 1530 | 1882.4 | Single Family | TRUE | TRUE | TRUE | TRUE | TRUE | 3764.8 | 6394.5128 | Single Family_TRUE | Single Family_TRUE | Single Family_TRUE | Single Family_TRUE | Single Family_TRUE | 2.0gpm | 2.0gpmSingle Family_TRUE | 2.0gpmSingle Family_TRUE
Water_00001264 | SITE_01014 | Room_00003503 | Bathroom_2 | Bathroom | Bathroom Faucet | 2.6533 | 2.6533 |  | 3 |  | N/A | N/A | N/A | Bag | 0.796 |  | 2.388 |  | MT | Single Family | Bathroom Faucet | 1530 | 1882.4 | Single Family | FALSE | FALSE |  |  |  | 4994.6347 | 4495.1712 | Single Family_FALSE | Single Family_FALSE | Single Family_ | Single Family_ | Single Family_ | unknown | unknownSingle Family_ | unknownSingle Family_FALSE
Water_00001265 | SITE_01014 | Room_00003503 | Bathroom_2 | Bathroom | Shower / Bathtub combo with diverter valve | 1.4156 | 1.4156 |  | 1.5 |  | Secondary | Daily / Almost Daily | N/A | Bag | 0.8492 |  | 1.274 |  | MT | Single Family | Shower | 1530 | 1882.4 | Single Family | TRUE | TRUE | TRUE | TRUE | TRUE | 2664.6418 | 2398.1776 | Single Family_TRUE | Single Family_TRUE | Single Family_TRUE | Single Family_TRUE | Single Family_TRUE | <1.5gpm | <1.5gpmSingle Family_TRUE | <1.5gpmSingle Family_TRUE
Water_00001266 | SITE_01014 | Room_00003516 | Kitchen_1 | Kitchen | Kitchen Faucet | 2.2 | 1.9456 | 2.2 | 2.2 |  | N/A | N/A | N/A | Bag | 0.796 |  | 1.751 |  | MT | Single Family | Kitchen Faucet | 1530 | 1882.4 | Single Family | FALSE | FALSE |  |  |  | 4141.28 | 3296.0824 | Single Family_FALSE | Single Family_FALSE | Single Family_ | Single Family_ | Single Family_ | unknown | unknownSingle Family_ | unknownSingle Family_FALSE
Water_00001267 | SITE_01014 | Room_00003504 | Bathroom_3 | Bathroom | Bathroom Faucet | 1.5 | 1.7689 | 1.5 | 2 |  | N/A | N/A | N/A | Bag | 0.796 |  | 1.592 |  | MT | Single Family | Bathroom Faucet | 1530 | 1882.4 | Single Family | FALSE | FALSE |  |  |  | 2823.6 | 2996.7808 | Single Family_FALSE | Single Family_FALSE | Single Family_ | Single Family_ | Single Family_ | unknown | unknownSingle Family_ | unknownSingle Family_FALSE
Water_00001268 | SITE_01016 | Room_00003532 | Kitchen_1 | Kitchen | Kitchen Faucet | 1.7689 | 1.7689 |  | 2 |  | N/A | N/A | N/A | Bag | 0.796 |  | 1.592 |  | MT | Single Family | Kitchen Faucet | 1532 | 1882.4 | Single Family | FALSE | FALSE |  |  |  | 3329.7564 | 2996.7808 | Single Family_FALSE | Single Family_FALSE | Single Family_ | Single Family_ | Single Family_ | unknown | unknownSingle Family_ | unknownSingle Family_FALSE
Water_00001269 | SITE_01016 | Room_00003525 | Bathroom_1 | Bathroom | Shower | unknown |  |  |  | Unknown | Secondary | A few times per year | Water currently inoperable. | Unknown |  | N/A |  | N/A | MT | Single Family | Shower | 1532 | 1882.4 | Single Family | TRUE | FALSE | FALSE | FALSE | FALSE | 0 | 0 | Single Family_TRUE | Single Family_FALSE | Single Family_FALSE | Single Family_FALSE | Single Family_FALSE | unknown | unknownSingle Family_FALSE | unknownSingle Family_TRUE
Water_00001270 | SITE_01016 | Room_00003525 | Bathroom_1 | Bathroom | Bathroom Faucet | unknown |  |  | 4.5 |  | N/A | N/A | N/A | Unknown |  | N/A |  | N/A | MT | Single Family | Bathroom Faucet | 1532 | 1882.4 | Single Family | FALSE | FALSE |  |  |  | 0 | 0 | Single Family_FALSE | Single Family_FALSE | Single Family_ | Single Family_ | Single Family_ | unknown | unknownSingle Family_ | unknownSingle Family_FALSE
Water_00001271 | SITE_01016 | Room_00003526 | Bathroom_2 | Bathroom | Bathroom Faucet | unknown |  |  | 2 |  | N/A | N/A | N/A | Unknown |  | N/A |  | N/A | MT | Single Family | Bathroom Faucet | 1532 | 1882.4 | Single Family | FALSE | FALSE |  |  |  | 0 | 0 | Single Family_FALSE | Single Family_FALSE | Single Family_ | Single Family_ | Single Family_ | unknown | unknownSingle Family_ | unknownSingle Family_FALSE
Water_00001272 | SITE_01016 | Room_00003526 | Bathroom_2 | Bathroom | Shower / Bathtub combo with diverter valve | unknown |  |  | 2.5 |  | Primary | Daily / Almost Daily | N/A | Unknown |  | N/A |  | N/A | MT | Single Family | Shower | 1532 | 1882.4 | Single Family | TRUE | TRUE | FALSE | FALSE | FALSE | 0 | 0 | Single Family_TRUE | Single Family_TRUE | Single Family_FALSE | Single Family_FALSE | Single Family_FALSE | unknown | unknownSingle Family_FALSE | unknownSingle Family_TRUE
Water_00001273 | SITE_01018 | Room_00003546 | Kitchen_1 | Kitchen | Kitchen Faucet | 2 | 1.7689 | 2 | 2 |  | N/A | N/A | N/A | Bag | 0.796 |  | 1.592 |  | MT | Single Family | Kitchen Faucet | 1534 | 1882.4 | Single Family | FALSE | FALSE |  |  |  | 3764.8 | 2996.7808 | Single Family_FALSE | Single Family_FALSE | Single Family_ | Single Family_ | Single Family_ | unknown | unknownSingle Family_ | unknownSingle Family_FALSE
Water_00001274 | SITE_01018 | Room_00003539 | Bathroom_1 | Bathroom | Shower | 2.8311 | 2.8311 |  | 3 |  | Primary | Daily / Almost Daily | N/A | Bag | 0.8492 |  | 2.548 |  | MT | Single Family | Shower | 1534 | 1882.4 | Single Family | TRUE | FALSE | TRUE | TRUE | TRUE | 5329.2836 | 4796.3552 | Single Family_TRUE | Single Family_FALSE | Single Family_TRUE | Single Family_TRUE | Single Family_TRUE | gt2.5gpm | gt2.5gpmSingle Family_TRUE | gt2.5gpmSingle Family_TRUE
Water_00001275 | SITE_01018 | Room_00003539 | Bathroom_1 | Bathroom | Bathroom Faucet | 1.5478 | 1.5478 |  | 1.75 |  | N/A | N/A | N/A | Bag | 0.796 |  | 1.393 |  | MT | Single Family | Bathroom Faucet | 1534 | 1882.4 | Single Family | FALSE | FALSE |  |  |  | 2913.5369 | 2622.1832 | Single Family_FALSE | Single Family_FALSE | Single Family_ | Single Family_ | Single Family_ | unknown | unknownSingle Family_ | unknownSingle Family_FALSE
Water_00001276 | SITE_01018 | Room_00003540 | Bathroom_2 | Bathroom | Bathroom Faucet | 1.7689 | 1.7689 |  | 2 |  | N/A | N/A | N/A | Bag | 0.796 |  | 1.592 |  | MT | Single Family | Bathroom Faucet | 1534 | 1882.4 | Single Family | FALSE | FALSE |  |  |  | 3329.7564 | 2996.7808 | Single Family_FALSE | Single Family_FALSE | Single Family_ | Single Family_ | Single Family_ | unknown | unknownSingle Family_ | unknownSingle Family_FALSE
Water_00001277 | SITE_01018 | Room_00003540 | Bathroom_2 | Bathroom | Shower / Bathtub combo with diverter valve | 2.5 | 2.3589 | 2.5 | 2.5 |  | Secondary | A few times per year | N/A | Bag | 0.8492 |  | 2.123 |  | MT | Single Family | Shower | 1534 | 1882.4 | Single Family | TRUE | TRUE | TRUE | TRUE | TRUE | 4706 | 3996.3352 | Single Family_TRUE | Single Family_TRUE | Single Family_TRUE | Single Family_TRUE | Single Family_TRUE | 2.5gpm | 2.5gpmSingle Family_TRUE | 2.5gpmSingle Family_TRUE
Water_00001278 | SITE_01019 | Room_00003550 | Bathroom_1 | Bathroom | Bathroom Faucet | 1.7689 | 1.7689 |  | 2 |  | N/A | N/A | N/A | Bag | 0.796 |  | 1.592 |  | MT | Single Family | Bathroom Faucet | 1535 | 1882.4 | Single Family | FALSE | FALSE |  |  |  | 3329.7564 | 2996.7808 | Single Family_FALSE | Single Family_FALSE | Single Family_ | Single Family_ | Single Family_ | unknown | unknownSingle Family_ | unknownSingle Family_FALSE
Water_00001279 | SITE_01019 | Room_00003550 | Bathroom_1 | Bathroom | Bathtub | unknown |  |  |  | N/A | N/A | N/A | N/A | Unknown |  | N/A |  | N/A | MT | Single Family | Bathtub | 1535 | 1882.4 | Single Family | FALSE | FALSE |  |  |  | 0 | 0 | Single Family_FALSE | Single Family_FALSE | Single Family_ | Single Family_ | Single Family_ | unknown | unknownSingle Family_ | unknownSingle Family_FALSE
Water_00001280 | SITE_01019 | Room_00003556 | Kitchen_1 | Kitchen | Kitchen Faucet | unknown |  |  | 2 |  | N/A | N/A | N/A | Unknown |  | N/A |  | N/A | MT | Single Family | Kitchen Faucet | 1535 | 1882.4 | Single Family | FALSE | FALSE |  |  |  | 0 | 0 | Single Family_FALSE | Single Family_FALSE | Single Family_ | Single Family_ | Single Family_ | unknown | unknownSingle Family_ | unknownSingle Family_FALSE
Water_00001281 | SITE_01019 | Room_00003551 | Bathroom_2 | Bathroom | Bathroom Faucet | 1.7689 | 1.7689 |  | 2 |  | N/A | N/A | N/A | Bag | 0.796 |  | 1.592 |  | MT | Single Family | Bathroom Faucet | 1535 | 1882.4 | Single Family | FALSE | FALSE |  |  |  | 3329.7564 | 2996.7808 | Single Family_FALSE | Single Family_FALSE | Single Family_ | Single Family_ | Single Family_ | unknown | unknownSingle Family_ | unknownSingle Family_FALSE
Water_00001282 | SITE_01019 | Room_00003551 | Bathroom_2 | Bathroom | Shower | unknown |  |  | 1.5 |  | Primary | Daily / Almost Daily | N/A | Unknown |  | N/A |  | N/A | MT | Single Family | Shower | 1535 | 1882.4 | Single Family | TRUE | FALSE | FALSE | FALSE | FALSE | 0 | 0 | Single Family_TRUE | Single Family_FALSE | Single Family_FALSE | Single Family_FALSE | Single Family_FALSE | unknown | unknownSingle Family_FALSE | unknownSingle Family_TRUE
Water_00001283 | SITE_01020 | Room_00003571 | Kitchen_1 | Kitchen | Kitchen Faucet | 1.1056 | 1.1056 |  | 1.25 |  | N/A | N/A | N/A | Bag | 0.796 |  | 0.995 |  | MT | Single Family | Kitchen Faucet | 1536 | 1882.4 | Single Family | FALSE | FALSE |  |  |  | 2081.0978 | 1872.988 | Single Family_FALSE | Single Family_FALSE | Single Family_ | Single Family_ | Single Family_ | unknown | unknownSingle Family_ | unknownSingle Family_FALSE
Water_00001284 | SITE_01020 | Room_00003561 | Bathroom_1 | Bathroom | Bathroom Faucet | 1.7689 | 1.7689 |  | 2 |  | N/A | N/A | N/A | Bag | 0.796 |  | 1.592 |  | MT | Single Family | Bathroom Faucet | 1536 | 1882.4 | Single Family | FALSE | FALSE |  |  |  | 3329.7564 | 2996.7808 | Single Family_FALSE | Single Family_FALSE | Single Family_ | Single Family_ | Single Family_ | unknown | unknownSingle Family_ | unknownSingle Family_FALSE
Water_00001285 | SITE_01020 | Room_00003561 | Bathroom_1 | Bathroom | Shower / Bathtub combo with diverter valve | 2 | 2.3589 | 2 | 2.5 |  | Secondary | A few times per month | N/A | Bag | 0.8492 |  | 2.123 |  | MT | Single Family | Shower | 1536 | 1882.4 | Single Family | TRUE | TRUE | TRUE | TRUE | TRUE | 3764.8 | 3996.3352 | Single Family_TRUE | Single Family_TRUE | Single Family_TRUE | Single Family_TRUE | Single Family_TRUE | 2.0gpm | 2.0gpmSingle Family_TRUE | 2.0gpmSingle Family_TRUE
Water_00001286 | SITE_01020 | Room_00003562 | Bathroom_2 | Bathroom | Shower / Bathtub combo with diverter valve | 1.8867 | 1.8867 |  | 2 |  | Primary | Daily / Almost Daily | N/A | Bag | 0.8492 |  | 1.698 |  | MT | Single Family | Shower | 1536 | 1882.4 | Single Family | TRUE | TRUE | TRUE | TRUE | TRUE | 3551.4613 | 3196.3152 | Single Family_TRUE | Single Family_TRUE | Single Family_TRUE | Single Family_TRUE | Single Family_TRUE | 2.0gpm | 2.0gpmSingle Family_TRUE | 2.0gpmSingle Family_TRUE
Water_00001287 | SITE_01020 | Room_00003562 | Bathroom_2 | Bathroom | Bathroom Faucet | 1.99 | 1.99 |  | 2.25 |  | N/A | N/A | N/A | Bag | 0.796 |  | 1.791 |  | MT | Single Family | Bathroom Faucet | 1536 | 1882.4 | Single Family | FALSE | FALSE |  |  |  | 3745.976 | 3371.3784 | Single Family_FALSE | Single Family_FALSE | Single Family_ | Single Family_ | Single Family_ | unknown | unknownSingle Family_ | unknownSingle Family_FALSE
Water_00001288 | SITE_01020 | Room_00003562 | Bathroom_2 | Bathroom | Bathroom Faucet | 1.99 | 1.99 |  | 2.25 |  | N/A | N/A | N/A | Bag | 0.796 |  | 1.791 |  | MT | Single Family | Bathroom Faucet | 1536 | 1882.4 | Single Family | FALSE | FALSE |  |  |  | 3745.976 | 3371.3784 | Single Family_FALSE | Single Family_FALSE | Single Family_ | Single Family_ | Single Family_ | unknown | unknownSingle Family_ | unknownSingle Family_FALSE
Water_00001289 | SITE_01021 | Room_00003577 | Bathroom_1 | Bathroom | Bathroom Faucet | unknown |  |  | 2.5 |  | N/A | N/A | N/A | Unknown |  | N/A |  | N/A | MT | Single Family | Bathroom Faucet | 1537 | 1882.4 | Single Family | FALSE | FALSE |  |  |  | 0 | 0 | Single Family_FALSE | Single Family_FALSE | Single Family_ | Single Family_ | Single Family_ | unknown | unknownSingle Family_ | unknownSingle Family_FALSE
Water_00001290 | SITE_01021 | Room_00003577 | Bathroom_1 | Bathroom | Shower / Bathtub combo with diverter valve | 2.5 |  | 2.5 | 2.5 |  | All used about the same | A few times per week | N/A | Unknown |  | N/A |  | N/A | MT | Single Family | Shower | 1537 | 1882.4 | Single Family | TRUE | TRUE | TRUE | FALSE | FALSE | 4706 | 0 | Single Family_TRUE | Single Family_TRUE | Single Family_TRUE | Single Family_FALSE | Single Family_FALSE | unknown | unknownSingle Family_FALSE | unknownSingle Family_TRUE
Water_00001291 | SITE_01021 | Room_00003578 | Bathroom_2 | Bathroom | Shower | unknown |  |  | 3.5 |  | All used about the same | A few times per week | N/A | Unknown |  | N/A |  | N/A | MT | Single Family | Shower | 1537 | 1882.4 | Single Family | TRUE | FALSE | FALSE | FALSE | FALSE | 0 | 0 | Single Family_TRUE | Single Family_FALSE | Single Family_FALSE | Single Family_FALSE | Single Family_FALSE | unknown | unknownSingle Family_FALSE | unknownSingle Family_TRUE
Water_00001292 | SITE_01021 | Room_00003578 | Bathroom_2 | Bathroom | Bathroom Faucet | unknown |  |  | 3 |  | N/A | N/A | N/A | Unknown |  | N/A |  | N/A | MT | Single Family | Bathroom Faucet | 1537 | 1882.4 | Single Family | FALSE | FALSE |  |  |  | 0 | 0 | Single Family_FALSE | Single Family_FALSE | Single Family_ | Single Family_ | Single Family_ | unknown | unknownSingle Family_ | unknownSingle Family_FALSE
Water_00001293 | SITE_01021 | Room_00003579 | Bathroom_3 | Bathroom | Bathroom Faucet | unknown |  |  | 2 |  | N/A | N/A | N/A | Unknown |  | N/A |  | N/A | MT | Single Family | Bathroom Faucet | 1537 | 1882.4 | Single Family | FALSE | FALSE |  |  |  | 0 | 0 | Single Family_FALSE | Single Family_FALSE | Single Family_ | Single Family_ | Single Family_ | unknown | unknownSingle Family_ | unknownSingle Family_FALSE
Water_00001294 | SITE_01021 | Room_00003579 | Bathroom_3 | Bathroom | Shower | unknown |  |  |  | Unknown | All used about the same | A few times per week | Rain head would not fit bag nor bucket. | Unknown |  | N/A |  | N/A | MT | Single Family | Shower | 1537 | 1882.4 | Single Family | TRUE | FALSE | FALSE | FALSE | FALSE | 0 | 0 | Single Family_TRUE | Single Family_FALSE | Single Family_FALSE | Single Family_FALSE | Single Family_FALSE | unknown | unknownSingle Family_FALSE | unknownSingle Family_TRUE
Water_00001295 | SITE_01021 | Room_00003590 | Kitchen_1 | Kitchen | Kitchen Faucet | 2 | 1.7689 | 2 | 2 |  | N/A | N/A | N/A | Bag | 0.796 |  | 1.592 |  | MT | Single Family | Kitchen Faucet | 1537 | 1882.4 | Single Family | FALSE | FALSE |  |  |  | 3764.8 | 2996.7808 | Single Family_FALSE | Single Family_FALSE | Single Family_ | Single Family_ | Single Family_ | unknown | unknownSingle Family_ | unknownSingle Family_FALSE
Water_00001296 | SITE_01021 | Room_00003593 | Mechanical_1 | Mechanical | Bathroom Faucet | unknown |  |  | 3.5 |  | N/A | N/A | N/A | Unknown |  | N/A |  | N/A | MT | Single Family | Bathroom Faucet | 1537 | 1882.4 | Single Family | FALSE | FALSE |  |  |  | 0 | 0 | Single Family_FALSE | Single Family_FALSE | Single Family_ | Single Family_ | Single Family_ | unknown | unknownSingle Family_ | unknownSingle Family_FALSE
Water_00001297 | SITE_01021 | Room_00003580 | Bathroom_4 | Bathroom | Shower | 2.5 |  | 2.5 | 3.5 |  | All used about the same | A few times per week | N/A | Unknown |  | N/A |  | N/A | MT | Single Family | Shower | 1537 | 1882.4 | Single Family | TRUE | FALSE | TRUE | FALSE | FALSE | 4706 | 0 | Single Family_TRUE | Single Family_FALSE | Single Family_TRUE | Single Family_FALSE | Single Family_FALSE | unknown | unknownSingle Family_FALSE | unknownSingle Family_TRUE
Water_00001298 | SITE_01021 | Room_00003580 | Bathroom_4 | Bathroom | Bathroom Faucet | unknown |  |  | 3 |  | N/A | N/A | N/A | Unknown |  | N/A |  | N/A | MT | Single Family | Bathroom Faucet | 1537 | 1882.4 | Single Family | FALSE | FALSE |  |  |  | 0 | 0 | Single Family_FALSE | Single Family_FALSE | Single Family_ | Single Family_ | Single Family_ | unknown | unknownSingle Family_ | unknownSingle Family_FALSE
Water_00001299 | SITE_01022 | Room_00003605 | Kitchen_1 | Kitchen | Kitchen Faucet | 2.2111 | 2.2111 |  | 2.5 |  | N/A | N/A | N/A | Bag | 0.796 |  | 1.99 |  | MT | Single Family | Kitchen Faucet | 1538 | 1882.4 | Single Family | FALSE | FALSE |  |  |  | 4162.1956 | 3745.976 | Single Family_FALSE | Single Family_FALSE | Single Family_ | Single Family_ | Single Family_ | unknown | unknownSingle Family_ | unknownSingle Family_FALSE
Water_00001300 | SITE_01022 | Room_00003598 | Bathroom_1 | Bathroom | Bathroom Faucet | 2 | 2.2111 | 2 | 2.5 |  | N/A | N/A | N/A | Bag | 0.796 |  | 1.99 |  | MT | Single Family | Bathroom Faucet | 1538 | 1882.4 | Single Family | FALSE | FALSE |  |  |  | 3764.8 | 3745.976 | Single Family_FALSE | Single Family_FALSE | Single Family_ | Single Family_ | Single Family_ | unknown | unknownSingle Family_ | unknownSingle Family_FALSE
Water_00001301 | SITE_01022 | Room_00003598 | Bathroom_1 | Bathroom | Shower / Bathtub combo with diverter valve | 2 | 2.3589 | 2 | 2.5 |  | Secondary | A few times per month | N/A | Bag | 0.8492 |  | 2.123 |  | MT | Single Family | Shower | 1538 | 1882.4 | Single Family | TRUE | TRUE | TRUE | TRUE | TRUE | 3764.8 | 3996.3352 | Single Family_TRUE | Single Family_TRUE | Single Family_TRUE | Single Family_TRUE | Single Family_TRUE | 2.0gpm | 2.0gpmSingle Family_TRUE | 2.0gpmSingle Family_TRUE
Water_00001302 | SITE_01022 | Room_00003599 | Bathroom_2 | Bathroom | Bathroom Faucet | 1.5 | 1.2378 | 1.5 | 1.4 |  | N/A | N/A | N/A | Bag | 0.796 |  | 1.114 |  | MT | Single Family | Bathroom Faucet | 1538 | 1882.4 | Single Family | FALSE | FALSE |  |  |  | 2823.6 | 2096.9936 | Single Family_FALSE | Single Family_FALSE | Single Family_ | Single Family_ | Single Family_ | unknown | unknownSingle Family_ | unknownSingle Family_FALSE
Water_00001303 | SITE_01022 | Room_00003599 | Bathroom_2 | Bathroom | Shower / Bathtub combo with diverter valve | 2 | 3.3022 | 2 | 3.5 |  | Primary | Daily / Almost Daily | N/A | Bag | 0.8492 |  | 2.972 |  | MT | Single Family | Shower | 1538 | 1882.4 | Single Family | TRUE | TRUE | TRUE | TRUE | TRUE | 3764.8 | 5594.4928 | Single Family_TRUE | Single Family_TRUE | Single Family_TRUE | Single Family_TRUE | Single Family_TRUE | 2.0gpm | 2.0gpmSingle Family_TRUE | 2.0gpmSingle Family_TRUE
Water_00001304 | SITE_01023 | Room_00003621 | Living Room_1 | Living Room | Kitchen Faucet | 1.6 |  | 1.6 | 1.2 |  | N/A | N/A | N/A | Unknown |  | N/A |  | N/A | MT | Single Family | Kitchen Faucet | 1539 | 2661.5 | Single Family | FALSE | FALSE |  |  |  | 4258.4 | 0 | Single Family_FALSE | Single Family_FALSE | Single Family_ | Single Family_ | Single Family_ | unknown | unknownSingle Family_ | unknownSingle Family_FALSE
Water_00001305 | SITE_01023 | Room_00003612 | Bathroom_1 | Bathroom | Bathroom Faucet | 1.3267 | 1.3267 |  | 1.5 |  | N/A | N/A | N/A | Bag | 0.796 |  | 1.194 |  | MT | Single Family | Bathroom Faucet | 1539 | 2661.5 | Single Family | FALSE | FALSE |  |  |  | 3530.9233 | 3177.831 | Single Family_FALSE | Single Family_FALSE | Single Family_ | Single Family_ | Single Family_ | unknown | unknownSingle Family_ | unknownSingle Family_FALSE
Water_00001306 | SITE_01023 | Room_00003612 | Bathroom_1 | Bathroom | Shower / Bathtub combo with diverter valve | unknown |  |  | 1.4 |  | Primary | A few times per week | N/A | Unknown |  | N/A |  | N/A | MT | Single Family | Shower | 1539 | 2661.5 | Single Family | TRUE | TRUE | FALSE | FALSE | FALSE | 0 | 0 | Single Family_TRUE | Single Family_TRUE | Single Family_FALSE | Single Family_FALSE | Single Family_FALSE | unknown | unknownSingle Family_FALSE | unknownSingle Family_TRUE
Water_00001307 | SITE_01023 | Room_00003613 | Bathroom_2 | Bathroom | Bathroom Faucet | 1.5 | 1.3267 | 1.5 | 1.5 |  | N/A | N/A | N/A | Bag | 0.796 |  | 1.194 |  | MT | Single Family | Bathroom Faucet | 1539 | 2661.5 | Single Family | FALSE | FALSE |  |  |  | 3992.25 | 3177.831 | Single Family_FALSE | Single Family_FALSE | Single Family_ | Single Family_ | Single Family_ | unknown | unknownSingle Family_ | unknownSingle Family_FALSE
Water_00001308 | SITE_01023 | Room_00003613 | Bathroom_2 | Bathroom | Shower / Bathtub combo with diverter valve | unknown |  |  | 1.5 |  | Secondary | A few times per year | N/A | Unknown |  | N/A |  | N/A | MT | Single Family | Shower | 1539 | 2661.5 | Single Family | TRUE | TRUE | FALSE | FALSE | FALSE | 0 | 0 | Single Family_TRUE | Single Family_TRUE | Single Family_FALSE | Single Family_FALSE | Single Family_FALSE | unknown | unknownSingle Family_FALSE | unknownSingle Family_TRUE
Water_00001309 | SITE_01024 | Room_00003625 | Bathroom_1 | Bathroom | Bathroom Faucet | 1.5 | 1.3267 | 1.5 | 1.5 |  | N/A | N/A | N/A | Bag | 0.796 |  | 1.194 |  | MT | Single Family | Bathroom Faucet | 1540 | 1882.4 | Single Family | FALSE | FALSE |  |  |  | 2823.6 | 2247.5856 | Single Family_FALSE | Single Family_FALSE | Single Family_ | Single Family_ | Single Family_ | unknown | unknownSingle Family_ | unknownSingle Family_FALSE
Water_00001310 | SITE_01024 | Room_00003625 | Bathroom_1 | Bathroom | Shower | 2.8311 | 2.8311 |  | 3 |  | Primary | Daily / Almost Daily | N/A | Bag | 0.8492 |  | 2.548 |  | MT | Single Family | Shower | 1540 | 1882.4 | Single Family | TRUE | FALSE | TRUE | TRUE | TRUE | 5329.2836 | 4796.3552 | Single Family_TRUE | Single Family_FALSE | Single Family_TRUE | Single Family_TRUE | Single Family_TRUE | gt2.5gpm | gt2.5gpmSingle Family_TRUE | gt2.5gpmSingle Family_TRUE
Water_00001311 | SITE_01024 | Room_00003626 | Bathroom_2 | Bathroom | Bathroom Faucet | 1.5 | 0.88444 | 1.5 | 1 |  | N/A | N/A | N/A | Bag | 0.796 |  | 0.796 |  | MT | Single Family | Bathroom Faucet | 1540 | 1882.4 | Single Family | FALSE | FALSE |  |  |  | 2823.6 | 1498.3904 | Single Family_FALSE | Single Family_FALSE | Single Family_ | Single Family_ | Single Family_ | unknown | unknownSingle Family_ | unknownSingle Family_FALSE
Water_00001312 | SITE_01024 | Room_00003626 | Bathroom_2 | Bathroom | Shower | 3.3022 | 3.3022 |  | 3.5 |  | Secondary | A few times per year | N/A | Bag | 0.8492 |  | 2.972 |  | MT | Single Family | Shower | 1540 | 1882.4 | Single Family | TRUE | FALSE | TRUE | TRUE | TRUE | 6216.1031 | 5594.4928 | Single Family_TRUE | Single Family_FALSE | Single Family_TRUE | Single Family_TRUE | Single Family_TRUE | gt2.5gpm | gt2.5gpmSingle Family_TRUE | gt2.5gpmSingle Family_TRUE
Water_00001313 | SITE_01024 | Room_00003644 | Laundry_1 | Laundry | Bathroom Faucet | 1.7689 | 1.7689 |  | 2 |  | N/A | N/A | N/A | Bag | 0.796 |  | 1.592 |  | MT | Single Family | Bathroom Faucet | 1540 | 1882.4 | Single Family | FALSE | FALSE |  |  |  | 3329.7564 | 2996.7808 | Single Family_FALSE | Single Family_FALSE | Single Family_ | Single Family_ | Single Family_ | unknown | unknownSingle Family_ | unknownSingle Family_FALSE
Water_00001314 | SITE_01024 | Room_00003627 | Bathroom_6 | Bathroom | Bathroom Faucet | 1.7689 | 1.7689 |  | 2 |  | N/A | N/A | N/A | Bag | 0.796 |  | 1.592 |  | MT | Single Family | Bathroom Faucet | 1540 | 1882.4 | Single Family | FALSE | FALSE |  |  |  | 3329.7564 | 2996.7808 | Single Family_FALSE | Single Family_FALSE | Single Family_ | Single Family_ | Single Family_ | unknown | unknownSingle Family_ | unknownSingle Family_FALSE
Water_00001315 | SITE_01024 | Room_00003627 | Bathroom_6 | Bathroom | Shower / Bathtub combo with diverter valve | 1.6511 | 1.6511 |  | 1.75 |  | Secondary | A few times per year | N/A | Bag | 0.8492 |  | 1.486 |  | MT | Single Family | Shower | 1540 | 1882.4 | Single Family | TRUE | TRUE | TRUE | TRUE | TRUE | 3108.0516 | 2797.2464 | Single Family_TRUE | Single Family_TRUE | Single Family_TRUE | Single Family_TRUE | Single Family_TRUE | 1.8gpm | 1.8gpmSingle Family_TRUE | 1.8gpmSingle Family_TRUE
Water_00001316 | SITE_01026 | Room_00003649 | Bathroom_1 | Bathroom | Bathroom Faucet | 2 | 2.2111 | 2 | 2.5 |  | N/A | N/A | N/A | Bag | 0.796 |  | 1.99 |  | MT | Manufactured | Bathroom Faucet | 1542 | 331.65 | Manufactured | FALSE | FALSE |  |  |  | 663.3 | 659.9835 | Manufactured_FALSE | Manufactured_FALSE | Manufactured_ | Manufactured_ | Manufactured_ | unknown | unknownManufactured_ | unknownManufactured_FALSE
Water_00001317 | SITE_01026 | Room_00003649 | Bathroom_1 | Bathroom | Shower / Bathtub combo with diverter valve | 2.5 | 1.8867 | 2.5 | 2 |  | All used about the same | Daily / Almost Daily | N/A | Bag | 0.8492 |  | 1.698 |  | MT | Manufactured | Shower | 1542 | 331.65 | Manufactured | TRUE | TRUE | TRUE | TRUE | TRUE | 829.125 | 563.1417 | Manufactured_TRUE | Manufactured_TRUE | Manufactured_TRUE | Manufactured_TRUE | Manufactured_TRUE | 2.5gpm | 2.5gpmManufactured_TRUE | 2.5gpmManufactured_TRUE
Water_00001318 | SITE_01026 | Room_00003658 | Kitchen_1 | Kitchen | Kitchen Faucet | 2.2 | 1.7689 | 2.2 | 2 |  | N/A | N/A | N/A | Bag | 0.796 |  | 1.592 |  | MT | Manufactured | Kitchen Faucet | 1542 | 331.65 | Manufactured | FALSE | FALSE |  |  |  | 729.63 | 527.9868 | Manufactured_FALSE | Manufactured_FALSE | Manufactured_ | Manufactured_ | Manufactured_ | unknown | unknownManufactured_ | unknownManufactured_FALSE
Water_00001319 | SITE_01026 | Room_00003650 | Bathroom_2 | Bathroom | Bathroom Faucet | 1.3267 | 1.3267 |  | 1.5 |  | N/A | N/A | N/A | Bag | 0.796 |  | 1.194 |  | MT | Manufactured | Bathroom Faucet | 1542 | 331.65 | Manufactured | FALSE | FALSE |  |  |  | 439.989 | 395.9901 | Manufactured_FALSE | Manufactured_FALSE | Manufactured_ | Manufactured_ | Manufactured_ | unknown | unknownManufactured_ | unknownManufactured_FALSE
Water_00001320 | SITE_01026 | Room_00003650 | Bathroom_2 | Bathroom | Shower / Bathtub combo with diverter valve | 2.5 | 2.3589 | 2.5 | 2.5 |  | All used about the same | Daily / Almost Daily | N/A | Bag | 0.8492 |  | 2.123 |  | MT | Manufactured | Shower | 1542 | 331.65 | Manufactured | TRUE | TRUE | TRUE | TRUE | TRUE | 829.125 | 704.0929 | Manufactured_TRUE | Manufactured_TRUE | Manufactured_TRUE | Manufactured_TRUE | Manufactured_TRUE | 2.5gpm | 2.5gpmManufactured_TRUE | 2.5gpmManufactured_TRUE
Water_00001321 | SITE_01029 | Room_00003668 | Family Room_1 | Family Room | Kitchen Faucet | 1.8 |  | 1.8 | 1.5 |  | N/A | N/A | N/A | Unknown |  | N/A |  | N/A | MT | Single Family | Kitchen Faucet | 1545 | 2661.5 | Single Family | FALSE | FALSE |  |  |  | 4790.7 | 0 | Single Family_FALSE | Single Family_FALSE | Single Family_ | Single Family_ | Single Family_ | unknown | unknownSingle Family_ | unknownSingle Family_FALSE
Water_00001322 | SITE_01029 | Room_00003663 | Bathroom_1 | Bathroom | Bathroom Faucet | 2.2 | 1.9456 | 2.2 | 2.2 |  | N/A | N/A | N/A | Bag | 0.796 |  | 1.751 |  | MT | Single Family | Bathroom Faucet | 1545 | 2661.5 | Single Family | FALSE | FALSE |  |  |  | 5855.3 | 4660.2865 | Single Family_FALSE | Single Family_FALSE | Single Family_ | Single Family_ | Single Family_ | unknown | unknownSingle Family_ | unknownSingle Family_FALSE
Water_00001323 | SITE_01029 | Room_00003663 | Bathroom_1 | Bathroom | Shower / Bathtub combo with diverter valve | 2.0711 | 2.0711 |  | 2 |  | Secondary | A few times per week | N/A | Weir | 0.932 |  | 1.864 |  | MT | Single Family | Shower | 1545 | 2661.5 | Single Family | TRUE | TRUE | TRUE | TRUE | TRUE | 5512.2622 | 4961.036 | Single Family_TRUE | Single Family_TRUE | Single Family_TRUE | Single Family_TRUE | Single Family_TRUE | 2.5gpm | 2.5gpmSingle Family_TRUE | 2.5gpmSingle Family_TRUE
Water_00001324 | SITE_01029 | Room_00003664 | Bathroom_2 | Bathroom | Bathroom Faucet | 2.2 | 1.9456 | 2.2 | 2.2 |  | N/A | N/A | N/A | Bag | 0.796 |  | 1.751 |  | MT | Single Family | Bathroom Faucet | 1545 | 2661.5 | Single Family | FALSE | FALSE |  |  |  | 5855.3 | 4660.2865 | Single Family_FALSE | Single Family_FALSE | Single Family_ | Single Family_ | Single Family_ | unknown | unknownSingle Family_ | unknownSingle Family_FALSE
Water_00001325 | SITE_01029 | Room_00003664 | Bathroom_2 | Bathroom | Shower / Bathtub combo with diverter valve | 1.8644 | 1.8644 |  | 1.8 |  | Primary | Daily / Almost Daily | N/A | Weir | 0.932 |  | 1.678 |  | MT | Single Family | Shower | 1545 | 2661.5 | Single Family | TRUE | TRUE | TRUE | TRUE | TRUE | 4962.2189 | 4465.997 | Single Family_TRUE | Single Family_TRUE | Single Family_TRUE | Single Family_TRUE | Single Family_TRUE | 2.0gpm | 2.0gpmSingle Family_TRUE | 2.0gpmSingle Family_TRUE
Water_00001326 | SITE_01030 | Room_00003683 | Kitchen_1 | Kitchen | Kitchen Faucet | 1.3267 | 1.3267 |  | 1.5 |  | N/A | N/A | N/A | Bag | 0.796 |  | 1.194 |  | MT | Single Family | Kitchen Faucet | 1546 | 2661.5 | Single Family | FALSE | FALSE |  |  |  | 3530.9233 | 3177.831 | Single Family_FALSE | Single Family_FALSE | Single Family_ | Single Family_ | Single Family_ | unknown | unknownSingle Family_ | unknownSingle Family_FALSE
Water_00001327 | SITE_01030 | Room_00003672 | Bathroom_1 | Bathroom | Bathroom Faucet | 3.5378 | 3.5378 |  | 4 |  | N/A | N/A | N/A | Bag | 0.796 |  | 3.184 |  | MT | Single Family | Bathroom Faucet | 1546 | 2661.5 | Single Family | FALSE | FALSE |  |  |  | 9415.7956 | 8474.216 | Single Family_FALSE | Single Family_FALSE | Single Family_ | Single Family_ | Single Family_ | unknown | unknownSingle Family_ | unknownSingle Family_FALSE
Water_00001328 | SITE_01030 | Room_00003672 | Bathroom_1 | Bathroom | Shower | 2.4533 | 2.4533 |  | 2.6 |  | All used about the same | Daily / Almost Daily | N/A | Bag | 0.8492 |  | 2.208 |  | MT | Single Family | Shower | 1546 | 2661.5 | Single Family | TRUE | FALSE | TRUE | TRUE | TRUE | 6529.5467 | 5876.592 | Single Family_TRUE | Single Family_FALSE | Single Family_TRUE | Single Family_TRUE | Single Family_TRUE | 2.5gpm | 2.5gpmSingle Family_TRUE | 2.5gpmSingle Family_TRUE
Water_00001329 | SITE_01030 | Room_00003673 | Bathroom_2 | Bathroom | Bathtub | unknown |  |  |  | N/A | N/A | N/A | N/A | Unknown |  | N/A |  | N/A | MT | Single Family | Bathtub | 1546 | 2661.5 | Single Family | FALSE | FALSE |  |  |  | 0 | 0 | Single Family_FALSE | Single Family_FALSE | Single Family_ | Single Family_ | Single Family_ | unknown | unknownSingle Family_ | unknownSingle Family_FALSE
Water_00001330 | SITE_01030 | Room_00003673 | Bathroom_2 | Bathroom | Shower | 2.3589 | 2.3589 |  | 2.5 |  | All used about the same | Daily / Almost Daily | N/A | Bag | 0.8492 |  | 2.123 |  | MT | Single Family | Shower | 1546 | 2661.5 | Single Family | TRUE | FALSE | TRUE | TRUE | TRUE | 6278.1828 | 5650.3645 | Single Family_TRUE | Single Family_FALSE | Single Family_TRUE | Single Family_TRUE | Single Family_TRUE | 2.5gpm | 2.5gpmSingle Family_TRUE | 2.5gpmSingle Family_TRUE
Water_00001331 | SITE_01030 | Room_00003673 | Bathroom_2 | Bathroom | Bathroom Faucet | 3.5378 | 3.5378 |  | 4 |  | N/A | N/A | N/A | Bag | 0.796 |  | 3.184 |  | MT | Single Family | Bathroom Faucet | 1546 | 2661.5 | Single Family | FALSE | FALSE |  |  |  | 9415.7956 | 8474.216 | Single Family_FALSE | Single Family_FALSE | Single Family_ | Single Family_ | Single Family_ | unknown | unknownSingle Family_ | unknownSingle Family_FALSE
Water_00001332 | SITE_01030 | Room_00003673 | Bathroom_2 | Bathroom | Bathroom Faucet | 3.6267 | 3.6267 |  | 4.1 |  | N/A | N/A | N/A | Bag | 0.796 |  | 3.264 |  | MT | Single Family | Bathroom Faucet | 1546 | 2661.5 | Single Family | FALSE | FALSE |  |  |  | 9652.3733 | 8687.136 | Single Family_FALSE | Single Family_FALSE | Single Family_ | Single Family_ | Single Family_ | unknown | unknownSingle Family_ | unknownSingle Family_FALSE
Water_00001333 | SITE_01031 | Room_00003690 | Bathroom_1 | Bathroom | Bathroom Faucet | 1.5 | 1.7689 | 1.5 | 2 |  | N/A | N/A | N/A | Bag | 0.796 |  | 1.592 |  | MT | Manufactured | Bathroom Faucet | 1547 | 331.65 | Manufactured | FALSE | FALSE |  |  |  | 497.475 | 527.9868 | Manufactured_FALSE | Manufactured_FALSE | Manufactured_ | Manufactured_ | Manufactured_ | unknown | unknownManufactured_ | unknownManufactured_FALSE
Water_00001334 | SITE_01031 | Room_00003690 | Bathroom_1 | Bathroom | Shower / Bathtub combo with diverter valve | 2.3589 | 2.3589 |  | 2.5 |  | Secondary | A few times per year | N/A | Bag | 0.8492 |  | 2.123 |  | MT | Manufactured | Shower | 1547 | 331.65 | Manufactured | TRUE | TRUE | TRUE | TRUE | TRUE | 782.3255 | 704.0929 | Manufactured_TRUE | Manufactured_TRUE | Manufactured_TRUE | Manufactured_TRUE | Manufactured_TRUE | 2.5gpm | 2.5gpmManufactured_TRUE | 2.5gpmManufactured_TRUE
Water_00001335 | SITE_01031 | Room_00003698 | Kitchen_1 | Kitchen | Kitchen Faucet | 2.2 | 1.1056 | 2.2 | 1.25 |  | N/A | N/A | N/A | Bag | 0.796 |  | 0.995 |  | MT | Manufactured | Kitchen Faucet | 1547 | 331.65 | Manufactured | FALSE | FALSE |  |  |  | 729.63 | 329.9917 | Manufactured_FALSE | Manufactured_FALSE | Manufactured_ | Manufactured_ | Manufactured_ | unknown | unknownManufactured_ | unknownManufactured_FALSE
Water_00001336 | SITE_01031 | Room_00003691 | Bathroom_2 | Bathroom | Bathroom Faucet | 1.5 | 1.1056 | 1.5 | 1.25 |  | N/A | N/A | N/A | Bag | 0.796 |  | 0.995 |  | MT | Manufactured | Bathroom Faucet | 1547 | 331.65 | Manufactured | FALSE | FALSE |  |  |  | 497.475 | 329.9917 | Manufactured_FALSE | Manufactured_FALSE | Manufactured_ | Manufactured_ | Manufactured_ | unknown | unknownManufactured_ | unknownManufactured_FALSE
Water_00001337 | SITE_01031 | Room_00003691 | Bathroom_2 | Bathroom | Shower | 2 | 1.18 | 2 | 1.25 |  | Primary | Daily / Almost Daily | Both in primary shower (two separate pieces used simultaneously) | Bag | 0.8492 |  | 1.062 |  | MT | Manufactured | Shower | 1547 | 331.65 | Manufactured | TRUE | FALSE | TRUE | TRUE | TRUE | 663.3 | 352.2123 | Manufactured_TRUE | Manufactured_FALSE | Manufactured_TRUE | Manufactured_TRUE | Manufactured_TRUE | 2.0gpm | 2.0gpmManufactured_TRUE | 2.0gpmManufactured_TRUE
Water_00001338 | SITE_01031 | Room_00003691 | Bathroom_2 | Bathroom | Shower / Bathtub combo with diverter valve | unknown |  |  |  | Unknown | Primary | Daily / Almost Daily | Both in primary shower (two separate pieces used simultaneously). | Bag | 0.8492 |  |  | Unknown | MT | Manufactured | Shower | 1547 | 331.65 | Manufactured | TRUE | TRUE | FALSE | FALSE | FALSE | 0 | 0 | Manufactured_TRUE | Manufactured_TRUE | Manufactured_FALSE | Manufactured_FALSE | Manufactured_FALSE | unknown | unknownManufactured_FALSE | unknownManufactured_TRUE
Water_00001339 | SITE_01032 | Room_00003704 | Bathroom_1 | Bathroom | Bathroom Faucet | 2.2111 | 2.2111 |  | 2.5 |  | N/A | N/A | N/A | Bag | 0.796 |  | 1.99 |  | MT | Single Family | Bathroom Faucet | 1548 | 1882.4 | Single Family | FALSE | FALSE |  |  |  | 4162.1956 | 3745.976 | Single Family_FALSE | Single Family_FALSE | Single Family_ | Single Family_ | Single Family_ | unknown | unknownSingle Family_ | unknownSingle Family_FALSE
Water_00001340 | SITE_01032 | Room_00003709 | Kitchen_1 | Kitchen | Kitchen Faucet | 1.8 | 2.3 | 1.8 | 2.6 |  | N/A | N/A | N/A | Bag | 0.796 |  | 2.07 |  | MT | Single Family | Kitchen Faucet | 1548 | 1882.4 | Single Family | FALSE | FALSE |  |  |  | 3388.32 | 3896.568 | Single Family_FALSE | Single Family_FALSE | Single Family_ | Single Family_ | Single Family_ | unknown | unknownSingle Family_ | unknownSingle Family_FALSE
Water_00001341 | SITE_01032 | Room_00003705 | Bathroom_2 | Bathroom | Bathroom Faucet | 2.6533 | 2.6533 |  | 3 |  | N/A | N/A | N/A | Bag | 0.796 |  | 2.388 |  | MT | Single Family | Bathroom Faucet | 1548 | 1882.4 | Single Family | FALSE | FALSE |  |  |  | 4994.6347 | 4495.1712 | Single Family_FALSE | Single Family_FALSE | Single Family_ | Single Family_ | Single Family_ | unknown | unknownSingle Family_ | unknownSingle Family_FALSE
Water_00001342 | SITE_01032 | Room_00003705 | Bathroom_2 | Bathroom | Shower / Bathtub combo with diverter valve | 2.5 | 2.4533 | 2.5 | 2.6 |  | Secondary | A few times per month | N/A | Bag | 0.8492 |  | 2.208 |  | MT | Single Family | Shower | 1548 | 1882.4 | Single Family | TRUE | TRUE | TRUE | TRUE | TRUE | 4706 | 4156.3392 | Single Family_TRUE | Single Family_TRUE | Single Family_TRUE | Single Family_TRUE | Single Family_TRUE | 2.5gpm | 2.5gpmSingle Family_TRUE | 2.5gpmSingle Family_TRUE
Water_00001343 | SITE_01032 | Room_00003704 | Bathroom_1 | Bathroom | Shower / Bathtub combo with diverter valve | 2.3589 | 2.3589 |  | 2.5 |  | Primary | Daily / Almost Daily | N/A | Bag | 0.8492 |  | 2.123 |  | MT | Single Family | Shower | 1548 | 1882.4 | Single Family | TRUE | TRUE | TRUE | TRUE | TRUE | 4440.3724 | 3996.3352 | Single Family_TRUE | Single Family_TRUE | Single Family_TRUE | Single Family_TRUE | Single Family_TRUE | 2.5gpm | 2.5gpmSingle Family_TRUE | 2.5gpmSingle Family_TRUE
Water_00001344 | SITE_01035 | Room_00003715 | Bathroom_1 | Bathroom | Bathroom Faucet | 1 | 0.97333 | 1 | 1.1 |  | N/A | N/A | N/A | Bag | 0.796 |  | 0.876 |  | MT | Single Family | Bathroom Faucet | 1551 | 1882.4 | Single Family | FALSE | FALSE |  |  |  | 1882.4 | 1648.9824 | Single Family_FALSE | Single Family_FALSE | Single Family_ | Single Family_ | Single Family_ | unknown | unknownSingle Family_ | unknownSingle Family_FALSE
Water_00001345 | SITE_01035 | Room_00003715 | Bathroom_1 | Bathroom | Shower / Bathtub combo with diverter valve | 1.4156 | 1.4156 |  | 1.5 |  | Primary | Daily / Almost Daily | N/A | Bag | 0.8492 |  | 1.274 |  | MT | Single Family | Shower | 1551 | 1882.4 | Single Family | TRUE | TRUE | TRUE | TRUE | TRUE | 2664.6418 | 2398.1776 | Single Family_TRUE | Single Family_TRUE | Single Family_TRUE | Single Family_TRUE | Single Family_TRUE | <1.5gpm | <1.5gpmSingle Family_TRUE | <1.5gpmSingle Family_TRUE
Water_00001346 | SITE_01035 | Room_00003724 | Kitchen_2 | Kitchen | Kitchen Faucet | unknown |  |  | 1.75 |  | N/A | N/A | N/A | Unknown |  | N/A |  | N/A | MT | Single Family | Kitchen Faucet | 1551 | 1882.4 | Single Family | FALSE | FALSE |  |  |  | 0 | 0 | Single Family_FALSE | Single Family_FALSE | Single Family_ | Single Family_ | Single Family_ | unknown | unknownSingle Family_ | unknownSingle Family_FALSE
Water_00001347 | SITE_01036 | Room_00003735 | Kitchen_1 | Kitchen | Kitchen Faucet | 1.3267 | 1.3267 |  | 1.5 |  | N/A | N/A | N/A | Bag | 0.796 |  | 1.194 |  | MT | Single Family | Kitchen Faucet | 1552 | 1882.4 | Single Family | FALSE | FALSE |  |  |  | 2497.3173 | 2247.5856 | Single Family_FALSE | Single Family_FALSE | Single Family_ | Single Family_ | Single Family_ | unknown | unknownSingle Family_ | unknownSingle Family_FALSE
Water_00001348 | SITE_01036 | Room_00003730 | Bathroom_1 | Bathroom | Bathroom Faucet | 1.99 | 1.99 |  | 2.25 |  | N/A | N/A | N/A | Bag | 0.796 |  | 1.791 |  | MT | Single Family | Bathroom Faucet | 1552 | 1882.4 | Single Family | FALSE | FALSE |  |  |  | 3745.976 | 3371.3784 | Single Family_FALSE | Single Family_FALSE | Single Family_ | Single Family_ | Single Family_ | unknown | unknownSingle Family_ | unknownSingle Family_FALSE
Water_00001349 | SITE_01036 | Room_00003730 | Bathroom_1 | Bathroom | Shower / Bathtub combo with diverter valve | unknown |  |  |  | Unknown | Primary | Daily / Almost Daily | Shower head too large for measuring equipment | Bag | 0.8492 |  |  | Unknown | MT | Single Family | Shower | 1552 | 1882.4 | Single Family | TRUE | TRUE | FALSE | FALSE | FALSE | 0 | 0 | Single Family_TRUE | Single Family_TRUE | Single Family_FALSE | Single Family_FALSE | Single Family_FALSE | unknown | unknownSingle Family_FALSE | unknownSingle Family_TRUE
Water_00001350 | SITE_01037 | Room_00003743 | Bathroom_1 | Bathroom | Bathroom Faucet | 1.5 | 1.3267 | 1.5 | 1.5 |  | N/A | N/A | N/A | Bag | 0.796 |  | 1.194 |  | MT | Single Family | Bathroom Faucet | 1553 | 2661.5 | Single Family | FALSE | FALSE |  |  |  | 3992.25 | 3177.831 | Single Family_FALSE | Single Family_FALSE | Single Family_ | Single Family_ | Single Family_ | unknown | unknownSingle Family_ | unknownSingle Family_FALSE
Water_00001351 | SITE_01037 | Room_00003743 | Bathroom_1 | Bathroom | Shower / Bathtub combo with diverter valve | 2.6922 | 2.6922 |  | 2.6 |  | Secondary | A few times per year | N/A | Weir | 0.932 |  | 2.423 |  | MT | Single Family | Shower | 1553 | 2661.5 | Single Family | TRUE | TRUE | TRUE | TRUE | TRUE | 7165.3494 | 6448.8145 | Single Family_TRUE | Single Family_TRUE | Single Family_TRUE | Single Family_TRUE | Single Family_TRUE | gt2.5gpm | gt2.5gpmSingle Family_TRUE | gt2.5gpmSingle Family_TRUE
Water_00001352 | SITE_01037 | Room_00003758 | Kitchen_1 | Kitchen | Kitchen Faucet | 1.5 |  | 1.5 | 0.9 |  | N/A | N/A | N/A | Unknown |  | N/A |  | N/A | MT | Single Family | Kitchen Faucet | 1553 | 2661.5 | Single Family | FALSE | FALSE |  |  |  | 3992.25 | 0 | Single Family_FALSE | Single Family_FALSE | Single Family_ | Single Family_ | Single Family_ | unknown | unknownSingle Family_ | unknownSingle Family_FALSE
Water_00001353 | SITE_01037 | Room_00003758 | Kitchen_1 | Kitchen | Kitchen Faucet | 2 |  | 2 | 1.5 |  | N/A | N/A | N/A | Unknown |  | N/A |  | N/A | MT | Single Family | Kitchen Faucet | 1553 | 2661.5 | Single Family | FALSE | FALSE |  |  |  | 5323 | 0 | Single Family_FALSE | Single Family_FALSE | Single Family_ | Single Family_ | Single Family_ | unknown | unknownSingle Family_ | unknownSingle Family_FALSE
Water_00001354 | SITE_01037 | Room_00003744 | Bathroom_2 | Bathroom | Bathroom Faucet | 1.2378 | 1.2378 |  | 1.4 |  | N/A | N/A | N/A | Bag | 0.796 |  | 1.114 |  | MT | Single Family | Bathroom Faucet | 1553 | 2661.5 | Single Family | FALSE | FALSE |  |  |  | 3294.3456 | 2964.911 | Single Family_FALSE | Single Family_FALSE | Single Family_ | Single Family_ | Single Family_ | unknown | unknownSingle Family_ | unknownSingle Family_FALSE
Water_00001355 | SITE_01037 | Room_00003745 | Bathroom_3 | Bathroom | Bathroom Faucet | 1.3267 | 1.3267 |  | 1.5 |  | N/A | N/A | N/A | Bag | 0.796 |  | 1.194 |  | MT | Single Family | Bathroom Faucet | 1553 | 2661.5 | Single Family | FALSE | FALSE |  |  |  | 3530.9233 | 3177.831 | Single Family_FALSE | Single Family_FALSE | Single Family_ | Single Family_ | Single Family_ | unknown | unknownSingle Family_ | unknownSingle Family_FALSE
Water_00001356 | SITE_01037 | Room_00003745 | Bathroom_3 | Bathroom | Bathroom Faucet | 1.2378 | 1.2378 |  | 1.4 |  | N/A | N/A | N/A | Bag | 0.796 |  | 1.114 |  | MT | Single Family | Bathroom Faucet | 1553 | 2661.5 | Single Family | FALSE | FALSE |  |  |  | 3294.3456 | 2964.911 | Single Family_FALSE | Single Family_FALSE | Single Family_ | Single Family_ | Single Family_ | unknown | unknownSingle Family_ | unknownSingle Family_FALSE
Water_00001357 | SITE_01037 | Room_00003745 | Bathroom_3 | Bathroom | Bathtub | unknown |  |  |  | N/A | N/A | N/A | N/A | Unknown |  | N/A |  | N/A | MT | Single Family | Bathtub | 1553 | 2661.5 | Single Family | FALSE | FALSE |  |  |  | 0 | 0 | Single Family_FALSE | Single Family_FALSE | Single Family_ | Single Family_ | Single Family_ | unknown | unknownSingle Family_ | unknownSingle Family_FALSE
Water_00001358 | SITE_01037 | Room_00003745 | Bathroom_3 | Bathroom | Shower | 2.2778 | 2.2778 |  | 2.2 |  | Primary | Daily / Almost Daily | N/A | Weir | 0.932 |  | 2.05 |  | MT | Single Family | Shower | 1553 | 2661.5 | Single Family | TRUE | FALSE | TRUE | TRUE | TRUE | 6062.3056 | 5456.075 | Single Family_TRUE | Single Family_FALSE | Single Family_TRUE | Single Family_TRUE | Single Family_TRUE | 2.5gpm | 2.5gpmSingle Family_TRUE | 2.5gpmSingle Family_TRUE
Water_00001359 | SITE_01037 | Room_00003746 | Bathroom_6 | Bathroom | Bathroom Faucet | 2 | 1.8578 | 2 | 2.1 |  | N/A | N/A | N/A | Bag | 0.796 |  | 1.672 |  | MT | Single Family | Bathroom Faucet | 1553 | 2661.5 | Single Family | FALSE | FALSE |  |  |  | 5323 | 4450.028 | Single Family_FALSE | Single Family_FALSE | Single Family_ | Single Family_ | Single Family_ | unknown | unknownSingle Family_ | unknownSingle Family_FALSE
Water_00001360 | SITE_01037 | Room_00003746 | Bathroom_6 | Bathroom | Shower / Bathtub combo with diverter valve | 2.5 |  | 2.5 | 2.2 |  | Secondary | A few times per week | N/A | Unknown |  | N/A |  | N/A | MT | Single Family | Shower | 1553 | 2661.5 | Single Family | TRUE | TRUE | TRUE | FALSE | FALSE | 6653.75 | 0 | Single Family_TRUE | Single Family_TRUE | Single Family_TRUE | Single Family_FALSE | Single Family_FALSE | unknown | unknownSingle Family_FALSE | unknownSingle Family_TRUE
Water_00001361 | SITE_01038 | Room_00003766 | Bathroom_1 | Bathroom | Bathroom Faucet | 1.7689 | 1.7689 |  | 2 |  | N/A | N/A | N/A | Bag | 0.796 |  | 1.592 |  | MT | Single Family | Bathroom Faucet | 1554 | 1882.4 | Single Family | FALSE | FALSE |  |  |  | 3329.7564 | 2996.7808 | Single Family_FALSE | Single Family_FALSE | Single Family_ | Single Family_ | Single Family_ | unknown | unknownSingle Family_ | unknownSingle Family_FALSE
Water_00001362 | SITE_01038 | Room_00003766 | Bathroom_1 | Bathroom | Shower / Bathtub combo with diverter valve | 2.5 | 2.3589 | 2.5 | 2.5 |  | Secondary | A few times per year | N/A | Bag | 0.8492 |  | 2.123 |  | MT | Single Family | Shower | 1554 | 1882.4 | Single Family | TRUE | TRUE | TRUE | TRUE | TRUE | 4706 | 3996.3352 | Single Family_TRUE | Single Family_TRUE | Single Family_TRUE | Single Family_TRUE | Single Family_TRUE | 2.5gpm | 2.5gpmSingle Family_TRUE | 2.5gpmSingle Family_TRUE
Water_00001363 | SITE_01038 | Room_00003775 | Kitchen_1 | Kitchen | Kitchen Faucet | 1.99 | 1.99 |  | 2.25 |  | N/A | N/A | N/A | Bag | 0.796 |  | 1.791 |  | MT | Single Family | Kitchen Faucet | 1554 | 1882.4 | Single Family | FALSE | FALSE |  |  |  | 3745.976 | 3371.3784 | Single Family_FALSE | Single Family_FALSE | Single Family_ | Single Family_ | Single Family_ | unknown | unknownSingle Family_ | unknownSingle Family_FALSE
Water_00001364 | SITE_01038 | Room_00003767 | Bathroom_2 | Bathroom | Bathroom Faucet | 2.2111 | 2.2111 |  | 2.5 |  | N/A | N/A | N/A | Bag | 0.796 |  | 1.99 |  | MT | Single Family | Bathroom Faucet | 1554 | 1882.4 | Single Family | FALSE | FALSE |  |  |  | 4162.1956 | 3745.976 | Single Family_FALSE | Single Family_FALSE | Single Family_ | Single Family_ | Single Family_ | unknown | unknownSingle Family_ | unknownSingle Family_FALSE
Water_00001365 | SITE_01038 | Room_00003767 | Bathroom_2 | Bathroom | Shower | 3.3022 | 3.3022 |  | 3.5 |  | Primary | Daily / Almost Daily | N/A | Bag | 0.8492 |  | 2.972 |  | MT | Single Family | Shower | 1554 | 1882.4 | Single Family | TRUE | FALSE | TRUE | TRUE | TRUE | 6216.1031 | 5594.4928 | Single Family_TRUE | Single Family_FALSE | Single Family_TRUE | Single Family_TRUE | Single Family_TRUE | gt2.5gpm | gt2.5gpmSingle Family_TRUE | gt2.5gpmSingle Family_TRUE
Water_00001366 | SITE_01039 | Room_00003781 | Bathroom_1 | Bathroom | Bathroom Faucet | 2 | 2.2111 | 2 | 2.5 |  | N/A | N/A | N/A | Bag | 0.796 |  | 1.99 |  | MT | Single Family | Bathroom Faucet | 1555 | 1882.4 | Single Family | FALSE | FALSE |  |  |  | 3764.8 | 3745.976 | Single Family_FALSE | Single Family_FALSE | Single Family_ | Single Family_ | Single Family_ | unknown | unknownSingle Family_ | unknownSingle Family_FALSE
Water_00001367 | SITE_01039 | Room_00003781 | Bathroom_1 | Bathroom | Shower / Bathtub combo with diverter valve | 2 | 2.3589 | 2 | 2.5 |  | Primary | Daily / Almost Daily | N/A | Bag | 0.8492 |  | 2.123 |  | MT | Single Family | Shower | 1555 | 1882.4 | Single Family | TRUE | TRUE | TRUE | TRUE | TRUE | 3764.8 | 3996.3352 | Single Family_TRUE | Single Family_TRUE | Single Family_TRUE | Single Family_TRUE | Single Family_TRUE | 2.0gpm | 2.0gpmSingle Family_TRUE | 2.0gpmSingle Family_TRUE
Water_00001368 | SITE_01039 | Room_00003786 | Kitchen_1 | Kitchen | Kitchen Faucet | 1.0611 | 1.0611 |  | 1.2 |  | N/A | N/A | N/A | Bag | 0.796 |  | 0.955 |  | MT | Single Family | Kitchen Faucet | 1555 | 1882.4 | Single Family | FALSE | FALSE |  |  |  | 1997.4356 | 1797.692 | Single Family_FALSE | Single Family_FALSE | Single Family_ | Single Family_ | Single Family_ | unknown | unknownSingle Family_ | unknownSingle Family_FALSE
Water_00001369 | SITE_01040 | Room_00003798 | Laundry_1 | Laundry | Kitchen Faucet | 2.2 | 1.3267 | 2.2 | 1.5 |  | N/A | N/A | N/A | Bag | 0.796 |  | 1.194 |  | MT | Manufactured | Kitchen Faucet | 1556 | 765.84 | Manufactured | FALSE | FALSE |  |  |  | 1684.848 | 914.413 | Manufactured_FALSE | Manufactured_FALSE | Manufactured_ | Manufactured_ | Manufactured_ | unknown | unknownManufactured_ | unknownManufactured_FALSE
Water_00001370 | SITE_01040 | Room_00003791 | Bathroom_1 | Bathroom | Bathroom Faucet | 2.2 | 1.99 | 2.2 | 2.25 |  | N/A | N/A | N/A | Bag | 0.796 |  | 1.791 |  | MT | Manufactured | Bathroom Faucet | 1556 | 765.84 | Manufactured | FALSE | FALSE |  |  |  | 1684.848 | 1371.6194 | Manufactured_FALSE | Manufactured_FALSE | Manufactured_ | Manufactured_ | Manufactured_ | unknown | unknownManufactured_ | unknownManufactured_FALSE
Water_00001371 | SITE_01040 | Room_00003791 | Bathroom_1 | Bathroom | Shower / Bathtub combo with diverter valve | 1.8867 | 1.8867 |  | 2 |  | Secondary | A few times per year | N/A | Bag | 0.8492 |  | 1.698 |  | MT | Manufactured | Shower | 1556 | 765.84 | Manufactured | TRUE | TRUE | TRUE | TRUE | TRUE | 1444.8848 | 1300.3963 | Manufactured_TRUE | Manufactured_TRUE | Manufactured_TRUE | Manufactured_TRUE | Manufactured_TRUE | 2.0gpm | 2.0gpmManufactured_TRUE | 2.0gpmManufactured_TRUE
Water_00001372 | SITE_01040 | Room_00003797 | Kitchen_1 | Kitchen | Kitchen Faucet | 0.88444 | 0.88444 |  | 1 |  | N/A | N/A | Touch activated | Bag | 0.796 |  | 0.796 |  | MT | Manufactured | Kitchen Faucet | 1556 | 765.84 | Manufactured | FALSE | FALSE |  |  |  | 677.3429 | 609.6086 | Manufactured_FALSE | Manufactured_FALSE | Manufactured_ | Manufactured_ | Manufactured_ | unknown | unknownManufactured_ | unknownManufactured_FALSE
Water_00001373 | SITE_01040 | Room_00003792 | Bathroom_6 | Bathroom | Bathtub | unknown |  |  |  | N/A | N/A | N/A | N/A | Unknown |  | N/A |  | N/A | MT | Manufactured | Bathtub | 1556 | 765.84 | Manufactured | FALSE | FALSE |  |  |  | 0 | 0 | Manufactured_FALSE | Manufactured_FALSE | Manufactured_ | Manufactured_ | Manufactured_ | unknown | unknownManufactured_ | unknownManufactured_FALSE
Water_00001374 | SITE_01040 | Room_00003792 | Bathroom_6 | Bathroom | Bathroom Faucet | 2 | 1.4156 | 2 | 1.6 |  | N/A | N/A | N/A | Bag | 0.796 |  | 1.274 |  | MT | Manufactured | Bathroom Faucet | 1556 | 765.84 | Manufactured | FALSE | FALSE |  |  |  | 1531.68 | 975.6802 | Manufactured_FALSE | Manufactured_FALSE | Manufactured_ | Manufactured_ | Manufactured_ | unknown | unknownManufactured_ | unknownManufactured_FALSE
Water_00001375 | SITE_01040 | Room_00003792 | Bathroom_6 | Bathroom | Bathroom Faucet | 2 | 1.4156 | 2 | 1.6 |  | N/A | N/A | N/A | Bag | 0.796 |  | 1.274 |  | MT | Manufactured | Bathroom Faucet | 1556 | 765.84 | Manufactured | FALSE | FALSE |  |  |  | 1531.68 | 975.6802 | Manufactured_FALSE | Manufactured_FALSE | Manufactured_ | Manufactured_ | Manufactured_ | unknown | unknownManufactured_ | unknownManufactured_FALSE
Water_00001376 | SITE_01040 | Room_00003792 | Bathroom_6 | Bathroom | Shower | 2 | 1.4156 | 2 | 1.5 |  | Primary | A few times per week | N/A | Bag | 0.8492 |  | 1.274 |  | MT | Manufactured | Shower | 1556 | 765.84 | Manufactured | TRUE | FALSE | TRUE | TRUE | TRUE | 1531.68 | 975.6802 | Manufactured_TRUE | Manufactured_FALSE | Manufactured_TRUE | Manufactured_TRUE | Manufactured_TRUE | 2.0gpm | 2.0gpmManufactured_TRUE | 2.0gpmManufactured_TRUE
Water_00001377 | SITE_01042 | Room_00003806 | Bathroom_1 | Bathroom | Bathroom Faucet | 2 |  | 2 | 1.5 |  | N/A | N/A | N/A | Unknown |  | N/A |  | N/A | MT | Single Family | Bathroom Faucet | 1558 | 1882.4 | Single Family | FALSE | FALSE |  |  |  | 3764.8 | 0 | Single Family_FALSE | Single Family_FALSE | Single Family_ | Single Family_ | Single Family_ | unknown | unknownSingle Family_ | unknownSingle Family_FALSE
Water_00001378 | SITE_01042 | Room_00003806 | Bathroom_1 | Bathroom | Shower | unknown |  |  | 3.5 |  | All used about the same | Daily / Almost Daily | N/A | Unknown |  | N/A |  | N/A | MT | Single Family | Shower | 1558 | 1882.4 | Single Family | TRUE | FALSE | FALSE | FALSE | FALSE | 0 | 0 | Single Family_TRUE | Single Family_FALSE | Single Family_FALSE | Single Family_FALSE | Single Family_FALSE | unknown | unknownSingle Family_FALSE | unknownSingle Family_TRUE
Water_00001379 | SITE_01042 | Room_00003815 | Kitchen_1 | Kitchen | Kitchen Faucet | 1.7689 | 1.7689 |  | 2 |  | N/A | N/A | N/A | Bag | 0.796 |  | 1.592 |  | MT | Single Family | Kitchen Faucet | 1558 | 1882.4 | Single Family | FALSE | FALSE |  |  |  | 3329.7564 | 2996.7808 | Single Family_FALSE | Single Family_FALSE | Single Family_ | Single Family_ | Single Family_ | unknown | unknownSingle Family_ | unknownSingle Family_FALSE
Water_00001380 | SITE_01042 | Room_00003807 | Bathroom_2 | Bathroom | Bathroom Faucet | 2 |  | 2 | 2.5 |  | N/A | N/A | N/A | Unknown |  | N/A |  | N/A | MT | Single Family | Bathroom Faucet | 1558 | 1882.4 | Single Family | FALSE | FALSE |  |  |  | 3764.8 | 0 | Single Family_FALSE | Single Family_FALSE | Single Family_ | Single Family_ | Single Family_ | unknown | unknownSingle Family_ | unknownSingle Family_FALSE
Water_00001381 | SITE_01042 | Room_00003807 | Bathroom_2 | Bathroom | Shower / Bathtub combo with diverter valve | 2.5 |  | 2.5 | 3.5 |  | All used about the same | Daily / Almost Daily | N/A | Unknown |  | N/A |  | N/A | MT | Single Family | Shower | 1558 | 1882.4 | Single Family | TRUE | TRUE | TRUE | FALSE | FALSE | 4706 | 0 | Single Family_TRUE | Single Family_TRUE | Single Family_TRUE | Single Family_FALSE | Single Family_FALSE | unknown | unknownSingle Family_FALSE | unknownSingle Family_TRUE
Water_00001382 | SITE_01043 | Room_00003834 | Laundry_1 | Laundry | Bathroom Faucet | 2.6533 | 2.6533 |  | 3 |  | N/A | N/A | N/A | Bag | 0.796 |  | 2.388 |  | MT | Single Family | Bathroom Faucet | 1559 | 1882.4 | Single Family | FALSE | FALSE |  |  |  | 4994.6347 | 4495.1712 | Single Family_FALSE | Single Family_FALSE | Single Family_ | Single Family_ | Single Family_ | unknown | unknownSingle Family_ | unknownSingle Family_FALSE
Water_00001383 | SITE_01043 | Room_00003834 | Laundry_1 | Laundry | Shower | unknown |  |  |  | Unknown | Unknown | Never | Full of things | Bag | 0.8492 |  |  | Unknown | MT | Single Family | Shower | 1559 | 1882.4 | Single Family | TRUE | FALSE | FALSE | FALSE | FALSE | 0 | 0 | Single Family_TRUE | Single Family_FALSE | Single Family_FALSE | Single Family_FALSE | Single Family_FALSE | unknown | unknownSingle Family_FALSE | unknownSingle Family_TRUE
Water_00001384 | SITE_01043 | Room_00003833 | Kitchen_1 | Kitchen | Kitchen Faucet | 2.5644 | 2.5644 |  | 2.9 |  | N/A | N/A | N/A | Bag | 0.796 |  | 2.308 |  | MT | Single Family | Kitchen Faucet | 1559 | 1882.4 | Single Family | FALSE | FALSE |  |  |  | 4827.3102 | 4344.5792 | Single Family_FALSE | Single Family_FALSE | Single Family_ | Single Family_ | Single Family_ | unknown | unknownSingle Family_ | unknownSingle Family_FALSE
Water_00001385 | SITE_01043 | Room_00003824 | Bathroom_6 | Bathroom | Bathroom Faucet | 1.5 |  | 1.5 | 2.2 |  | N/A | N/A | N/A | Unknown |  | N/A |  | N/A | MT | Single Family | Bathroom Faucet | 1559 | 1882.4 | Single Family | FALSE | FALSE |  |  |  | 2823.6 | 0 | Single Family_FALSE | Single Family_FALSE | Single Family_ | Single Family_ | Single Family_ | unknown | unknownSingle Family_ | unknownSingle Family_FALSE
Water_00001386 | SITE_01043 | Room_00003824 | Bathroom_6 | Bathroom | Shower / Bathtub combo with diverter valve | unknown |  |  | 2.5 |  | Primary | Daily / Almost Daily | N/A | Unknown |  | N/A |  | N/A | MT | Single Family | Shower | 1559 | 1882.4 | Single Family | TRUE | TRUE | FALSE | FALSE | FALSE | 0 | 0 | Single Family_TRUE | Single Family_TRUE | Single Family_FALSE | Single Family_FALSE | Single Family_FALSE | unknown | unknownSingle Family_FALSE | unknownSingle Family_TRUE
Water_00001387 | SITE_01045 | Room_00003839 | Bathroom_1 | Bathroom | Bathroom Faucet | 1.7689 | 1.7689 |  | 2 |  | N/A | N/A | N/A | Bag | 0.796 |  | 1.592 |  | MT | Single Family | Bathroom Faucet | 1561 | 2661.5 | Single Family | FALSE | FALSE |  |  |  | 4707.8978 | 4237.108 | Single Family_FALSE | Single Family_FALSE | Single Family_ | Single Family_ | Single Family_ | unknown | unknownSingle Family_ | unknownSingle Family_FALSE
Water_00001388 | SITE_01045 | Room_00003839 | Bathroom_1 | Bathroom | Shower | 1.3467 | 1.3467 |  | 1.3 |  | Secondary | Daily / Almost Daily | N/A | Weir | 0.932 |  | 1.212 |  | MT | Single Family | Shower | 1561 | 2661.5 | Single Family | TRUE | FALSE | TRUE | TRUE | TRUE | 3584.1533 | 3225.738 | Single Family_TRUE | Single Family_FALSE | Single Family_TRUE | Single Family_TRUE | Single Family_TRUE | <1.5gpm | <1.5gpmSingle Family_TRUE | <1.5gpmSingle Family_TRUE
Water_00001389 | SITE_01045 | Room_00003848 | Kitchen_1 | Kitchen | Kitchen Faucet | 1.8 |  | 1.8 | 1.5 |  | N/A | N/A | N/A | Unknown |  | N/A |  | N/A | MT | Single Family | Kitchen Faucet | 1561 | 2661.5 | Single Family | FALSE | FALSE |  |  |  | 4790.7 | 0 | Single Family_FALSE | Single Family_FALSE | Single Family_ | Single Family_ | Single Family_ | unknown | unknownSingle Family_ | unknownSingle Family_FALSE
Water_00001390 | SITE_01045 | Room_00003840 | Bathroom_2 | Bathroom | Shower / Bathtub combo with diverter valve | 1.5533 | 1.5533 |  | 1.5 |  | Primary | Daily / Almost Daily | N/A | Weir | 0.932 |  | 1.398 |  | MT | Single Family | Shower | 1561 | 2661.5 | Single Family | TRUE | TRUE | TRUE | TRUE | TRUE | 4134.1967 | 3720.777 | Single Family_TRUE | Single Family_TRUE | Single Family_TRUE | Single Family_TRUE | Single Family_TRUE | 1.8gpm | 1.8gpmSingle Family_TRUE | 1.8gpmSingle Family_TRUE
Water_00001391 | SITE_01045 | Room_00003840 | Bathroom_2 | Bathroom | Bathroom Faucet | 1.5 | 2.2111 | 1.5 | 2.5 |  | N/A | N/A | N/A | Bag | 0.796 |  | 1.99 |  | MT | Single Family | Bathroom Faucet | 1561 | 2661.5 | Single Family | FALSE | FALSE |  |  |  | 3992.25 | 5296.385 | Single Family_FALSE | Single Family_FALSE | Single Family_ | Single Family_ | Single Family_ | unknown | unknownSingle Family_ | unknownSingle Family_FALSE
Water_00001392 | SITE_01046 | Room_00003855 | Bathroom_1 | Bathroom | Bathroom Faucet | 1 | 1.0611 | 1 | 1.2 |  | N/A | N/A | N/A | Bag | 0.796 |  | 0.955 |  | MT | Single Family | Bathroom Faucet | 1562 | 2661.5 | Single Family | FALSE | FALSE |  |  |  | 2661.5 | 2541.7325 | Single Family_FALSE | Single Family_FALSE | Single Family_ | Single Family_ | Single Family_ | unknown | unknownSingle Family_ | unknownSingle Family_FALSE
Water_00001393 | SITE_01046 | Room_00003855 | Bathroom_1 | Bathroom | Shower / Bathtub combo with diverter valve | 1.8644 | 1.8644 |  | 1.8 |  | Secondary | Daily / Almost Daily | N/A | Weir | 0.932 |  | 1.678 |  | MT | Single Family | Shower | 1562 | 2661.5 | Single Family | TRUE | TRUE | TRUE | TRUE | TRUE | 4962.2189 | 4465.997 | Single Family_TRUE | Single Family_TRUE | Single Family_TRUE | Single Family_TRUE | Single Family_TRUE | 2.0gpm | 2.0gpmSingle Family_TRUE | 2.0gpmSingle Family_TRUE
Water_00001394 | SITE_01046 | Room_00003856 | Bathroom_2 | Bathroom | Bathroom Faucet | 1 | 0.97333 | 1 | 1.1 |  | N/A | N/A | N/A | Bag | 0.796 |  | 0.876 |  | MT | Single Family | Bathroom Faucet | 1562 | 2661.5 | Single Family | FALSE | FALSE |  |  |  | 2661.5 | 2331.474 | Single Family_FALSE | Single Family_FALSE | Single Family_ | Single Family_ | Single Family_ | unknown | unknownSingle Family_ | unknownSingle Family_FALSE
Water_00001395 | SITE_01046 | Room_00003856 | Bathroom_2 | Bathroom | Bathroom Faucet | 1 | 1.15 | 1 | 1.3 |  | N/A | N/A | N/A | Bag | 0.796 |  | 1.035 |  | MT | Single Family | Bathroom Faucet | 1562 | 2661.5 | Single Family | FALSE | FALSE |  |  |  | 2661.5 | 2754.6525 | Single Family_FALSE | Single Family_FALSE | Single Family_ | Single Family_ | Single Family_ | unknown | unknownSingle Family_ | unknownSingle Family_FALSE
Water_00001396 | SITE_01046 | Room_00003856 | Bathroom_2 | Bathroom | Shower | 1.5533 | 1.5533 |  | 1.5 |  | Primary | Daily / Almost Daily | N/A | Weir | 0.932 |  | 1.398 |  | MT | Single Family | Shower | 1562 | 2661.5 | Single Family | TRUE | FALSE | TRUE | TRUE | TRUE | 4134.1967 | 3720.777 | Single Family_TRUE | Single Family_FALSE | Single Family_TRUE | Single Family_TRUE | Single Family_TRUE | 1.8gpm | 1.8gpmSingle Family_TRUE | 1.8gpmSingle Family_TRUE
Water_00001397 | SITE_01046 | Room_00003867 | Kitchen_1 | Kitchen | Kitchen Faucet | unknown |  |  | 1.8 |  | N/A | N/A | N/A | Unknown |  | N/A |  | N/A | MT | Single Family | Kitchen Faucet | 1562 | 2661.5 | Single Family | FALSE | FALSE |  |  |  | 0 | 0 | Single Family_FALSE | Single Family_FALSE | Single Family_ | Single Family_ | Single Family_ | unknown | unknownSingle Family_ | unknownSingle Family_FALSE
Water_00001398 | SITE_01046 | Room_00003857 | Bathroom_3 | Bathroom | Bathroom Faucet | 1 | 1.15 | 1 | 1.3 |  | N/A | N/A | N/A | Bag | 0.796 |  | 1.035 |  | MT | Single Family | Bathroom Faucet | 1562 | 2661.5 | Single Family | FALSE | FALSE |  |  |  | 2661.5 | 2754.6525 | Single Family_FALSE | Single Family_FALSE | Single Family_ | Single Family_ | Single Family_ | unknown | unknownSingle Family_ | unknownSingle Family_FALSE
Water_00001399 | SITE_01046 | Room_00003860 | Bedroom_6 | Bedroom | Kitchen Faucet | unknown |  |  |  | Unknown | N/A | N/A | Laundry Sink | Unknown |  | N/A |  | N/A | MT | Single Family | Kitchen Faucet | 1562 | 2661.5 | Single Family | FALSE | FALSE |  |  |  | 0 | 0 | Single Family_FALSE | Single Family_FALSE | Single Family_ | Single Family_ | Single Family_ | unknown | unknownSingle Family_ | unknownSingle Family_FALSE
Water_00001400 | SITE_01049 | Room_00003873 | Bathroom_1 | Bathroom | Bathroom Faucet | 2.2111 | 2.2111 |  | 2.5 |  | N/A | N/A | N/A | Bag | 0.796 |  | 1.99 |  | MT | Single Family | Bathroom Faucet | 1565 | 1882.4 | Single Family | FALSE | FALSE |  |  |  | 4162.1956 | 3745.976 | Single Family_FALSE | Single Family_FALSE | Single Family_ | Single Family_ | Single Family_ | unknown | unknownSingle Family_ | unknownSingle Family_FALSE
Water_00001401 | SITE_01049 | Room_00003873 | Bathroom_1 | Bathroom | Shower | 1.4156 | 1.4156 |  | 1.5 |  | Primary | Daily / Almost Daily | N/A | Bag | 0.8492 |  | 1.274 |  | MT | Single Family | Shower | 1565 | 1882.4 | Single Family | TRUE | FALSE | TRUE | TRUE | TRUE | 2664.6418 | 2398.1776 | Single Family_TRUE | Single Family_FALSE | Single Family_TRUE | Single Family_TRUE | Single Family_TRUE | <1.5gpm | <1.5gpmSingle Family_TRUE | <1.5gpmSingle Family_TRUE
Water_00001402 | SITE_01049 | Room_00003884 | Kitchen_1 | Kitchen | Kitchen Faucet | 1.4156 | 1.4156 |  | 1.6 |  | N/A | N/A | N/A | Bag | 0.796 |  | 1.274 |  | MT | Single Family | Kitchen Faucet | 1565 | 1882.4 | Single Family | FALSE | FALSE |  |  |  | 2664.6418 | 2398.1776 | Single Family_FALSE | Single Family_FALSE | Single Family_ | Single Family_ | Single Family_ | unknown | unknownSingle Family_ | unknownSingle Family_FALSE
Water_00001403 | SITE_01049 | Room_00003874 | Bathroom_2 | Bathroom | Shower / Bathtub combo with diverter valve | 1.3211 | 1.3211 |  | 1.4 |  | Secondary | Daily / Almost Daily | N/A | Bag | 0.8492 |  | 1.189 |  | MT | Single Family | Shower | 1565 | 1882.4 | Single Family | TRUE | TRUE | TRUE | TRUE | TRUE | 2486.8596 | 2238.1736 | Single Family_TRUE | Single Family_TRUE | Single Family_TRUE | Single Family_TRUE | Single Family_TRUE | <1.5gpm | <1.5gpmSingle Family_TRUE | <1.5gpmSingle Family_TRUE
Water_00001404 | SITE_01049 | Room_00003874 | Bathroom_2 | Bathroom | Bathroom Faucet | 1.3267 | 1.3267 |  | 1.5 |  | N/A | N/A | N/A | Bag | 0.796 |  | 1.194 |  | MT | Single Family | Bathroom Faucet | 1565 | 1882.4 | Single Family | FALSE | FALSE |  |  |  | 2497.3173 | 2247.5856 | Single Family_FALSE | Single Family_FALSE | Single Family_ | Single Family_ | Single Family_ | unknown | unknownSingle Family_ | unknownSingle Family_FALSE
Water_00001405 | SITE_01049 | Room_00003874 | Bathroom_2 | Bathroom | Bathroom Faucet | 1.3267 | 1.3267 |  | 1.5 |  | N/A | N/A | N/A | Bag | 0.796 |  | 1.194 |  | MT | Single Family | Bathroom Faucet | 1565 | 1882.4 | Single Family | FALSE | FALSE |  |  |  | 2497.3173 | 2247.5856 | Single Family_FALSE | Single Family_FALSE | Single Family_ | Single Family_ | Single Family_ | unknown | unknownSingle Family_ | unknownSingle Family_FALSE
Water_00001406 | SITE_01052 | Room_00003896 | Kitchen_1 | Kitchen | Kitchen Faucet | 1.3267 | 1.3267 |  | 1.5 |  | N/A | N/A | N/A | Bag | 0.796 |  | 1.194 |  | MT | Single Family | Kitchen Faucet | 1568 | 1882.4 | Single Family | FALSE | FALSE |  |  |  | 2497.3173 | 2247.5856 | Single Family_FALSE | Single Family_FALSE | Single Family_ | Single Family_ | Single Family_ | unknown | unknownSingle Family_ | unknownSingle Family_FALSE
Water_00001407 | SITE_01052 | Room_00003891 | Bathroom_1 | Bathroom | Bathroom Faucet | unknown |  |  | 3 |  | N/A | N/A | N/A | Unknown |  | N/A |  | N/A | MT | Single Family | Bathroom Faucet | 1568 | 1882.4 | Single Family | FALSE | FALSE |  |  |  | 0 | 0 | Single Family_FALSE | Single Family_FALSE | Single Family_ | Single Family_ | Single Family_ | unknown | unknownSingle Family_ | unknownSingle Family_FALSE
Water_00001408 | SITE_01052 | Room_00003891 | Bathroom_1 | Bathroom | Shower / Bathtub combo with diverter valve | 2.5 |  | 2.5 | 3 |  | Primary | Daily / Almost Daily | N/A | Unknown |  | N/A |  | N/A | MT | Single Family | Shower | 1568 | 1882.4 | Single Family | TRUE | TRUE | TRUE | FALSE | FALSE | 4706 | 0 | Single Family_TRUE | Single Family_TRUE | Single Family_TRUE | Single Family_FALSE | Single Family_FALSE | unknown | unknownSingle Family_FALSE | unknownSingle Family_TRUE
Water_00001409 | SITE_01053 | Room_00003905 | Bathroom_1 | Bathroom | Bathroom Faucet | 1.3267 | 1.3267 |  | 1.5 |  | N/A | N/A | N/A | Bag | 0.796 |  | 1.194 |  | MT | Single Family | Bathroom Faucet | 1569 | 2661.5 | Single Family | FALSE | FALSE |  |  |  | 3530.9233 | 3177.831 | Single Family_FALSE | Single Family_FALSE | Single Family_ | Single Family_ | Single Family_ | unknown | unknownSingle Family_ | unknownSingle Family_FALSE
Water_00001410 | SITE_01053 | Room_00003905 | Bathroom_1 | Bathroom | Shower / Bathtub combo with diverter valve | unknown |  |  |  | Unknown | Primary | Daily / Almost Daily | Unable to test- large diameter showerhead | Weir | 0.932 |  |  | Unknown | MT | Single Family | Shower | 1569 | 2661.5 | Single Family | TRUE | TRUE | FALSE | FALSE | FALSE | 0 | 0 | Single Family_TRUE | Single Family_TRUE | Single Family_FALSE | Single Family_FALSE | Single Family_FALSE | unknown | unknownSingle Family_FALSE | unknownSingle Family_TRUE
Water_00001411 | SITE_01053 | Room_00003909 | Kitchen_1 | Kitchen | Kitchen Faucet | unknown |  |  | 1.5 |  | N/A | N/A | N/A | Unknown |  | N/A |  | N/A | MT | Single Family | Kitchen Faucet | 1569 | 2661.5 | Single Family | FALSE | FALSE |  |  |  | 0 | 0 | Single Family_FALSE | Single Family_FALSE | Single Family_ | Single Family_ | Single Family_ | unknown | unknownSingle Family_ | unknownSingle Family_FALSE
Water_00001412 | SITE_01054 | Room_00003913 | Bathroom_1 | Bathroom | Bathroom Faucet | 1.7689 | 1.7689 |  | 2 |  | N/A | N/A | N/A | Bag | 0.796 |  | 1.592 |  | MT | Multifamily Residence | Bathroom Faucet | 1570 | 214.04 | Multifamily Residence | FALSE | FALSE |  |  |  | 378.613 | 340.7517 | Multifamily Residence_FALSE | Multifamily Residence_FALSE | Multifamily Residence_ | Multifamily Residence_ | Multifamily Residence_ | unknown | unknownMultifamily Residence_ | unknownMultifamily Residence_FALSE
Water_00001413 | SITE_01054 | Room_00003919 | Kitchen_1 | Kitchen | Kitchen Faucet | 1.8 |  | 1.8 | 2 |  | N/A | N/A | N/A | Unknown |  | N/A |  | N/A | MT | Multifamily Residence | Kitchen Faucet | 1570 | 214.04 | Multifamily Residence | FALSE | FALSE |  |  |  | 385.272 | 0 | Multifamily Residence_FALSE | Multifamily Residence_FALSE | Multifamily Residence_ | Multifamily Residence_ | Multifamily Residence_ | unknown | unknownMultifamily Residence_ | unknownMultifamily Residence_FALSE
Water_00001414 | SITE_01054 | Room_00003914 | Bathroom_2 | Bathroom | Bathroom Faucet | 2.2 | 2.3 | 2.2 | 2.6 |  | N/A | N/A | N/A | Bag | 0.796 |  | 2.07 |  | MT | Multifamily Residence | Bathroom Faucet | 1570 | 214.04 | Multifamily Residence | FALSE | FALSE |  |  |  | 470.888 | 443.0628 | Multifamily Residence_FALSE | Multifamily Residence_FALSE | Multifamily Residence_ | Multifamily Residence_ | Multifamily Residence_ | unknown | unknownMultifamily Residence_ | unknownMultifamily Residence_FALSE
Water_00001415 | SITE_01054 | Room_00003914 | Bathroom_2 | Bathroom | Shower / Bathtub combo with diverter valve | 2.5 | 1.8644 | 2.5 | 1.8 |  | Primary | Daily / Almost Daily | N/A | Weir | 0.932 |  | 1.678 |  | MT | Multifamily Residence | Shower | 1570 | 214.04 | Multifamily Residence | TRUE | TRUE | TRUE | TRUE | TRUE | 535.1 | 359.1591 | Multifamily Residence_TRUE | Multifamily Residence_TRUE | Multifamily Residence_TRUE | Multifamily Residence_TRUE | Multifamily Residence_TRUE | 2.5gpm | 2.5gpmMultifamily Residence_TRUE | 2.5gpmMultifamily Residence_TRUE
Water_00001416 | SITE_01055 | Room_00003926 | Bathroom_2 | Bathroom | Bathroom Faucet | 1.5 | 1.7689 | 1.5 | 2 |  | N/A | N/A | N/A | Bag | 0.796 |  | 1.592 |  | MT | Single Family | Bathroom Faucet | 1571 | 1882.4 | Single Family | FALSE | FALSE |  |  |  | 2823.6 | 2996.7808 | Single Family_FALSE | Single Family_FALSE | Single Family_ | Single Family_ | Single Family_ | unknown | unknownSingle Family_ | unknownSingle Family_FALSE
Water_00001417 | SITE_01055 | Room_00003926 | Bathroom_2 | Bathroom | Shower / Bathtub combo with diverter valve | 2.8311 | 2.8311 |  | 3 |  | Secondary | A few times per year | N/A | Bag | 0.8492 |  | 2.548 |  | MT | Single Family | Shower | 1571 | 1882.4 | Single Family | TRUE | TRUE | TRUE | TRUE | TRUE | 5329.2836 | 4796.3552 | Single Family_TRUE | Single Family_TRUE | Single Family_TRUE | Single Family_TRUE | Single Family_TRUE | gt2.5gpm | gt2.5gpmSingle Family_TRUE | gt2.5gpmSingle Family_TRUE
Water_00001418 | SITE_01055 | Room_00003925 | Bathroom_1 | Bathroom | Bathroom Faucet | 1.5 | 1.3267 | 1.5 | 1.5 |  | N/A | N/A | N/A | Bag | 0.796 |  | 1.194 |  | MT | Single Family | Bathroom Faucet | 1571 | 1882.4 | Single Family | FALSE | FALSE |  |  |  | 2823.6 | 2247.5856 | Single Family_FALSE | Single Family_FALSE | Single Family_ | Single Family_ | Single Family_ | unknown | unknownSingle Family_ | unknownSingle Family_FALSE
Water_00001419 | SITE_01055 | Room_00003925 | Bathroom_1 | Bathroom | Shower / Bathtub combo with diverter valve | 2.5 | 2.5478 | 2.5 | 2.7 |  | Primary | Daily / Almost Daily | N/A | Bag | 0.8492 |  | 2.293 |  | MT | Single Family | Shower | 1571 | 1882.4 | Single Family | TRUE | TRUE | TRUE | TRUE | TRUE | 4706 | 4316.3432 | Single Family_TRUE | Single Family_TRUE | Single Family_TRUE | Single Family_TRUE | Single Family_TRUE | 2.5gpm | 2.5gpmSingle Family_TRUE | 2.5gpmSingle Family_TRUE
Water_00001420 | SITE_01055 | Room_00003927 | Bathroom_3 | Bathroom | Bathroom Faucet | 1.5 | 1.7689 | 1.5 | 2 |  | N/A | N/A | N/A | Bag | 0.796 |  | 1.592 |  | MT | Single Family | Bathroom Faucet | 1571 | 1882.4 | Single Family | FALSE | FALSE |  |  |  | 2823.6 | 2996.7808 | Single Family_FALSE | Single Family_FALSE | Single Family_ | Single Family_ | Single Family_ | unknown | unknownSingle Family_ | unknownSingle Family_FALSE
Water_00001421 | SITE_01055 | Room_00003927 | Bathroom_3 | Bathroom | Shower | 2.5 | 2.3589 | 2.5 | 2.5 |  | Secondary | A few times per year | N/A | Bag | 0.8492 |  | 2.123 |  | MT | Single Family | Shower | 1571 | 1882.4 | Single Family | TRUE | FALSE | TRUE | TRUE | TRUE | 4706 | 3996.3352 | Single Family_TRUE | Single Family_FALSE | Single Family_TRUE | Single Family_TRUE | Single Family_TRUE | 2.5gpm | 2.5gpmSingle Family_TRUE | 2.5gpmSingle Family_TRUE
Water_00001422 | SITE_01055 | Room_00003938 | Kitchen_1 | Kitchen | Kitchen Faucet | 2.0344 | 2.0344 |  | 2.3 |  | N/A | N/A | N/A | Bag | 0.796 |  | 1.831 |  | MT | Single Family | Kitchen Faucet | 1571 | 1882.4 | Single Family | FALSE | FALSE |  |  |  | 3829.6382 | 3446.6744 | Single Family_FALSE | Single Family_FALSE | Single Family_ | Single Family_ | Single Family_ | unknown | unknownSingle Family_ | unknownSingle Family_FALSE
Water_00001423 | SITE_01056 | Room_00003956 | Kitchen_1 | Kitchen | Kitchen Faucet | 2 | 2.2111 | 2 | 2.5 |  | N/A | N/A | N/A | Bag | 0.796 |  | 1.99 |  | MT | Single Family | Kitchen Faucet | 1572 | 1882.4 | Single Family | FALSE | FALSE |  |  |  | 3764.8 | 3745.976 | Single Family_FALSE | Single Family_FALSE | Single Family_ | Single Family_ | Single Family_ | unknown | unknownSingle Family_ | unknownSingle Family_FALSE
Water_00001424 | SITE_01056 | Room_00003946 | Bathroom_1 | Bathroom | Bathroom Faucet | 1.3267 | 1.3267 |  | 1.5 |  | N/A | N/A | N/A | Bag | 0.796 |  | 1.194 |  | MT | Single Family | Bathroom Faucet | 1572 | 1882.4 | Single Family | FALSE | FALSE |  |  |  | 2497.3173 | 2247.5856 | Single Family_FALSE | Single Family_FALSE | Single Family_ | Single Family_ | Single Family_ | unknown | unknownSingle Family_ | unknownSingle Family_FALSE
Water_00001425 | SITE_01056 | Room_00003946 | Bathroom_1 | Bathroom | Shower / Bathtub combo with diverter valve | 2.3589 | 2.3589 |  | 2.5 |  | Primary | Daily / Almost Daily | N/A | Bag | 0.8492 |  | 2.123 |  | MT | Single Family | Shower | 1572 | 1882.4 | Single Family | TRUE | TRUE | TRUE | TRUE | TRUE | 4440.3724 | 3996.3352 | Single Family_TRUE | Single Family_TRUE | Single Family_TRUE | Single Family_TRUE | Single Family_TRUE | 2.5gpm | 2.5gpmSingle Family_TRUE | 2.5gpmSingle Family_TRUE
Water_00001426 | SITE_01056 | Room_00003947 | Bathroom_2 | Bathroom | Bathroom Faucet | 1.3267 | 1.3267 |  | 1.5 |  | N/A | N/A | N/A | Bag | 0.796 |  | 1.194 |  | MT | Single Family | Bathroom Faucet | 1572 | 1882.4 | Single Family | FALSE | FALSE |  |  |  | 2497.3173 | 2247.5856 | Single Family_FALSE | Single Family_FALSE | Single Family_ | Single Family_ | Single Family_ | unknown | unknownSingle Family_ | unknownSingle Family_FALSE
Water_00001427 | SITE_01056 | Room_00003947 | Bathroom_2 | Bathroom | Shower | unknown |  |  |  | Unknown | Never / rarely used | Never | Used for storage | Bag | 0.8492 |  |  | Unknown | MT | Single Family | Shower | 1572 | 1882.4 | Single Family | TRUE | FALSE | FALSE | FALSE | FALSE | 0 | 0 | Single Family_TRUE | Single Family_FALSE | Single Family_FALSE | Single Family_FALSE | Single Family_FALSE | unknown | unknownSingle Family_FALSE | unknownSingle Family_TRUE
Water_00001428 | SITE_01056 | Room_00003948 | Bathroom_3 | Bathroom | Bathroom Faucet | 3.98 | 3.98 |  | 4.5 |  | N/A | N/A | N/A | Bag | 0.796 |  | 3.582 |  | MT | Single Family | Bathroom Faucet | 1572 | 1882.4 | Single Family | FALSE | FALSE |  |  |  | 7491.952 | 6742.7568 | Single Family_FALSE | Single Family_FALSE | Single Family_ | Single Family_ | Single Family_ | unknown | unknownSingle Family_ | unknownSingle Family_FALSE
Water_00001429 | SITE_01056 | Room_00003948 | Bathroom_3 | Bathroom | Shower | unknown |  |  |  | Unknown | Never / rarely used | Never | Cant measure as shower is full of stored stuff | Bag | 0.8492 |  |  | Unknown | MT | Single Family | Shower | 1572 | 1882.4 | Single Family | TRUE | FALSE | FALSE | FALSE | FALSE | 0 | 0 | Single Family_TRUE | Single Family_FALSE | Single Family_FALSE | Single Family_FALSE | Single Family_FALSE | unknown | unknownSingle Family_FALSE | unknownSingle Family_TRUE
Water_00001430 | SITE_01059 | Room_00003971 | Laundry_1 | Laundry | Bathroom Faucet | unknown |  |  | 3 |  | N/A | N/A | Utility sink. | Unknown |  | N/A |  | N/A | MT | Single Family | Bathroom Faucet | 1575 | 1882.4 | Single Family | FALSE | FALSE |  |  |  | 0 | 0 | Single Family_FALSE | Single Family_FALSE | Single Family_ | Single Family_ | Single Family_ | unknown | unknownSingle Family_ | unknownSingle Family_FALSE
Water_00001431 | SITE_01059 | Room_00003961 | Bathroom_1 | Bathroom | Bathroom Faucet | 1.5 |  | 1.5 | 1.5 |  | N/A | N/A | N/A | Unknown |  | N/A |  | N/A | MT | Single Family | Bathroom Faucet | 1575 | 1882.4 | Single Family | FALSE | FALSE |  |  |  | 2823.6 | 0 | Single Family_FALSE | Single Family_FALSE | Single Family_ | Single Family_ | Single Family_ | unknown | unknownSingle Family_ | unknownSingle Family_FALSE
Water_00001432 | SITE_01059 | Room_00003961 | Bathroom_1 | Bathroom | Shower / Bathtub combo with diverter valve | 2.5 |  | 2.5 | 2.5 |  | Secondary | A few times per year | N/A | Unknown |  | N/A |  | N/A | MT | Single Family | Shower | 1575 | 1882.4 | Single Family | TRUE | TRUE | TRUE | FALSE | FALSE | 4706 | 0 | Single Family_TRUE | Single Family_TRUE | Single Family_TRUE | Single Family_FALSE | Single Family_FALSE | unknown | unknownSingle Family_FALSE | unknownSingle Family_TRUE
Water_00001433 | SITE_01059 | Room_00003970 | Kitchen_1 | Kitchen | Kitchen Faucet | 0.88444 | 0.88444 |  | 1 |  | N/A | N/A | N/A | Bag | 0.796 |  | 0.796 |  | MT | Single Family | Kitchen Faucet | 1575 | 1882.4 | Single Family | FALSE | FALSE |  |  |  | 1664.8782 | 1498.3904 | Single Family_FALSE | Single Family_FALSE | Single Family_ | Single Family_ | Single Family_ | unknown | unknownSingle Family_ | unknownSingle Family_FALSE
Water_00001434 | SITE_01059 | Room_00003962 | Bathroom_2 | Bathroom | Shower / Bathtub combo with diverter valve | unknown |  |  | 2 |  | Primary | Daily / Almost Daily | N/A | Unknown |  | N/A |  | N/A | MT | Single Family | Shower | 1575 | 1882.4 | Single Family | TRUE | TRUE | FALSE | FALSE | FALSE | 0 | 0 | Single Family_TRUE | Single Family_TRUE | Single Family_FALSE | Single Family_FALSE | Single Family_FALSE | unknown | unknownSingle Family_FALSE | unknownSingle Family_TRUE
Water_00001435 | SITE_01059 | Room_00003962 | Bathroom_2 | Bathroom | Bathroom Faucet | 2 |  | 2 | 1 |  | N/A | N/A | N/A | Unknown |  | N/A |  | N/A | MT | Single Family | Bathroom Faucet | 1575 | 1882.4 | Single Family | FALSE | FALSE |  |  |  | 3764.8 | 0 | Single Family_FALSE | Single Family_FALSE | Single Family_ | Single Family_ | Single Family_ | unknown | unknownSingle Family_ | unknownSingle Family_FALSE
Water_00001436 | SITE_01062 | Room_00003980 | Bathroom_1 | Bathroom | Bathroom Faucet | 2.6533 | 2.6533 |  | 3 |  | N/A | N/A | N/A | Bag | 0.796 |  | 2.388 |  | MT | Single Family | Bathroom Faucet | 1578 | 1882.4 | Single Family | FALSE | FALSE |  |  |  | 4994.6347 | 4495.1712 | Single Family_FALSE | Single Family_FALSE | Single Family_ | Single Family_ | Single Family_ | unknown | unknownSingle Family_ | unknownSingle Family_FALSE
Water_00001437 | SITE_01062 | Room_00003980 | Bathroom_1 | Bathroom | Shower / Bathtub combo with separate valve | 3.7744 | 3.7744 |  | 4 |  | Primary | Daily / Almost Daily | N/A | Bag | 0.8492 |  | 3.397 |  | MT | Single Family | Shower | 1578 | 1882.4 | Single Family | TRUE | TRUE | TRUE | TRUE | TRUE | 7105.0142 | 6394.5128 | Single Family_TRUE | Single Family_TRUE | Single Family_TRUE | Single Family_TRUE | Single Family_TRUE | gt2.5gpm | gt2.5gpmSingle Family_TRUE | gt2.5gpmSingle Family_TRUE
Water_00001438 | SITE_01062 | Room_00003984 | Kitchen_1 | Kitchen | Kitchen Faucet | 2.2 | 2.83 | 2.2 | 3.2 |  | N/A | N/A | N/A | Bag | 0.796 |  | 2.547 |  | MT | Single Family | Kitchen Faucet | 1578 | 1882.4 | Single Family | FALSE | FALSE |  |  |  | 4141.28 | 4794.4728 | Single Family_FALSE | Single Family_FALSE | Single Family_ | Single Family_ | Single Family_ | unknown | unknownSingle Family_ | unknownSingle Family_FALSE
Water_00001439 | SITE_01064 | Room_00003991 | Bathroom_1 | Bathroom | Bathroom Faucet | 2.2 | 1.0611 | 2.2 | 1.2 |  | N/A | N/A | N/A | Bag | 0.796 |  | 0.955 |  | MT | Single Family | Bathroom Faucet | 1580 | 2661.5 | Single Family | FALSE | FALSE |  |  |  | 5855.3 | 2541.7325 | Single Family_FALSE | Single Family_FALSE | Single Family_ | Single Family_ | Single Family_ | unknown | unknownSingle Family_ | unknownSingle Family_FALSE
Water_00001440 | SITE_01064 | Room_00003991 | Bathroom_1 | Bathroom | Shower / Bathtub combo with diverter valve | 2.5 | 1.45 | 2.5 | 1.4 |  | Secondary | A few times per year | N/A | Weir | 0.932 |  | 1.305 |  | MT | Single Family | Shower | 1580 | 2661.5 | Single Family | TRUE | TRUE | TRUE | TRUE | TRUE | 6653.75 | 3473.2575 | Single Family_TRUE | Single Family_TRUE | Single Family_TRUE | Single Family_TRUE | Single Family_TRUE | 2.5gpm | 2.5gpmSingle Family_TRUE | 2.5gpmSingle Family_TRUE
Water_00001441 | SITE_01064 | Room_00004001 | Kitchen_1 | Kitchen | Kitchen Faucet | 2.2 |  | 2.2 | 1.3 |  | N/A | N/A | N/A | Unknown |  | N/A |  | N/A | MT | Single Family | Kitchen Faucet | 1580 | 2661.5 | Single Family | FALSE | FALSE |  |  |  | 5855.3 | 0 | Single Family_FALSE | Single Family_FALSE | Single Family_ | Single Family_ | Single Family_ | unknown | unknownSingle Family_ | unknownSingle Family_FALSE
Water_00001442 | SITE_01064 | Room_00003992 | Bathroom_2 | Bathroom | Bathroom Faucet | 2.2 | 2.0344 | 2.2 | 2.3 |  | N/A | N/A | N/A | Bag | 0.796 |  | 1.831 |  | MT | Single Family | Bathroom Faucet | 1580 | 2661.5 | Single Family | FALSE | FALSE |  |  |  | 5855.3 | 4873.2065 | Single Family_FALSE | Single Family_FALSE | Single Family_ | Single Family_ | Single Family_ | unknown | unknownSingle Family_ | unknownSingle Family_FALSE
Water_00001443 | SITE_01064 | Room_00003992 | Bathroom_2 | Bathroom | Shower / Bathtub combo with diverter valve | 2.5 | 1.1389 | 2.5 | 1.1 |  | Primary | A few times per week | N/A | Weir | 0.932 |  | 1.025 |  | MT | Single Family | Shower | 1580 | 2661.5 | Single Family | TRUE | TRUE | TRUE | TRUE | TRUE | 6653.75 | 2728.0375 | Single Family_TRUE | Single Family_TRUE | Single Family_TRUE | Single Family_TRUE | Single Family_TRUE | 2.5gpm | 2.5gpmSingle Family_TRUE | 2.5gpmSingle Family_TRUE
Water_00001444 | SITE_01066 | Room_00004017 | Kitchen_1 | Kitchen | Kitchen Faucet | 1.8 | 1.7689 | 1.8 | 2 |  | N/A | N/A | N/A | Bag | 0.796 |  | 1.592 |  | MT | Single Family | Kitchen Faucet | 1582 | 1882.4 | Single Family | FALSE | FALSE |  |  |  | 3388.32 | 2996.7808 | Single Family_FALSE | Single Family_FALSE | Single Family_ | Single Family_ | Single Family_ | unknown | unknownSingle Family_ | unknownSingle Family_FALSE
Water_00001445 | SITE_01066 | Room_00004018 | Laundry_1 | Laundry | Bathroom Faucet | 1.8 | 1.3267 | 1.8 | 1.5 |  | N/A | N/A | N/A | Bag | 0.796 |  | 1.194 |  | MT | Single Family | Bathroom Faucet | 1582 | 1882.4 | Single Family | FALSE | FALSE |  |  |  | 3388.32 | 2247.5856 | Single Family_FALSE | Single Family_FALSE | Single Family_ | Single Family_ | Single Family_ | unknown | unknownSingle Family_ | unknownSingle Family_FALSE
Water_00001446 | SITE_01066 | Room_00004007 | Bathroom_1 | Bathroom | Bathroom Faucet | 2.2 | 1.0611 | 2.2 | 1.2 |  | N/A | N/A | N/A | Bag | 0.796 |  | 0.955 |  | MT | Single Family | Bathroom Faucet | 1582 | 1882.4 | Single Family | FALSE | FALSE |  |  |  | 4141.28 | 1797.692 | Single Family_FALSE | Single Family_FALSE | Single Family_ | Single Family_ | Single Family_ | unknown | unknownSingle Family_ | unknownSingle Family_FALSE
Water_00001447 | SITE_01066 | Room_00004007 | Bathroom_1 | Bathroom | Bathroom Faucet | 2 | 1.0611 | 2 | 1.2 |  | N/A | N/A | N/A | Bag | 0.796 |  | 0.955 |  | MT | Single Family | Bathroom Faucet | 1582 | 1882.4 | Single Family | FALSE | FALSE |  |  |  | 3764.8 | 1797.692 | Single Family_FALSE | Single Family_FALSE | Single Family_ | Single Family_ | Single Family_ | unknown | unknownSingle Family_ | unknownSingle Family_FALSE
Water_00001448 | SITE_01066 | Room_00004007 | Bathroom_1 | Bathroom | Shower / Bathtub combo with diverter valve | 2 | 2.3589 | 2 | 2.5 |  | Primary | Daily / Almost Daily | N/A | Bag | 0.8492 |  | 2.123 |  | MT | Single Family | Shower | 1582 | 1882.4 | Single Family | TRUE | TRUE | TRUE | TRUE | TRUE | 3764.8 | 3996.3352 | Single Family_TRUE | Single Family_TRUE | Single Family_TRUE | Single Family_TRUE | Single Family_TRUE | 2.0gpm | 2.0gpmSingle Family_TRUE | 2.0gpmSingle Family_TRUE
Water_00001449 | SITE_01066 | Room_00004008 | Bathroom_2 | Bathroom | Bathroom Faucet | 2.2 | 1.7689 | 2.2 | 2 |  | N/A | N/A | N/A | Bag | 0.796 |  | 1.592 |  | MT | Single Family | Bathroom Faucet | 1582 | 1882.4 | Single Family | FALSE | FALSE |  |  |  | 4141.28 | 2996.7808 | Single Family_FALSE | Single Family_FALSE | Single Family_ | Single Family_ | Single Family_ | unknown | unknownSingle Family_ | unknownSingle Family_FALSE
Water_00001450 | SITE_01066 | Room_00004008 | Bathroom_2 | Bathroom | Shower / Bathtub combo with diverter valve | 3.7744 | 3.7744 |  | 4 |  | Secondary | A few times per year | N/A | Bag | 0.8492 |  | 3.397 |  | MT | Single Family | Shower | 1582 | 1882.4 | Single Family | TRUE | TRUE | TRUE | TRUE | TRUE | 7105.0142 | 6394.5128 | Single Family_TRUE | Single Family_TRUE | Single Family_TRUE | Single Family_TRUE | Single Family_TRUE | gt2.5gpm | gt2.5gpmSingle Family_TRUE | gt2.5gpmSingle Family_TRUE
Water_00001451 | SITE_01068 | Room_00004031 | Kitchen_1 | Kitchen | Kitchen Faucet | unknown |  |  | 2.5 |  | N/A | N/A | N/A | Unknown |  | N/A |  | N/A | MT | Single Family | Kitchen Faucet | 1584 | 1882.4 | Single Family | FALSE | FALSE |  |  |  | 0 | 0 | Single Family_FALSE | Single Family_FALSE | Single Family_ | Single Family_ | Single Family_ | unknown | unknownSingle Family_ | unknownSingle Family_FALSE
Water_00001452 | SITE_01068 | Room_00004023 | Bathroom_1 | Bathroom | Bathtub | unknown |  |  |  | N/A | N/A | N/A | N/A | Unknown |  | N/A |  | N/A | MT | Single Family | Bathtub | 1584 | 1882.4 | Single Family | FALSE | FALSE |  |  |  | 0 | 0 | Single Family_FALSE | Single Family_FALSE | Single Family_ | Single Family_ | Single Family_ | unknown | unknownSingle Family_ | unknownSingle Family_FALSE
Water_00001453 | SITE_01068 | Room_00004023 | Bathroom_1 | Bathroom | Bathroom Faucet | 2 | 5.3067 | 2 | 6 |  | N/A | N/A | N/A | Bag | 0.796 |  | 4.776 |  | MT | Single Family | Bathroom Faucet | 1584 | 1882.4 | Single Family | FALSE | FALSE |  |  |  | 3764.8 | 8990.3424 | Single Family_FALSE | Single Family_FALSE | Single Family_ | Single Family_ | Single Family_ | unknown | unknownSingle Family_ | unknownSingle Family_FALSE
Water_00001454 | SITE_01068 | Room_00004024 | Bathroom_2 | Bathroom | Bathroom Faucet | 5.3067 | 5.3067 |  | 6 |  | N/A | N/A | N/A | Bag | 0.796 |  | 4.776 |  | MT | Single Family | Bathroom Faucet | 1584 | 1882.4 | Single Family | FALSE | FALSE |  |  |  | 9989.2693 | 8990.3424 | Single Family_FALSE | Single Family_FALSE | Single Family_ | Single Family_ | Single Family_ | unknown | unknownSingle Family_ | unknownSingle Family_FALSE
Water_00001455 | SITE_01068 | Room_00004024 | Bathroom_2 | Bathroom | Shower | unknown |  |  | 1.5 |  | Primary | Daily / Almost Daily | N/A | Unknown |  | N/A |  | N/A | MT | Single Family | Shower | 1584 | 1882.4 | Single Family | TRUE | FALSE | FALSE | FALSE | FALSE | 0 | 0 | Single Family_TRUE | Single Family_FALSE | Single Family_FALSE | Single Family_FALSE | Single Family_FALSE | unknown | unknownSingle Family_FALSE | unknownSingle Family_TRUE
Water_00001456 | SITE_01069 | Room_00004036 | Bathroom_6 | Bathroom | Bathroom Faucet | 1.5 |  | 1.5 | 1.5 |  | N/A | N/A | N/A | Unknown |  | N/A |  | N/A | MT | Manufactured | Bathroom Faucet | 1585 | 331.65 | Manufactured | FALSE | FALSE |  |  |  | 497.475 | 0 | Manufactured_FALSE | Manufactured_FALSE | Manufactured_ | Manufactured_ | Manufactured_ | unknown | unknownManufactured_ | unknownManufactured_FALSE
Water_00001457 | SITE_01069 | Room_00004036 | Bathroom_6 | Bathroom | Shower | 2.5 |  | 2.5 | 2.5 |  | Primary | Daily / Almost Daily | N/A | Unknown |  | N/A |  | N/A | MT | Manufactured | Shower | 1585 | 331.65 | Manufactured | TRUE | FALSE | TRUE | FALSE | FALSE | 829.125 | 0 | Manufactured_TRUE | Manufactured_FALSE | Manufactured_TRUE | Manufactured_FALSE | Manufactured_FALSE | unknown | unknownManufactured_FALSE | unknownManufactured_TRUE
Water_00001458 | SITE_01069 | Room_00004041 | Kitchen_1 | Kitchen | Kitchen Faucet | 1.7689 | 1.7689 |  | 2 |  | N/A | N/A | N/A | Bag | 0.796 |  | 1.592 |  | MT | Manufactured | Kitchen Faucet | 1585 | 331.65 | Manufactured | FALSE | FALSE |  |  |  | 586.652 | 527.9868 | Manufactured_FALSE | Manufactured_FALSE | Manufactured_ | Manufactured_ | Manufactured_ | unknown | unknownManufactured_ | unknownManufactured_FALSE
Water_00001459 | SITE_01069 | Room_00004035 | Bathroom_1 | Bathroom | Bathroom Faucet | 2 | 2.1222 | 2 | 2.4 |  | N/A | N/A | N/A | Bag | 0.796 |  | 1.91 |  | MT | Manufactured | Bathroom Faucet | 1585 | 331.65 | Manufactured | FALSE | FALSE |  |  |  | 663.3 | 633.4515 | Manufactured_FALSE | Manufactured_FALSE | Manufactured_ | Manufactured_ | Manufactured_ | unknown | unknownManufactured_ | unknownManufactured_FALSE
Water_00001460 | SITE_01069 | Room_00004035 | Bathroom_1 | Bathroom | Shower / Bathtub combo with diverter valve | 1.3211 | 1.3211 |  | 1.4 |  | Secondary | A few times per month | N/A | Bag | 0.8492 |  | 1.189 |  | MT | Manufactured | Shower | 1585 | 331.65 | Manufactured | TRUE | TRUE | TRUE | TRUE | TRUE | 438.1465 | 394.3318 | Manufactured_TRUE | Manufactured_TRUE | Manufactured_TRUE | Manufactured_TRUE | Manufactured_TRUE | <1.5gpm | <1.5gpmManufactured_TRUE | <1.5gpmManufactured_TRUE
Water_00001461 | SITE_01362 | Room_00004051 | Kitchen_1 | Kitchen | Kitchen Faucet | 2 |  | 2 | 1.7 |  | N/A | N/A | N/A | Unknown |  | N/A |  | N/A | OR | Single Family | Kitchen Faucet | 1877 | 8874.09 | Single Family | FALSE | FALSE |  |  |  | 17748.18 | 0 | Single Family_FALSE | Single Family_FALSE | Single Family_ | Single Family_ | Single Family_ | unknown | unknownSingle Family_ | unknownSingle Family_FALSE
Water_00001462 | SITE_01362 | Room_00004048 | Bathroom_1 | Bathroom | Bathroom Faucet | 2.6533 | 2.6533 |  | 3 |  | N/A | N/A | N/A | Bag | 0.796 |  | 2.388 |  | OR | Single Family | Bathroom Faucet | 1877 | 8874.09 | Single Family | FALSE | FALSE |  |  |  | 23545.9188 | 21191.3269 | Single Family_FALSE | Single Family_FALSE | Single Family_ | Single Family_ | Single Family_ | unknown | unknownSingle Family_ | unknownSingle Family_FALSE
Water_00001463 | SITE_01362 | Room_00004048 | Bathroom_1 | Bathroom | Shower / Bathtub combo with diverter valve | 1.5 | 2.5889 | 1.5 | 2.5 |  | Primary | Daily / Almost Daily | N/A | Weir | 0.932 |  | 2.33 |  | OR | Single Family | Shower | 1877 | 8874.09 | Single Family | TRUE | TRUE | TRUE | TRUE | TRUE | 13311.135 | 20676.6297 | Single Family_TRUE | Single Family_TRUE | Single Family_TRUE | Single Family_TRUE | Single Family_TRUE | 1.5gpm | 1.5gpmSingle Family_TRUE | 1.5gpmSingle Family_TRUE
Water_00001464 | SITE_01363 | Room_00004060 | Kitchen_1 | Kitchen | Kitchen Faucet | 1.7689 | 1.7689 |  | 2 |  | N/A | N/A | N/A | Bag | 0.796 |  | 1.592 |  | OR | Multifamily Residence | Kitchen Faucet | 1878 | 4053.65 | Multifamily Residence | FALSE | FALSE |  |  |  | 7170.4564 | 6453.4108 | Multifamily Residence_FALSE | Multifamily Residence_FALSE | Multifamily Residence_ | Multifamily Residence_ | Multifamily Residence_ | unknown | unknownMultifamily Residence_ | unknownMultifamily Residence_FALSE
Water_00001465 | SITE_01363 | Room_00004056 | Bathroom_1 | Bathroom | Shower | unknown |  |  | 2.5 |  | Primary | Daily / Almost Daily | N/A | Unknown |  | N/A |  | N/A | OR | Multifamily Residence | Shower | 1878 | 4053.65 | Multifamily Residence | TRUE | FALSE | FALSE | FALSE | FALSE | 0 | 0 | Multifamily Residence_TRUE | Multifamily Residence_FALSE | Multifamily Residence_FALSE | Multifamily Residence_FALSE | Multifamily Residence_FALSE | unknown | unknownMultifamily Residence_FALSE | unknownMultifamily Residence_TRUE
Water_00001466 | SITE_01363 | Room_00004056 | Bathroom_1 | Bathroom | Bathroom Faucet | unknown |  |  | 1.5 |  | N/A | N/A | N/A | Unknown |  | N/A |  | N/A | OR | Multifamily Residence | Bathroom Faucet | 1878 | 4053.65 | Multifamily Residence | FALSE | FALSE |  |  |  | 0 | 0 | Multifamily Residence_FALSE | Multifamily Residence_FALSE | Multifamily Residence_ | Multifamily Residence_ | Multifamily Residence_ | unknown | unknownMultifamily Residence_ | unknownMultifamily Residence_FALSE
Water_00001467 | SITE_01364 | Room_00004066 | Bathroom_2 | Bathroom | Bathroom Faucet | 2 |  | 2 | 2.5 |  | N/A | N/A | Flow bag | Unknown |  | N/A |  | N/A | OR | Manufactured | Bathroom Faucet | 1879 | 1745.15 | Manufactured | FALSE | FALSE |  |  |  | 3490.3 | 0 | Manufactured_FALSE | Manufactured_FALSE | Manufactured_ | Manufactured_ | Manufactured_ | unknown | unknownManufactured_ | unknownManufactured_FALSE
Water_00001468 | SITE_01364 | Room_00004066 | Bathroom_2 | Bathroom | Shower / Bathtub combo with diverter valve | unknown |  |  | 2.5 |  | Primary | Daily / Almost Daily | N/A | Unknown |  | N/A |  | N/A | OR | Manufactured | Shower | 1879 | 1745.15 | Manufactured | TRUE | TRUE | FALSE | FALSE | FALSE | 0 | 0 | Manufactured_TRUE | Manufactured_TRUE | Manufactured_FALSE | Manufactured_FALSE | Manufactured_FALSE | unknown | unknownManufactured_FALSE | unknownManufactured_TRUE
Water_00001469 | SITE_01364 | Room_00004070 | Kitchen_1 | Kitchen | Kitchen Faucet | 2.2 |  | 2.2 | 2 |  | N/A | N/A | N/A | Unknown |  | N/A |  | N/A | OR | Manufactured | Kitchen Faucet | 1879 | 1745.15 | Manufactured | FALSE | FALSE |  |  |  | 3839.33 | 0 | Manufactured_FALSE | Manufactured_FALSE | Manufactured_ | Manufactured_ | Manufactured_ | unknown | unknownManufactured_ | unknownManufactured_FALSE
Water_00001470 | SITE_01364 | Room_00004065 | Bathroom_1 | Bathroom | Bathroom Faucet | 1.5 |  | 1.5 | 2 |  | N/A | N/A | Flow bag | Unknown |  | N/A |  | N/A | OR | Manufactured | Bathroom Faucet | 1879 | 1745.15 | Manufactured | FALSE | FALSE |  |  |  | 2617.725 | 0 | Manufactured_FALSE | Manufactured_FALSE | Manufactured_ | Manufactured_ | Manufactured_ | unknown | unknownManufactured_ | unknownManufactured_FALSE
Water_00001471 | SITE_01364 | Room_00004065 | Bathroom_1 | Bathroom | Shower / Bathtub combo with diverter valve | unknown |  |  | 2 |  | Secondary | A few times per year | N/A | Unknown |  | N/A |  | N/A | OR | Manufactured | Shower | 1879 | 1745.15 | Manufactured | TRUE | TRUE | FALSE | FALSE | FALSE | 0 | 0 | Manufactured_TRUE | Manufactured_TRUE | Manufactured_FALSE | Manufactured_FALSE | Manufactured_FALSE | unknown | unknownManufactured_FALSE | unknownManufactured_TRUE
Water_00001472 | SITE_01365 | Room_00004080 | Kitchen_1 | Kitchen | Kitchen Faucet | 1.3267 | 1.3267 |  | 1.5 |  | N/A | N/A | N/A | Bag | 0.796 |  | 1.194 |  | OR | Multifamily Residence | Kitchen Faucet | 1880 | 4053.65 | Multifamily Residence | FALSE | FALSE |  |  |  | 5377.8423 | 4840.0581 | Multifamily Residence_FALSE | Multifamily Residence_FALSE | Multifamily Residence_ | Multifamily Residence_ | Multifamily Residence_ | unknown | unknownMultifamily Residence_ | unknownMultifamily Residence_FALSE
Water_00001473 | SITE_01365 | Room_00004076 | Bathroom_1 | Bathroom | Bathroom Faucet | 1.0611 | 1.0611 |  | 1.2 |  | N/A | N/A | N/A | Bag | 0.796 |  | 0.955 |  | OR | Multifamily Residence | Bathroom Faucet | 1880 | 4053.65 | Multifamily Residence | FALSE | FALSE |  |  |  | 4301.3731 | 3871.2357 | Multifamily Residence_FALSE | Multifamily Residence_FALSE | Multifamily Residence_ | Multifamily Residence_ | Multifamily Residence_ | unknown | unknownMultifamily Residence_ | unknownMultifamily Residence_FALSE
Water_00001474 | SITE_01365 | Room_00004076 | Bathroom_1 | Bathroom | Shower | 2.5 |  | 2.5 |  | Unknown | Primary | Daily / Almost Daily | N/A | Bag | 0.8492 |  |  | Unknown | OR | Multifamily Residence | Shower | 1880 | 4053.65 | Multifamily Residence | TRUE | FALSE | TRUE | FALSE | FALSE | 10134.125 | 0 | Multifamily Residence_TRUE | Multifamily Residence_FALSE | Multifamily Residence_TRUE | Multifamily Residence_FALSE | Multifamily Residence_FALSE | unknown | unknownMultifamily Residence_FALSE | unknownMultifamily Residence_TRUE
Water_00001475 | SITE_01366 | Room_00004095 | Kitchen_1 | Kitchen | Kitchen Faucet | 1.5 | 0.66333 | 1.5 | 0.75 |  | N/A | N/A | N/A | Bag | 0.796 |  | 0.597 |  | OR | Multifamily Residence | Kitchen Faucet | 1881 | 4053.65 | Multifamily Residence | FALSE | FALSE |  |  |  | 6080.475 | 2420.0291 | Multifamily Residence_FALSE | Multifamily Residence_FALSE | Multifamily Residence_ | Multifamily Residence_ | Multifamily Residence_ | unknown | unknownMultifamily Residence_ | unknownMultifamily Residence_FALSE
Water_00001476 | SITE_01366 | Room_00004090 | Bathroom_1 | Bathroom | Shower | 1.5 |  | 1.5 | 1.18 |  | Primary | Daily / Almost Daily | N/A | Unknown |  | N/A |  | N/A | OR | Multifamily Residence | Shower | 1881 | 4053.65 | Multifamily Residence | TRUE | FALSE | TRUE | FALSE | FALSE | 6080.475 | 0 | Multifamily Residence_TRUE | Multifamily Residence_FALSE | Multifamily Residence_TRUE | Multifamily Residence_FALSE | Multifamily Residence_FALSE | unknown | unknownMultifamily Residence_FALSE | unknownMultifamily Residence_TRUE
Water_00001477 | SITE_01366 | Room_00004090 | Bathroom_1 | Bathroom | Bathroom Faucet | 1 | 0.63667 | 1 | 0.72 |  | N/A | N/A | N/A | Bag | 0.796 |  | 0.573 |  | OR | Multifamily Residence | Bathroom Faucet | 1881 | 4053.65 | Multifamily Residence | FALSE | FALSE |  |  |  | 4053.65 | 2322.7414 | Multifamily Residence_FALSE | Multifamily Residence_FALSE | Multifamily Residence_ | Multifamily Residence_ | Multifamily Residence_ | unknown | unknownMultifamily Residence_ | unknownMultifamily Residence_FALSE
Water_00001478 | SITE_01367 | Room_00004113 | Kitchen_1 | Kitchen | Kitchen Faucet | unknown |  |  |  | Unknown | N/A | N/A | N/A | Bag | 0.796 |  |  | Unknown | OR | Multifamily Residence | Kitchen Faucet | 1882 | 751.56 | Multifamily Residence | FALSE | FALSE |  |  |  | 0 | 0 | Multifamily Residence_FALSE | Multifamily Residence_FALSE | Multifamily Residence_ | Multifamily Residence_ | Multifamily Residence_ | unknown | unknownMultifamily Residence_ | unknownMultifamily Residence_FALSE
Water_00001479 | SITE_01367 | Room_00004104 | Bathroom_1 | Bathroom | Bathroom Faucet | unknown |  |  |  | Unknown | N/A | N/A | N/A | Bag | 0.796 |  |  | Unknown | OR | Multifamily Residence | Bathroom Faucet | 1882 | 751.56 | Multifamily Residence | FALSE | FALSE |  |  |  | 0 | 0 | Multifamily Residence_FALSE | Multifamily Residence_FALSE | Multifamily Residence_ | Multifamily Residence_ | Multifamily Residence_ | unknown | unknownMultifamily Residence_ | unknownMultifamily Residence_FALSE
Water_00001480 | SITE_01367 | Room_00004104 | Bathroom_1 | Bathroom | Shower | unknown |  |  |  | Unknown | Unknown | Daily / Almost Daily | N/A | Bag | 0.8492 |  |  | Unknown | OR | Multifamily Residence | Shower | 1882 | 751.56 | Multifamily Residence | TRUE | FALSE | FALSE | FALSE | FALSE | 0 | 0 | Multifamily Residence_TRUE | Multifamily Residence_FALSE | Multifamily Residence_FALSE | Multifamily Residence_FALSE | Multifamily Residence_FALSE | unknown | unknownMultifamily Residence_FALSE | unknownMultifamily Residence_TRUE
Water_00001481 | SITE_01367 | Room_00004105 | Bathroom_2 | Bathroom | Shower / Bathtub combo with diverter valve | unknown |  |  |  | Unknown | Secondary | A few times per year | Flow measuring bag broken | Bag | 0.8492 |  |  | Unknown | OR | Multifamily Residence | Shower | 1882 | 751.56 | Multifamily Residence | TRUE | TRUE | FALSE | FALSE | FALSE | 0 | 0 | Multifamily Residence_TRUE | Multifamily Residence_TRUE | Multifamily Residence_FALSE | Multifamily Residence_FALSE | Multifamily Residence_FALSE | unknown | unknownMultifamily Residence_FALSE | unknownMultifamily Residence_TRUE
Water_00001482 | SITE_01367 | Room_00004105 | Bathroom_2 | Bathroom | Bathroom Faucet | unknown |  |  |  | Unknown | N/A | N/A | N/A | Bag | 0.796 |  |  | Unknown | OR | Multifamily Residence | Bathroom Faucet | 1882 | 751.56 | Multifamily Residence | FALSE | FALSE |  |  |  | 0 | 0 | Multifamily Residence_FALSE | Multifamily Residence_FALSE | Multifamily Residence_ | Multifamily Residence_ | Multifamily Residence_ | unknown | unknownMultifamily Residence_ | unknownMultifamily Residence_FALSE
Water_00001483 | SITE_01368 | Room_00004121 | Kitchen_1 | Kitchen | Kitchen Faucet | 2.2 | 2.0344 | 2.2 | 2.3 |  | N/A | N/A | N/A | Bag | 0.796 |  | 1.831 |  | OR | Multifamily Residence | Kitchen Faucet | 1883 | 4053.65 | Multifamily Residence | FALSE | FALSE |  |  |  | 8918.03 | 7422.2332 | Multifamily Residence_FALSE | Multifamily Residence_FALSE | Multifamily Residence_ | Multifamily Residence_ | Multifamily Residence_ | unknown | unknownMultifamily Residence_ | unknownMultifamily Residence_FALSE
Water_00001484 | SITE_01368 | Room_00004118 | Bathroom_1 | Bathroom | Bathroom Faucet | 2.0344 | 2.0344 |  | 2.3 |  | N/A | N/A | N/A | Bag | 0.796 |  | 1.831 |  | OR | Multifamily Residence | Bathroom Faucet | 1883 | 4053.65 | Multifamily Residence | FALSE | FALSE |  |  |  | 8246.9257 | 7422.2332 | Multifamily Residence_FALSE | Multifamily Residence_FALSE | Multifamily Residence_ | Multifamily Residence_ | Multifamily Residence_ | unknown | unknownMultifamily Residence_ | unknownMultifamily Residence_FALSE
Water_00001485 | SITE_01368 | Room_00004118 | Bathroom_1 | Bathroom | Shower / Bathtub combo with diverter valve | 1.5 |  | 1.5 | 1.4 |  | Primary | Unknown | N/A | Unknown |  | N/A |  | N/A | OR | Multifamily Residence | Shower | 1883 | 4053.65 | Multifamily Residence | TRUE | TRUE | TRUE | FALSE | FALSE | 6080.475 | 0 | Multifamily Residence_TRUE | Multifamily Residence_TRUE | Multifamily Residence_TRUE | Multifamily Residence_FALSE | Multifamily Residence_FALSE | unknown | unknownMultifamily Residence_FALSE | unknownMultifamily Residence_TRUE
Water_00001486 | SITE_01369 | Room_00004136 | Kitchen_1 | Kitchen | Kitchen Faucet | 2.2 | 1.5033 | 2.2 | 1.7 |  | N/A | N/A | N/A | Bag | 0.796 |  | 1.353 |  | OR | Multifamily Residence | Kitchen Faucet | 1884 | 751.56 | Multifamily Residence | FALSE | FALSE |  |  |  | 1653.432 | 1016.8607 | Multifamily Residence_FALSE | Multifamily Residence_FALSE | Multifamily Residence_ | Multifamily Residence_ | Multifamily Residence_ | unknown | unknownMultifamily Residence_ | unknownMultifamily Residence_FALSE
Water_00001487 | SITE_01369 | Room_00004128 | Bathroom_1 | Bathroom | Bathroom Faucet | 1.5 | 1.0611 | 1.5 | 1.2 |  | N/A | N/A | N/A | Bag | 0.796 |  | 0.955 |  | OR | Multifamily Residence | Bathroom Faucet | 1884 | 751.56 | Multifamily Residence | FALSE | FALSE |  |  |  | 1127.34 | 717.7398 | Multifamily Residence_FALSE | Multifamily Residence_FALSE | Multifamily Residence_ | Multifamily Residence_ | Multifamily Residence_ | unknown | unknownMultifamily Residence_ | unknownMultifamily Residence_FALSE
Water_00001488 | SITE_01369 | Room_00004129 | Bathroom_2 | Bathroom | Bathroom Faucet | 1.5 | 1.0611 | 1.5 | 1.2 |  | N/A | N/A | N/A | Bag | 0.796 |  | 0.955 |  | OR | Multifamily Residence | Bathroom Faucet | 1884 | 751.56 | Multifamily Residence | FALSE | FALSE |  |  |  | 1127.34 | 717.7398 | Multifamily Residence_FALSE | Multifamily Residence_FALSE | Multifamily Residence_ | Multifamily Residence_ | Multifamily Residence_ | unknown | unknownMultifamily Residence_ | unknownMultifamily Residence_FALSE
Water_00001489 | SITE_01369 | Room_00004129 | Bathroom_2 | Bathroom | Shower / Bathtub combo with diverter valve | 2.5 | 1.4156 | 2.5 | 1.5 |  | Primary | Daily / Almost Daily | N/A | Bag | 0.8492 |  | 1.274 |  | OR | Multifamily Residence | Shower | 1884 | 751.56 | Multifamily Residence | TRUE | TRUE | TRUE | TRUE | TRUE | 1878.9 | 957.4874 | Multifamily Residence_TRUE | Multifamily Residence_TRUE | Multifamily Residence_TRUE | Multifamily Residence_TRUE | Multifamily Residence_TRUE | 2.5gpm | 2.5gpmMultifamily Residence_TRUE | 2.5gpmMultifamily Residence_TRUE
Water_00001490 | SITE_01370 | Room_00004145 | Kitchen_1 | Kitchen | Kitchen Faucet | 2.2111 | 2.2111 |  | 2.5 |  | N/A | N/A | N/A | Bag | 0.796 |  | 1.99 |  | OR | Multifamily Residence | Kitchen Faucet | 1885 | 4053.65 | Multifamily Residence | FALSE | FALSE |  |  |  | 8963.0706 | 8066.7635 | Multifamily Residence_FALSE | Multifamily Residence_FALSE | Multifamily Residence_ | Multifamily Residence_ | Multifamily Residence_ | unknown | unknownMultifamily Residence_ | unknownMultifamily Residence_FALSE
Water_00001491 | SITE_01370 | Room_00004138 | Bathroom_1 | Bathroom | Bathroom Faucet | 1.5 | 1.7689 | 1.5 | 2 |  | N/A | N/A | N/A | Bag | 0.796 |  | 1.592 |  | OR | Multifamily Residence | Bathroom Faucet | 1885 | 4053.65 | Multifamily Residence | FALSE | FALSE |  |  |  | 6080.475 | 6453.4108 | Multifamily Residence_FALSE | Multifamily Residence_FALSE | Multifamily Residence_ | Multifamily Residence_ | Multifamily Residence_ | unknown | unknownMultifamily Residence_ | unknownMultifamily Residence_FALSE
Water_00001492 | SITE_01370 | Room_00004138 | Bathroom_1 | Bathroom | Shower / Bathtub combo with diverter valve | 1.8 | 1.6989 | 1.8 | 1.8 |  | All used about the same | Daily / Almost Daily | N/A | Bag | 0.8492 |  | 1.529 |  | OR | Multifamily Residence | Shower | 1885 | 4053.65 | Multifamily Residence | TRUE | TRUE | TRUE | TRUE | TRUE | 7296.57 | 6198.0309 | Multifamily Residence_TRUE | Multifamily Residence_TRUE | Multifamily Residence_TRUE | Multifamily Residence_TRUE | Multifamily Residence_TRUE | 1.8gpm | 1.8gpmMultifamily Residence_TRUE | 1.8gpmMultifamily Residence_TRUE
Water_00001493 | SITE_01370 | Room_00004139 | Bathroom_2 | Bathroom | Shower | 1.8 | 1.8867 | 1.8 | 2 |  | All used about the same | Daily / Almost Daily | N/A | Bag | 0.8492 |  | 1.698 |  | OR | Multifamily Residence | Shower | 1885 | 4053.65 | Multifamily Residence | TRUE | FALSE | TRUE | TRUE | TRUE | 7296.57 | 6883.0977 | Multifamily Residence_TRUE | Multifamily Residence_FALSE | Multifamily Residence_TRUE | Multifamily Residence_TRUE | Multifamily Residence_TRUE | 1.8gpm | 1.8gpmMultifamily Residence_TRUE | 1.8gpmMultifamily Residence_TRUE
Water_00001494 | SITE_01370 | Room_00004139 | Bathroom_2 | Bathroom | Bathroom Faucet | 1.5 | 1.7689 | 1.5 | 2 |  | N/A | N/A | N/A | Bag | 0.796 |  | 1.592 |  | OR | Multifamily Residence | Bathroom Faucet | 1885 | 4053.65 | Multifamily Residence | FALSE | FALSE |  |  |  | 6080.475 | 6453.4108 | Multifamily Residence_FALSE | Multifamily Residence_FALSE | Multifamily Residence_ | Multifamily Residence_ | Multifamily Residence_ | unknown | unknownMultifamily Residence_ | unknownMultifamily Residence_FALSE
Water_00001495 | SITE_01371 | Room_00004157 | Kitchen_1 | Kitchen | Kitchen Faucet | 1.5 |  | 1.5 | 1.5 |  | N/A | N/A | N/A | Unknown |  | N/A |  | N/A | OR | Multifamily Residence | Kitchen Faucet | 1886 | 4053.65 | Multifamily Residence | FALSE | FALSE |  |  |  | 6080.475 | 0 | Multifamily Residence_FALSE | Multifamily Residence_FALSE | Multifamily Residence_ | Multifamily Residence_ | Multifamily Residence_ | unknown | unknownMultifamily Residence_ | unknownMultifamily Residence_FALSE
Water_00001496 | SITE_01371 | Room_00004150 | Bathroom_1 | Bathroom | Bathroom Faucet | 2.2 |  | 2.2 | 0.75 |  | N/A | N/A | N/A | Unknown |  | N/A |  | N/A | OR | Multifamily Residence | Bathroom Faucet | 1886 | 4053.65 | Multifamily Residence | FALSE | FALSE |  |  |  | 8918.03 | 0 | Multifamily Residence_FALSE | Multifamily Residence_FALSE | Multifamily Residence_ | Multifamily Residence_ | Multifamily Residence_ | unknown | unknownMultifamily Residence_ | unknownMultifamily Residence_FALSE
Water_00001497 | SITE_01371 | Room_00004150 | Bathroom_1 | Bathroom | Shower / Bathtub combo with diverter valve | unknown |  |  | 2.3 |  | Primary | Daily / Almost Daily | N/A | Unknown |  | N/A |  | N/A | OR | Multifamily Residence | Shower | 1886 | 4053.65 | Multifamily Residence | TRUE | TRUE | FALSE | FALSE | FALSE | 0 | 0 | Multifamily Residence_TRUE | Multifamily Residence_TRUE | Multifamily Residence_FALSE | Multifamily Residence_FALSE | Multifamily Residence_FALSE | unknown | unknownMultifamily Residence_FALSE | unknownMultifamily Residence_TRUE
Water_00001498 | SITE_01372 | Room_00004166 | Kitchen_1 | Kitchen | Kitchen Faucet | 2.2 |  | 2.2 |  | Unknown | N/A | N/A | N/A | Bag | 0.796 |  |  | Unknown | OR | Multifamily Residence | Kitchen Faucet | 1887 | 4053.65 | Multifamily Residence | FALSE | FALSE |  |  |  | 8918.03 | 0 | Multifamily Residence_FALSE | Multifamily Residence_FALSE | Multifamily Residence_ | Multifamily Residence_ | Multifamily Residence_ | unknown | unknownMultifamily Residence_ | unknownMultifamily Residence_FALSE
Water_00001499 | SITE_01372 | Room_00004161 | Bathroom_1 | Bathroom | Bathroom Faucet | unknown |  |  |  | Unknown | N/A | N/A | N/A | Bag | 0.796 |  |  | Unknown | OR | Multifamily Residence | Bathroom Faucet | 1887 | 4053.65 | Multifamily Residence | FALSE | FALSE |  |  |  | 0 | 0 | Multifamily Residence_FALSE | Multifamily Residence_FALSE | Multifamily Residence_ | Multifamily Residence_ | Multifamily Residence_ | unknown | unknownMultifamily Residence_ | unknownMultifamily Residence_FALSE
Water_00001500 | SITE_01372 | Room_00004161 | Bathroom_1 | Bathroom | Shower / Bathtub combo with diverter valve | unknown |  |  |  | Unknown | Primary | Daily / Almost Daily | N/A | Bag | 0.8492 |  |  | Unknown | OR | Multifamily Residence | Shower | 1887 | 4053.65 | Multifamily Residence | TRUE | TRUE | FALSE | FALSE | FALSE | 0 | 0 | Multifamily Residence_TRUE | Multifamily Residence_TRUE | Multifamily Residence_FALSE | Multifamily Residence_FALSE | Multifamily Residence_FALSE | unknown | unknownMultifamily Residence_FALSE | unknownMultifamily Residence_TRUE
Water_00001501 | SITE_01373 | Room_00004175 | Kitchen_1 | Kitchen | Kitchen Faucet | unknown |  |  |  | Unknown | N/A | N/A | N/A | Bag | 0.796 |  |  | Unknown | OR | Multifamily Residence | Kitchen Faucet | 1888 | 4053.65 | Multifamily Residence | FALSE | FALSE |  |  |  | 0 | 0 | Multifamily Residence_FALSE | Multifamily Residence_FALSE | Multifamily Residence_ | Multifamily Residence_ | Multifamily Residence_ | unknown | unknownMultifamily Residence_ | unknownMultifamily Residence_FALSE
Water_00001502 | SITE_01373 | Room_00004171 | Bathroom_1 | Bathroom | Bathroom Faucet | unknown |  |  |  | Unknown | N/A | N/A | N/A | Bag | 0.796 |  |  | Unknown | OR | Multifamily Residence | Bathroom Faucet | 1888 | 4053.65 | Multifamily Residence | FALSE | FALSE |  |  |  | 0 | 0 | Multifamily Residence_FALSE | Multifamily Residence_FALSE | Multifamily Residence_ | Multifamily Residence_ | Multifamily Residence_ | unknown | unknownMultifamily Residence_ | unknownMultifamily Residence_FALSE
Water_00001503 | SITE_01373 | Room_00004171 | Bathroom_1 | Bathroom | Shower / Bathtub combo with diverter valve | unknown |  |  |  | Unknown | Unknown | Unknown | N/A | Bag | 0.8492 |  |  | Unknown | OR | Multifamily Residence | Shower | 1888 | 4053.65 | Multifamily Residence | TRUE | TRUE | FALSE | FALSE | FALSE | 0 | 0 | Multifamily Residence_TRUE | Multifamily Residence_TRUE | Multifamily Residence_FALSE | Multifamily Residence_FALSE | Multifamily Residence_FALSE | unknown | unknownMultifamily Residence_FALSE | unknownMultifamily Residence_TRUE
Water_00001504 | SITE_01374 | Room_00004186 | Kitchen_1 | Kitchen | Kitchen Faucet | unknown |  |  | 3.1 |  | N/A | N/A | N/A | Unknown |  | N/A |  | N/A | OR | Multifamily Residence | Kitchen Faucet | 1889 | 4053.65 | Multifamily Residence | FALSE | FALSE |  |  |  | 0 | 0 | Multifamily Residence_FALSE | Multifamily Residence_FALSE | Multifamily Residence_ | Multifamily Residence_ | Multifamily Residence_ | unknown | unknownMultifamily Residence_ | unknownMultifamily Residence_FALSE
Water_00001505 | SITE_01374 | Room_00004183 | Bathroom_1 | Bathroom | Bathroom Faucet | 1.8 |  | 1.8 | 1.5 |  | N/A | N/A | N/A | Unknown |  | N/A |  | N/A | OR | Multifamily Residence | Bathroom Faucet | 1889 | 4053.65 | Multifamily Residence | FALSE | FALSE |  |  |  | 7296.57 | 0 | Multifamily Residence_FALSE | Multifamily Residence_FALSE | Multifamily Residence_ | Multifamily Residence_ | Multifamily Residence_ | unknown | unknownMultifamily Residence_ | unknownMultifamily Residence_FALSE
Water_00001506 | SITE_01374 | Room_00004183 | Bathroom_1 | Bathroom | Shower / Bathtub combo with diverter valve | 2.5 |  | 2.5 | 2.1 |  | Primary | Daily / Almost Daily | N/A | Unknown |  | N/A |  | N/A | OR | Multifamily Residence | Shower | 1889 | 4053.65 | Multifamily Residence | TRUE | TRUE | TRUE | FALSE | FALSE | 10134.125 | 0 | Multifamily Residence_TRUE | Multifamily Residence_TRUE | Multifamily Residence_TRUE | Multifamily Residence_FALSE | Multifamily Residence_FALSE | unknown | unknownMultifamily Residence_FALSE | unknownMultifamily Residence_TRUE
Water_00001507 | SITE_01375 | Room_00004202 | Kitchen_1 | Kitchen | Kitchen Faucet | 1.3267 | 1.3267 |  | 1.5 |  | N/A | N/A | N/A | Bag | 0.796 |  | 1.194 |  | OR | Multifamily Residence | Kitchen Faucet | 1890 | 751.56 | Multifamily Residence | FALSE | FALSE |  |  |  | 997.0696 | 897.3626 | Multifamily Residence_FALSE | Multifamily Residence_FALSE | Multifamily Residence_ | Multifamily Residence_ | Multifamily Residence_ | unknown | unknownMultifamily Residence_ | unknownMultifamily Residence_FALSE
Water_00001508 | SITE_01375 | Room_00004193 | Bathroom_1 | Bathroom | Bathroom Faucet | unknown |  |  | 1.5 |  | N/A | N/A | N/A | Unknown |  | N/A |  | N/A | OR | Multifamily Residence | Bathroom Faucet | 1890 | 751.56 | Multifamily Residence | FALSE | FALSE |  |  |  | 0 | 0 | Multifamily Residence_FALSE | Multifamily Residence_FALSE | Multifamily Residence_ | Multifamily Residence_ | Multifamily Residence_ | unknown | unknownMultifamily Residence_ | unknownMultifamily Residence_FALSE
Water_00001509 | SITE_01375 | Room_00004193 | Bathroom_1 | Bathroom | Shower | unknown |  |  | 3.5 |  | Primary | Daily / Almost Daily | N/A | Unknown |  | N/A |  | N/A | OR | Multifamily Residence | Shower | 1890 | 751.56 | Multifamily Residence | TRUE | FALSE | FALSE | FALSE | FALSE | 0 | 0 | Multifamily Residence_TRUE | Multifamily Residence_FALSE | Multifamily Residence_FALSE | Multifamily Residence_FALSE | Multifamily Residence_FALSE | unknown | unknownMultifamily Residence_FALSE | unknownMultifamily Residence_TRUE
Water_00001510 | SITE_01376 | Room_00004214 | Kitchen_1 | Kitchen | Kitchen Faucet | 2 | 1.5033 | 2 | 1.7 |  | N/A | N/A | N/A | Bag | 0.796 |  | 1.353 |  | OR | Multifamily Residence | Kitchen Faucet | 1891 | 751.56 | Multifamily Residence | FALSE | FALSE |  |  |  | 1503.12 | 1016.8607 | Multifamily Residence_FALSE | Multifamily Residence_FALSE | Multifamily Residence_ | Multifamily Residence_ | Multifamily Residence_ | unknown | unknownMultifamily Residence_ | unknownMultifamily Residence_FALSE
Water_00001511 | SITE_01376 | Room_00004209 | Bathroom_1 | Bathroom | Shower | 2 |  | 2 | 1.5 |  | Primary | Daily / Almost Daily | Baths sometimes. | Unknown |  | N/A |  | N/A | OR | Multifamily Residence | Shower | 1891 | 751.56 | Multifamily Residence | TRUE | FALSE | TRUE | FALSE | FALSE | 1503.12 | 0 | Multifamily Residence_TRUE | Multifamily Residence_FALSE | Multifamily Residence_TRUE | Multifamily Residence_FALSE | Multifamily Residence_FALSE | unknown | unknownMultifamily Residence_FALSE | unknownMultifamily Residence_TRUE
Water_00001512 | SITE_01377 | Room_00004224 | Kitchen_1 | Kitchen | Kitchen Faucet | 1.8 |  | 1.8 | 1.5 |  | N/A | N/A | N/A | Unknown |  | N/A |  | N/A | OR | Multifamily Residence | Kitchen Faucet | 1892 | 4053.65 | Multifamily Residence | FALSE | FALSE |  |  |  | 7296.57 | 0 | Multifamily Residence_FALSE | Multifamily Residence_FALSE | Multifamily Residence_ | Multifamily Residence_ | Multifamily Residence_ | unknown | unknownMultifamily Residence_ | unknownMultifamily Residence_FALSE
Water_00001513 | SITE_01377 | Room_00004222 | Bathroom_1 | Bathroom | Bathroom Faucet | 1.5 | 1.2378 | 1.5 | 1.4 |  | N/A | N/A | N/A | Bag | 0.796 |  | 1.114 |  | OR | Multifamily Residence | Bathroom Faucet | 1892 | 4053.65 | Multifamily Residence | FALSE | FALSE |  |  |  | 6080.475 | 4515.7661 | Multifamily Residence_FALSE | Multifamily Residence_FALSE | Multifamily Residence_ | Multifamily Residence_ | Multifamily Residence_ | unknown | unknownMultifamily Residence_ | unknownMultifamily Residence_FALSE
Water_00001514 | SITE_01377 | Room_00004222 | Bathroom_1 | Bathroom | Shower / Bathtub combo with diverter valve | 2 | 1.9678 | 2 | 1.9 |  | Primary | Daily / Almost Daily | N/A | Weir | 0.932 |  | 1.771 |  | OR | Multifamily Residence | Shower | 1892 | 4053.65 | Multifamily Residence | TRUE | TRUE | TRUE | TRUE | TRUE | 8107.3 | 7179.0141 | Multifamily Residence_TRUE | Multifamily Residence_TRUE | Multifamily Residence_TRUE | Multifamily Residence_TRUE | Multifamily Residence_TRUE | 2.0gpm | 2.0gpmMultifamily Residence_TRUE | 2.0gpmMultifamily Residence_TRUE
Water_00001515 | SITE_01378 | Room_00004233 | Bathroom_6 | Bathroom | Bathroom Faucet | unknown |  |  | 2 |  | N/A | N/A | N/A | Unknown |  | N/A |  | N/A | OR | Multifamily Residence | Bathroom Faucet | 1893 | 4053.65 | Multifamily Residence | FALSE | FALSE |  |  |  | 0 | 0 | Multifamily Residence_FALSE | Multifamily Residence_FALSE | Multifamily Residence_ | Multifamily Residence_ | Multifamily Residence_ | unknown | unknownMultifamily Residence_ | unknownMultifamily Residence_FALSE
Water_00001516 | SITE_01378 | Room_00004240 | Kitchen_2 | Kitchen | Kitchen Faucet | 0.88444 | 0.88444 |  | 1 |  | N/A | N/A | N/A | Bag | 0.796 |  | 0.796 |  | OR | Multifamily Residence | Kitchen Faucet | 1893 | 4053.65 | Multifamily Residence | FALSE | FALSE |  |  |  | 3585.2282 | 3226.7054 | Multifamily Residence_FALSE | Multifamily Residence_FALSE | Multifamily Residence_ | Multifamily Residence_ | Multifamily Residence_ | unknown | unknownMultifamily Residence_ | unknownMultifamily Residence_FALSE
Water_00001517 | SITE_01378 | Room_00004232 | Bathroom_1 | Bathroom | Bathroom Faucet | 3.98 | 3.98 |  | 4.5 |  | N/A | N/A | N/A | Bag | 0.796 |  | 3.582 |  | OR | Multifamily Residence | Bathroom Faucet | 1893 | 4053.65 | Multifamily Residence | FALSE | FALSE |  |  |  | 16133.527 | 14520.1743 | Multifamily Residence_FALSE | Multifamily Residence_FALSE | Multifamily Residence_ | Multifamily Residence_ | Multifamily Residence_ | unknown | unknownMultifamily Residence_ | unknownMultifamily Residence_FALSE
Water_00001518 | SITE_01379 | Room_00004250 | Kitchen_1 | Kitchen | Kitchen Faucet | 1.5 |  | 1.5 | 1.5 |  | N/A | N/A | N/A | Unknown |  | N/A |  | N/A | OR | Single Family | Kitchen Faucet | 1894 | 8874.09 | Single Family | FALSE | FALSE |  |  |  | 13311.135 | 0 | Single Family_FALSE | Single Family_FALSE | Single Family_ | Single Family_ | Single Family_ | unknown | unknownSingle Family_ | unknownSingle Family_FALSE
Water_00001519 | SITE_01379 | Room_00004244 | Bathroom_1 | Bathroom | Bathroom Faucet | 1 | 0.97333 | 1 | 1.1 |  | N/A | N/A | N/A | Bag | 0.796 |  | 0.876 |  | OR | Single Family | Bathroom Faucet | 1894 | 8874.09 | Single Family | FALSE | FALSE |  |  |  | 8874.09 | 7773.7028 | Single Family_FALSE | Single Family_FALSE | Single Family_ | Single Family_ | Single Family_ | unknown | unknownSingle Family_ | unknownSingle Family_FALSE
Water_00001520 | SITE_01379 | Room_00004244 | Bathroom_1 | Bathroom | Shower | 1.5 | 1.6567 | 1.5 | 1.6 |  | Secondary | A few times per week | N/A | Weir | 0.932 |  | 1.491 |  | OR | Single Family | Shower | 1894 | 8874.09 | Single Family | TRUE | FALSE | TRUE | TRUE | TRUE | 13311.135 | 13231.2682 | Single Family_TRUE | Single Family_FALSE | Single Family_TRUE | Single Family_TRUE | Single Family_TRUE | 1.5gpm | 1.5gpmSingle Family_TRUE | 1.5gpmSingle Family_TRUE
Water_00001521 | SITE_01379 | Room_00004245 | Bathroom_2 | Bathroom | Bathroom Faucet | 1 | 0.88444 | 1 | 1 |  | N/A | N/A | N/A | Bag | 0.796 |  | 0.796 |  | OR | Single Family | Bathroom Faucet | 1894 | 8874.09 | Single Family | FALSE | FALSE |  |  |  | 8874.09 | 7063.7756 | Single Family_FALSE | Single Family_FALSE | Single Family_ | Single Family_ | Single Family_ | unknown | unknownSingle Family_ | unknownSingle Family_FALSE
Water_00001522 | SITE_01379 | Room_00004245 | Bathroom_2 | Bathroom | Shower / Bathtub combo with diverter valve | 1.5 |  | 1.5 |  | Unknown | Primary | A few times per week | Can't collect - diverted valve appears to be broken | Weir | 0.932 |  |  | Unknown | OR | Single Family | Shower | 1894 | 8874.09 | Single Family | TRUE | TRUE | TRUE | FALSE | FALSE | 13311.135 | 0 | Single Family_TRUE | Single Family_TRUE | Single Family_TRUE | Single Family_FALSE | Single Family_FALSE | unknown | unknownSingle Family_FALSE | unknownSingle Family_TRUE
Water_00001523 | SITE_01380 | Room_00004260 | Kitchen_1 | Kitchen | Kitchen Faucet | 2.2 | 1.9456 | 2.2 | 2.2 |  | N/A | N/A | N/A | Bag | 0.796 |  | 1.751 |  | OR | Multifamily Residence | Kitchen Faucet | 1895 | 4053.65 | Multifamily Residence | FALSE | FALSE |  |  |  | 8918.03 | 7097.9411 | Multifamily Residence_FALSE | Multifamily Residence_FALSE | Multifamily Residence_ | Multifamily Residence_ | Multifamily Residence_ | unknown | unknownMultifamily Residence_ | unknownMultifamily Residence_FALSE
Water_00001524 | SITE_01380 | Room_00004256 | Bathroom_2 | Bathroom | Bathroom Faucet | 2.2 | 2.2111 | 2.2 | 2.5 |  | N/A | N/A | N/A | Bag | 0.796 |  | 1.99 |  | OR | Multifamily Residence | Bathroom Faucet | 1895 | 4053.65 | Multifamily Residence | FALSE | FALSE |  |  |  | 8918.03 | 8066.7635 | Multifamily Residence_FALSE | Multifamily Residence_FALSE | Multifamily Residence_ | Multifamily Residence_ | Multifamily Residence_ | unknown | unknownMultifamily Residence_ | unknownMultifamily Residence_FALSE
Water_00001525 | SITE_01380 | Room_00004256 | Bathroom_2 | Bathroom | Shower | 2 | 1.8867 | 2 | 2 |  | Never / rarely used | A few times per year | N/A | Bag | 0.8492 |  | 1.698 |  | OR | Multifamily Residence | Shower | 1895 | 4053.65 | Multifamily Residence | TRUE | FALSE | TRUE | TRUE | TRUE | 8107.3 | 6883.0977 | Multifamily Residence_TRUE | Multifamily Residence_FALSE | Multifamily Residence_TRUE | Multifamily Residence_TRUE | Multifamily Residence_TRUE | 2.0gpm | 2.0gpmMultifamily Residence_TRUE | 2.0gpmMultifamily Residence_TRUE
Water_00001526 | SITE_01380 | Room_00004255 | Bathroom_1 | Bathroom | Bathroom Faucet | 2.2 | 1.5922 | 2.2 | 1.8 |  | N/A | N/A | N/A | Bag | 0.796 |  | 1.433 |  | OR | Multifamily Residence | Bathroom Faucet | 1895 | 4053.65 | Multifamily Residence | FALSE | FALSE |  |  |  | 8918.03 | 5808.8805 | Multifamily Residence_FALSE | Multifamily Residence_FALSE | Multifamily Residence_ | Multifamily Residence_ | Multifamily Residence_ | unknown | unknownMultifamily Residence_ | unknownMultifamily Residence_FALSE
Water_00001527 | SITE_01380 | Room_00004255 | Bathroom_1 | Bathroom | Shower | 2.5 | 2.0756 | 2.5 | 2.2 |  | Primary | Daily / Almost Daily | N/A | Bag | 0.8492 |  | 1.868 |  | OR | Multifamily Residence | Shower | 1895 | 4053.65 | Multifamily Residence | TRUE | FALSE | TRUE | TRUE | TRUE | 10134.125 | 7572.2182 | Multifamily Residence_TRUE | Multifamily Residence_FALSE | Multifamily Residence_TRUE | Multifamily Residence_TRUE | Multifamily Residence_TRUE | 2.5gpm | 2.5gpmMultifamily Residence_TRUE | 2.5gpmMultifamily Residence_TRUE
Water_00001528 | SITE_01381 | Room_00004270 | Bathroom_1 | Bathroom | Bathroom Faucet | unknown |  |  | 2 |  | N/A | N/A | N/A | Unknown |  | N/A |  | N/A | OR | Multifamily Residence | Bathroom Faucet | 1896 | 751.56 | Multifamily Residence | FALSE | FALSE |  |  |  | 0 | 0 | Multifamily Residence_FALSE | Multifamily Residence_FALSE | Multifamily Residence_ | Multifamily Residence_ | Multifamily Residence_ | unknown | unknownMultifamily Residence_ | unknownMultifamily Residence_FALSE
Water_00001529 | SITE_01381 | Room_00004270 | Bathroom_1 | Bathroom | Bathtub | unknown |  |  |  | N/A | N/A | N/A | N/A | Unknown |  | N/A |  | N/A | OR | Multifamily Residence | Bathtub | 1896 | 751.56 | Multifamily Residence | FALSE | FALSE |  |  |  | 0 | 0 | Multifamily Residence_FALSE | Multifamily Residence_FALSE | Multifamily Residence_ | Multifamily Residence_ | Multifamily Residence_ | unknown | unknownMultifamily Residence_ | unknownMultifamily Residence_FALSE
Water_00001530 | SITE_01381 | Room_00004279 | Kitchen_1 | Kitchen | Kitchen Faucet | unknown |  |  | 3 |  | N/A | N/A | N/A | Unknown |  | N/A |  | N/A | OR | Multifamily Residence | Kitchen Faucet | 1896 | 751.56 | Multifamily Residence | FALSE | FALSE |  |  |  | 0 | 0 | Multifamily Residence_FALSE | Multifamily Residence_FALSE | Multifamily Residence_ | Multifamily Residence_ | Multifamily Residence_ | unknown | unknownMultifamily Residence_ | unknownMultifamily Residence_FALSE
Water_00001531 | SITE_01381 | Room_00004271 | Bathroom_2 | Bathroom | Bathroom Faucet | unknown |  |  | 2.5 |  | N/A | N/A | N/A | Unknown |  | N/A |  | N/A | OR | Multifamily Residence | Bathroom Faucet | 1896 | 751.56 | Multifamily Residence | FALSE | FALSE |  |  |  | 0 | 0 | Multifamily Residence_FALSE | Multifamily Residence_FALSE | Multifamily Residence_ | Multifamily Residence_ | Multifamily Residence_ | unknown | unknownMultifamily Residence_ | unknownMultifamily Residence_FALSE
Water_00001532 | SITE_01382 | Room_00004292 | Bathroom_1 | Bathroom | Shower / Bathtub combo with diverter valve | 2.5 |  | 2.5 | 2.5 |  | Primary | Daily / Almost Daily | N/A | Unknown |  | N/A |  | N/A | OR | Single Family | Shower | 1897 | 3405.58 | Single Family | TRUE | TRUE | TRUE | FALSE | FALSE | 8513.95 | 0 | Single Family_TRUE | Single Family_TRUE | Single Family_TRUE | Single Family_FALSE | Single Family_FALSE | unknown | unknownSingle Family_FALSE | unknownSingle Family_TRUE
Water_00001533 | SITE_01382 | Room_00004292 | Bathroom_1 | Bathroom | Bathroom Faucet | 1.7689 | 1.7689 |  | 2 |  | N/A | N/A | N/A | Bag | 0.796 |  | 1.592 |  | OR | Single Family | Bathroom Faucet | 1897 | 3405.58 | Single Family | FALSE | FALSE |  |  |  | 6024.0926 | 5421.6834 | Single Family_FALSE | Single Family_FALSE | Single Family_ | Single Family_ | Single Family_ | unknown | unknownSingle Family_ | unknownSingle Family_FALSE
Water_00001534 | SITE_01382 | Room_00004299 | Kitchen_1 | Kitchen | Kitchen Faucet | 1.8 | 2.0344 | 1.8 | 2.3 |  | N/A | N/A | N/A | Bag | 0.796 |  | 1.831 |  | OR | Single Family | Kitchen Faucet | 1897 | 3405.58 | Single Family | FALSE | FALSE |  |  |  | 6130.044 | 6235.617 | Single Family_FALSE | Single Family_FALSE | Single Family_ | Single Family_ | Single Family_ | unknown | unknownSingle Family_ | unknownSingle Family_FALSE
Water_00001535 | SITE_01383 | Room_00004306 | Kitchen_1 | Kitchen | Kitchen Faucet | unknown |  |  |  | Unknown | N/A | N/A | N/A | Bag | 0.796 |  |  | Unknown | OR | Multifamily Residence | Kitchen Faucet | 1898 | 4053.65 | Multifamily Residence | FALSE | FALSE |  |  |  | 0 | 0 | Multifamily Residence_FALSE | Multifamily Residence_FALSE | Multifamily Residence_ | Multifamily Residence_ | Multifamily Residence_ | unknown | unknownMultifamily Residence_ | unknownMultifamily Residence_FALSE
Water_00001536 | SITE_01383 | Room_00004302 | Bathroom_1 | Bathroom | Shower | unknown |  |  |  | Unknown | Primary | Daily / Almost Daily | N/A | Bag | 0.8492 |  |  | Unknown | OR | Multifamily Residence | Shower | 1898 | 4053.65 | Multifamily Residence | TRUE | FALSE | FALSE | FALSE | FALSE | 0 | 0 | Multifamily Residence_TRUE | Multifamily Residence_FALSE | Multifamily Residence_FALSE | Multifamily Residence_FALSE | Multifamily Residence_FALSE | unknown | unknownMultifamily Residence_FALSE | unknownMultifamily Residence_TRUE
Water_00001537 | SITE_01384 | Room_00004315 | Kitchen_1 | Kitchen | Kitchen Faucet | 1.5 | 1.3267 | 1.5 | 1.5 |  | N/A | N/A | N/A | Bag | 0.796 |  | 1.194 |  | OR | Multifamily Residence | Kitchen Faucet | 1899 | 4053.65 | Multifamily Residence | FALSE | FALSE |  |  |  | 6080.475 | 4840.0581 | Multifamily Residence_FALSE | Multifamily Residence_FALSE | Multifamily Residence_ | Multifamily Residence_ | Multifamily Residence_ | unknown | unknownMultifamily Residence_ | unknownMultifamily Residence_FALSE
Water_00001538 | SITE_01384 | Room_00004313 | Bathroom_1 | Bathroom | Shower | 1.5 |  | 1.5 | 1 |  | Primary | Daily / Almost Daily | N/A | Unknown |  | N/A |  | N/A | OR | Multifamily Residence | Shower | 1899 | 4053.65 | Multifamily Residence | TRUE | FALSE | TRUE | FALSE | FALSE | 6080.475 | 0 | Multifamily Residence_TRUE | Multifamily Residence_FALSE | Multifamily Residence_TRUE | Multifamily Residence_FALSE | Multifamily Residence_FALSE | unknown | unknownMultifamily Residence_FALSE | unknownMultifamily Residence_TRUE
Water_00001539 | SITE_01384 | Room_00004313 | Bathroom_1 | Bathroom | Bathroom Faucet | 0.88444 | 0.88444 |  | 1 |  | N/A | N/A | N/A | Bag | 0.796 |  | 0.796 |  | OR | Multifamily Residence | Bathroom Faucet | 1899 | 4053.65 | Multifamily Residence | FALSE | FALSE |  |  |  | 3585.2282 | 3226.7054 | Multifamily Residence_FALSE | Multifamily Residence_FALSE | Multifamily Residence_ | Multifamily Residence_ | Multifamily Residence_ | unknown | unknownMultifamily Residence_ | unknownMultifamily Residence_FALSE
Water_00001540 | SITE_01385 | Room_00004319 | Bathroom_1 | Bathroom | Shower / Bathtub combo with diverter valve | 1.8867 | 1.8867 |  | 2 |  | Secondary | A few times per year | N/A | Bag | 0.8492 |  | 1.698 |  | OR | Manufactured | Shower | 1900 | 894.83 | Manufactured | TRUE | TRUE | TRUE | TRUE | TRUE | 1688.2459 | 1519.4213 | Manufactured_TRUE | Manufactured_TRUE | Manufactured_TRUE | Manufactured_TRUE | Manufactured_TRUE | 2.0gpm | 2.0gpmManufactured_TRUE | 2.0gpmManufactured_TRUE
Water_00001541 | SITE_01385 | Room_00004319 | Bathroom_1 | Bathroom | Bathroom Faucet | 1.7689 | 1.7689 |  | 2 |  | N/A | N/A | N/A | Bag | 0.796 |  | 1.592 |  | OR | Manufactured | Bathroom Faucet | 1900 | 894.83 | Manufactured | FALSE | FALSE |  |  |  | 1582.8548 | 1424.5694 | Manufactured_FALSE | Manufactured_FALSE | Manufactured_ | Manufactured_ | Manufactured_ | unknown | unknownManufactured_ | unknownManufactured_FALSE
Water_00001542 | SITE_01385 | Room_00004320 | Bathroom_2 | Bathroom | Bathroom Faucet | 2 | 1.7689 | 2 | 2 |  | N/A | N/A | N/A | Bag | 0.796 |  | 1.592 |  | OR | Manufactured | Bathroom Faucet | 1900 | 894.83 | Manufactured | FALSE | FALSE |  |  |  | 1789.66 | 1424.5694 | Manufactured_FALSE | Manufactured_FALSE | Manufactured_ | Manufactured_ | Manufactured_ | unknown | unknownManufactured_ | unknownManufactured_FALSE
Water_00001543 | SITE_01385 | Room_00004320 | Bathroom_2 | Bathroom | Bathroom Faucet | 2 | 1.7689 | 2 | 2 |  | N/A | N/A | N/A | Bag | 0.796 |  | 1.592 |  | OR | Manufactured | Bathroom Faucet | 1900 | 894.83 | Manufactured | FALSE | FALSE |  |  |  | 1789.66 | 1424.5694 | Manufactured_FALSE | Manufactured_FALSE | Manufactured_ | Manufactured_ | Manufactured_ | unknown | unknownManufactured_ | unknownManufactured_FALSE
Water_00001544 | SITE_01385 | Room_00004320 | Bathroom_2 | Bathroom | Shower | 2.5 | 1.4156 | 2.5 | 1.5 |  | Primary | Daily / Almost Daily | N/A | Bag | 0.8492 |  | 1.274 |  | OR | Manufactured | Shower | 1900 | 894.83 | Manufactured | TRUE | FALSE | TRUE | TRUE | TRUE | 2237.075 | 1140.0134 | Manufactured_TRUE | Manufactured_FALSE | Manufactured_TRUE | Manufactured_TRUE | Manufactured_TRUE | 2.5gpm | 2.5gpmManufactured_TRUE | 2.5gpmManufactured_TRUE
Water_00001545 | SITE_01385 | Room_00004320 | Bathroom_2 | Bathroom | Bathtub | unknown |  |  |  | N/A | N/A | N/A | 3gpm | Unknown |  | N/A |  | N/A | OR | Manufactured | Bathtub | 1900 | 894.83 | Manufactured | FALSE | FALSE |  |  |  | 0 | 0 | Manufactured_FALSE | Manufactured_FALSE | Manufactured_ | Manufactured_ | Manufactured_ | unknown | unknownManufactured_ | unknownManufactured_FALSE
Water_00001546 | SITE_01385 | Room_00004327 | Kitchen_1 | Kitchen | Kitchen Faucet | 1.3267 | 1.3267 |  | 1.5 |  | N/A | N/A | N/A | Bag | 0.796 |  | 1.194 |  | OR | Manufactured | Kitchen Faucet | 1900 | 894.83 | Manufactured | FALSE | FALSE |  |  |  | 1187.1411 | 1068.427 | Manufactured_FALSE | Manufactured_FALSE | Manufactured_ | Manufactured_ | Manufactured_ | unknown | unknownManufactured_ | unknownManufactured_FALSE
Water_00001547 | SITE_01386 | Room_00004333 | Bathroom_6 | Bathroom | Bathroom Faucet | 2 | 1.9456 | 2 | 2.2 |  | N/A | N/A | N/A | Bag | 0.796 |  | 1.751 |  | OR | Multifamily Residence | Bathroom Faucet | 1901 | 4053.65 | Multifamily Residence | FALSE | FALSE |  |  |  | 8107.3 | 7097.9411 | Multifamily Residence_FALSE | Multifamily Residence_FALSE | Multifamily Residence_ | Multifamily Residence_ | Multifamily Residence_ | unknown | unknownMultifamily Residence_ | unknownMultifamily Residence_FALSE
Water_00001548 | SITE_01386 | Room_00004333 | Bathroom_6 | Bathroom | Shower / Bathtub combo with diverter valve | 1.5 | 1.4156 | 1.5 | 1.5 |  | Primary | Daily / Almost Daily | N/A | Bag | 0.8492 |  | 1.274 |  | OR | Multifamily Residence | Shower | 1901 | 4053.65 | Multifamily Residence | TRUE | TRUE | TRUE | TRUE | TRUE | 6080.475 | 5164.3501 | Multifamily Residence_TRUE | Multifamily Residence_TRUE | Multifamily Residence_TRUE | Multifamily Residence_TRUE | Multifamily Residence_TRUE | 1.5gpm | 1.5gpmMultifamily Residence_TRUE | 1.5gpmMultifamily Residence_TRUE
Water_00001549 | SITE_01386 | Room_00004335 | Living Room_1 | Living Room | Kitchen Faucet | 2.2 | 1.3267 | 2.2 | 1.5 |  | N/A | N/A | N/A | Bag | 0.796 |  | 1.194 |  | OR | Multifamily Residence | Kitchen Faucet | 1901 | 4053.65 | Multifamily Residence | FALSE | FALSE |  |  |  | 8918.03 | 4840.0581 | Multifamily Residence_FALSE | Multifamily Residence_FALSE | Multifamily Residence_ | Multifamily Residence_ | Multifamily Residence_ | unknown | unknownMultifamily Residence_ | unknownMultifamily Residence_FALSE
Water_00001550 | SITE_01387 | Room_00004348 | Kitchen_1 | Kitchen | Kitchen Faucet | unknown |  |  | 1.5 |  | N/A | N/A | N/A | Unknown |  | N/A |  | N/A | OR | Multifamily Residence | Kitchen Faucet | 1902 | 4053.65 | Multifamily Residence | FALSE | FALSE |  |  |  | 0 | 0 | Multifamily Residence_FALSE | Multifamily Residence_FALSE | Multifamily Residence_ | Multifamily Residence_ | Multifamily Residence_ | unknown | unknownMultifamily Residence_ | unknownMultifamily Residence_FALSE
Water_00001551 | SITE_01387 | Room_00004342 | Bathroom_1 | Bathroom | Bathroom Faucet | unknown |  |  | 0.65 |  | N/A | N/A | N/A | Unknown |  | N/A |  | N/A | OR | Multifamily Residence | Bathroom Faucet | 1902 | 4053.65 | Multifamily Residence | FALSE | FALSE |  |  |  | 0 | 0 | Multifamily Residence_FALSE | Multifamily Residence_FALSE | Multifamily Residence_ | Multifamily Residence_ | Multifamily Residence_ | unknown | unknownMultifamily Residence_ | unknownMultifamily Residence_FALSE
Water_00001552 | SITE_01387 | Room_00004342 | Bathroom_1 | Bathroom | Shower / Bathtub combo with diverter valve | unknown |  |  | 2.4 |  | Primary | Daily / Almost Daily | N/A | Unknown |  | N/A |  | N/A | OR | Multifamily Residence | Shower | 1902 | 4053.65 | Multifamily Residence | TRUE | TRUE | FALSE | FALSE | FALSE | 0 | 0 | Multifamily Residence_TRUE | Multifamily Residence_TRUE | Multifamily Residence_FALSE | Multifamily Residence_FALSE | Multifamily Residence_FALSE | unknown | unknownMultifamily Residence_FALSE | unknownMultifamily Residence_TRUE
Water_00001553 | SITE_01388 | Room_00004356 | Bathroom_1 | Bathroom | Bathroom Faucet | 1.5 |  | 1.5 | 1 |  | N/A | N/A | N/A | Unknown |  | N/A |  | N/A | OR | Manufactured | Bathroom Faucet | 1903 | 1745.15 | Manufactured | FALSE | FALSE |  |  |  | 2617.725 | 0 | Manufactured_FALSE | Manufactured_FALSE | Manufactured_ | Manufactured_ | Manufactured_ | unknown | unknownManufactured_ | unknownManufactured_FALSE
Water_00001554 | SITE_01388 | Room_00004356 | Bathroom_1 | Bathroom | Shower | unknown |  |  | 2 |  | Primary | A few times per month | N/A | Unknown |  | N/A |  | N/A | OR | Manufactured | Shower | 1903 | 1745.15 | Manufactured | TRUE | FALSE | FALSE | FALSE | FALSE | 0 | 0 | Manufactured_TRUE | Manufactured_FALSE | Manufactured_FALSE | Manufactured_FALSE | Manufactured_FALSE | unknown | unknownManufactured_FALSE | unknownManufactured_TRUE
Water_00001555 | SITE_01388 | Room_00004359 | Kitchen_1 | Kitchen | Kitchen Faucet | 1.3267 | 1.3267 |  | 1.5 |  | N/A | N/A | N/A | Bag | 0.796 |  | 1.194 |  | OR | Manufactured | Kitchen Faucet | 1903 | 1745.15 | Manufactured | FALSE | FALSE |  |  |  | 2315.2323 | 2083.7091 | Manufactured_FALSE | Manufactured_FALSE | Manufactured_ | Manufactured_ | Manufactured_ | unknown | unknownManufactured_ | unknownManufactured_FALSE
Water_00001556 | SITE_01389 | Room_00004373 | Kitchen_1 | Kitchen | Kitchen Faucet | 2 | 2.2111 | 2 | 2.5 |  | N/A | N/A | N/A | Bag | 0.796 |  | 1.99 |  | OR | Manufactured | Kitchen Faucet | 1904 | 894.83 | Manufactured | FALSE | FALSE |  |  |  | 1789.66 | 1780.7117 | Manufactured_FALSE | Manufactured_FALSE | Manufactured_ | Manufactured_ | Manufactured_ | unknown | unknownManufactured_ | unknownManufactured_FALSE
Water_00001557 | SITE_01389 | Room_00004366 | Bathroom_1 | Bathroom | Shower | unknown |  |  |  | Unknown | Secondary | Never | Currently being used as storage space. | Unknown |  | N/A |  | N/A | OR | Manufactured | Shower | 1904 | 894.83 | Manufactured | TRUE | FALSE | FALSE | FALSE | FALSE | 0 | 0 | Manufactured_TRUE | Manufactured_FALSE | Manufactured_FALSE | Manufactured_FALSE | Manufactured_FALSE | unknown | unknownManufactured_FALSE | unknownManufactured_TRUE
Water_00001558 | SITE_01389 | Room_00004366 | Bathroom_1 | Bathroom | Bathroom Faucet | unknown |  |  | 3.5 |  | N/A | N/A | N/A | Unknown |  | N/A |  | N/A | OR | Manufactured | Bathroom Faucet | 1904 | 894.83 | Manufactured | FALSE | FALSE |  |  |  | 0 | 0 | Manufactured_FALSE | Manufactured_FALSE | Manufactured_ | Manufactured_ | Manufactured_ | unknown | unknownManufactured_ | unknownManufactured_FALSE
Water_00001559 | SITE_01389 | Room_00004367 | Bathroom_2 | Bathroom | Bathroom Faucet | unknown |  |  | 3 |  | N/A | N/A | N/A | Unknown |  | N/A |  | N/A | OR | Manufactured | Bathroom Faucet | 1904 | 894.83 | Manufactured | FALSE | FALSE |  |  |  | 0 | 0 | Manufactured_FALSE | Manufactured_FALSE | Manufactured_ | Manufactured_ | Manufactured_ | unknown | unknownManufactured_ | unknownManufactured_FALSE
Water_00001560 | SITE_01389 | Room_00004367 | Bathroom_2 | Bathroom | Shower | 2 |  | 2 | 2 |  | Primary | Daily / Almost Daily | N/A | Unknown |  | N/A |  | N/A | OR | Manufactured | Shower | 1904 | 894.83 | Manufactured | TRUE | FALSE | TRUE | FALSE | FALSE | 1789.66 | 0 | Manufactured_TRUE | Manufactured_FALSE | Manufactured_TRUE | Manufactured_FALSE | Manufactured_FALSE | unknown | unknownManufactured_FALSE | unknownManufactured_TRUE
Water_00001561 | SITE_01390 | Room_00004379 | Bathroom_6 | Bathroom | Bathroom Faucet | 2 |  | 2 | 2 |  | N/A | N/A | Used by 1 person | Unknown |  | N/A |  | N/A | OR | Multifamily Residence | Bathroom Faucet | 1905 | 4053.65 | Multifamily Residence | FALSE | FALSE |  |  |  | 8107.3 | 0 | Multifamily Residence_FALSE | Multifamily Residence_FALSE | Multifamily Residence_ | Multifamily Residence_ | Multifamily Residence_ | unknown | unknownMultifamily Residence_ | unknownMultifamily Residence_FALSE
Water_00001562 | SITE_01390 | Room_00004379 | Bathroom_6 | Bathroom | Shower / Bathtub combo with diverter valve | unknown |  |  | 3.2 |  | Secondary | Daily / Almost Daily | Used by one person | Unknown |  | N/A |  | N/A | OR | Multifamily Residence | Shower | 1905 | 4053.65 | Multifamily Residence | TRUE | TRUE | FALSE | FALSE | FALSE | 0 | 0 | Multifamily Residence_TRUE | Multifamily Residence_TRUE | Multifamily Residence_FALSE | Multifamily Residence_FALSE | Multifamily Residence_FALSE | unknown | unknownMultifamily Residence_FALSE | unknownMultifamily Residence_TRUE
Water_00001563 | SITE_01390 | Room_00004383 | Kitchen_3 | Kitchen | Bathroom Faucet | unknown |  |  | 1.3 |  | N/A | N/A | N/A | Unknown |  | N/A |  | N/A | OR | Multifamily Residence | Bathroom Faucet | 1905 | 4053.65 | Multifamily Residence | FALSE | FALSE |  |  |  | 0 | 0 | Multifamily Residence_FALSE | Multifamily Residence_FALSE | Multifamily Residence_ | Multifamily Residence_ | Multifamily Residence_ | unknown | unknownMultifamily Residence_ | unknownMultifamily Residence_FALSE
Water_00001564 | SITE_01390 | Room_00004378 | Bathroom_1 | Bathroom | Bathroom Faucet | 2 |  | 2 | 2 |  | N/A | N/A | N/A | Unknown |  | N/A |  | N/A | OR | Multifamily Residence | Bathroom Faucet | 1905 | 4053.65 | Multifamily Residence | FALSE | FALSE |  |  |  | 8107.3 | 0 | Multifamily Residence_FALSE | Multifamily Residence_FALSE | Multifamily Residence_ | Multifamily Residence_ | Multifamily Residence_ | unknown | unknownMultifamily Residence_ | unknownMultifamily Residence_FALSE
Water_00001565 | SITE_01390 | Room_00004378 | Bathroom_1 | Bathroom | Shower | unknown |  |  | 3.5 |  | Primary | Daily / Almost Daily | N/A | Unknown |  | N/A |  | N/A | OR | Multifamily Residence | Shower | 1905 | 4053.65 | Multifamily Residence | TRUE | FALSE | FALSE | FALSE | FALSE | 0 | 0 | Multifamily Residence_TRUE | Multifamily Residence_FALSE | Multifamily Residence_FALSE | Multifamily Residence_FALSE | Multifamily Residence_FALSE | unknown | unknownMultifamily Residence_FALSE | unknownMultifamily Residence_TRUE
Water_00001566 | SITE_01391 | Room_00004390 | Bathroom_1 | Bathroom | Shower | unknown |  |  | 2.2 |  | Primary | Daily / Almost Daily | N/A | Unknown |  | N/A |  | N/A | OR | Multifamily Residence | Shower | 1906 | 4053.65 | Multifamily Residence | TRUE | FALSE | FALSE | FALSE | FALSE | 0 | 0 | Multifamily Residence_TRUE | Multifamily Residence_FALSE | Multifamily Residence_FALSE | Multifamily Residence_FALSE | Multifamily Residence_FALSE | unknown | unknownMultifamily Residence_FALSE | unknownMultifamily Residence_TRUE
Water_00001567 | SITE_01391 | Room_00004390 | Bathroom_1 | Bathroom | Bathroom Faucet | 2.2 | 1.9456 | 2.2 | 2.2 |  | N/A | N/A | N/A | Bag | 0.796 |  | 1.751 |  | OR | Multifamily Residence | Bathroom Faucet | 1906 | 4053.65 | Multifamily Residence | FALSE | FALSE |  |  |  | 8918.03 | 7097.9411 | Multifamily Residence_FALSE | Multifamily Residence_FALSE | Multifamily Residence_ | Multifamily Residence_ | Multifamily Residence_ | unknown | unknownMultifamily Residence_ | unknownMultifamily Residence_FALSE
Water_00001568 | SITE_01392 | Room_00004403 | Bathroom_1 | Bathroom | Bathroom Faucet | 1.5 | 1.3267 | 1.5 | 1.5 |  | N/A | N/A | N/A | Bag | 0.796 |  | 1.194 |  | OR | Manufactured | Bathroom Faucet | 1907 | 1745.15 | Manufactured | FALSE | FALSE |  |  |  | 2617.725 | 2083.7091 | Manufactured_FALSE | Manufactured_FALSE | Manufactured_ | Manufactured_ | Manufactured_ | unknown | unknownManufactured_ | unknownManufactured_FALSE
Water_00001569 | SITE_01392 | Room_00004403 | Bathroom_1 | Bathroom | Shower | 2.5 | 2.2644 | 2.5 | 2.4 |  | Primary | Daily / Almost Daily | N/A | Bag | 0.8492 |  | 2.038 |  | OR | Manufactured | Shower | 1907 | 1745.15 | Manufactured | TRUE | FALSE | TRUE | TRUE | TRUE | 4362.875 | 3556.6157 | Manufactured_TRUE | Manufactured_FALSE | Manufactured_TRUE | Manufactured_TRUE | Manufactured_TRUE | 2.5gpm | 2.5gpmManufactured_TRUE | 2.5gpmManufactured_TRUE
Water_00001570 | SITE_01392 | Room_00004404 | Bathroom_6 | Bathroom | Bathroom Faucet | 1.5 | 0.88444 | 1.5 | 1 |  | N/A | N/A | N/A | Bag | 0.796 |  | 0.796 |  | OR | Manufactured | Bathroom Faucet | 1907 | 1745.15 | Manufactured | FALSE | FALSE |  |  |  | 2617.725 | 1389.1394 | Manufactured_FALSE | Manufactured_FALSE | Manufactured_ | Manufactured_ | Manufactured_ | unknown | unknownManufactured_ | unknownManufactured_FALSE
Water_00001571 | SITE_01392 | Room_00004404 | Bathroom_6 | Bathroom | Shower / Bathtub combo with diverter valve | 2.5 | 1.9811 | 2.5 | 2.1 |  | Primary | Daily / Almost Daily | N/A | Bag | 0.8492 |  | 1.783 |  | OR | Manufactured | Shower | 1907 | 1745.15 | Manufactured | TRUE | TRUE | TRUE | TRUE | TRUE | 4362.875 | 3111.6024 | Manufactured_TRUE | Manufactured_TRUE | Manufactured_TRUE | Manufactured_TRUE | Manufactured_TRUE | 2.5gpm | 2.5gpmManufactured_TRUE | 2.5gpmManufactured_TRUE
Water_00001572 | SITE_01393 | Room_00004412 | Bathroom_1 | Bathroom | Shower / Bathtub combo with diverter valve | 2.5 | 2.2644 | 2.5 | 2.4 |  | Primary | Daily / Almost Daily | N/A | Bag | 0.8492 |  | 2.038 |  | OR | Multifamily Residence | Shower | 1908 | 4053.65 | Multifamily Residence | TRUE | TRUE | TRUE | TRUE | TRUE | 10134.125 | 8261.3387 | Multifamily Residence_TRUE | Multifamily Residence_TRUE | Multifamily Residence_TRUE | Multifamily Residence_TRUE | Multifamily Residence_TRUE | 2.5gpm | 2.5gpmMultifamily Residence_TRUE | 2.5gpmMultifamily Residence_TRUE
Water_00001573 | SITE_01393 | Room_00004412 | Bathroom_1 | Bathroom | Bathroom Faucet | 2.1222 | 2.1222 |  | 2.4 |  | N/A | N/A | N/A | Bag | 0.796 |  | 1.91 |  | OR | Multifamily Residence | Bathroom Faucet | 1908 | 4053.65 | Multifamily Residence | FALSE | FALSE |  |  |  | 8602.7461 | 7742.4715 | Multifamily Residence_FALSE | Multifamily Residence_FALSE | Multifamily Residence_ | Multifamily Residence_ | Multifamily Residence_ | unknown | unknownMultifamily Residence_ | unknownMultifamily Residence_FALSE
Water_00001574 | SITE_01393 | Room_00004419 | Kitchen_2 | Kitchen | Kitchen Faucet | 2.2 | 1.3267 | 2.2 | 1.5 |  | N/A | N/A | N/A | Bag | 0.796 |  | 1.194 |  | OR | Multifamily Residence | Kitchen Faucet | 1908 | 4053.65 | Multifamily Residence | FALSE | FALSE |  |  |  | 8918.03 | 4840.0581 | Multifamily Residence_FALSE | Multifamily Residence_FALSE | Multifamily Residence_ | Multifamily Residence_ | Multifamily Residence_ | unknown | unknownMultifamily Residence_ | unknownMultifamily Residence_FALSE
Water_00001575 | SITE_01393 | Room_00004413 | Bathroom_6 | Bathroom | Bathroom Faucet | 3.0067 | 3.0067 |  | 3.4 |  | N/A | N/A | N/A | Bag | 0.796 |  | 2.706 |  | OR | Multifamily Residence | Bathroom Faucet | 1908 | 4053.65 | Multifamily Residence | FALSE | FALSE |  |  |  | 12187.9743 | 10969.1769 | Multifamily Residence_FALSE | Multifamily Residence_FALSE | Multifamily Residence_ | Multifamily Residence_ | Multifamily Residence_ | unknown | unknownMultifamily Residence_ | unknownMultifamily Residence_FALSE
Water_00001576 | SITE_01393 | Room_00004413 | Bathroom_6 | Bathroom | Shower / Bathtub combo with diverter valve | 2.5 | 1.8867 | 2.5 | 2 |  | Secondary | A few times per week | N/A | Bag | 0.8492 |  | 1.698 |  | OR | Multifamily Residence | Shower | 1908 | 4053.65 | Multifamily Residence | TRUE | TRUE | TRUE | TRUE | TRUE | 10134.125 | 6883.0977 | Multifamily Residence_TRUE | Multifamily Residence_TRUE | Multifamily Residence_TRUE | Multifamily Residence_TRUE | Multifamily Residence_TRUE | 2.5gpm | 2.5gpmMultifamily Residence_TRUE | 2.5gpmMultifamily Residence_TRUE
Water_00001577 | SITE_01394 | Room_00004434 | Kitchen_1 | Kitchen | Kitchen Faucet | 2.2 |  | 2.2 | 1.7 |  | N/A | N/A | N/A | Unknown |  | N/A |  | N/A | OR | Multifamily Residence | Kitchen Faucet | 1909 | 4053.65 | Multifamily Residence | FALSE | FALSE |  |  |  | 8918.03 | 0 | Multifamily Residence_FALSE | Multifamily Residence_FALSE | Multifamily Residence_ | Multifamily Residence_ | Multifamily Residence_ | unknown | unknownMultifamily Residence_ | unknownMultifamily Residence_FALSE
Water_00001578 | SITE_01394 | Room_00004427 | Bathroom_1 | Bathroom | Bathroom Faucet | unknown |  |  |  | Unknown | N/A | N/A | Can't access | Bag | 0.796 |  |  | Unknown | OR | Multifamily Residence | Bathroom Faucet | 1909 | 4053.65 | Multifamily Residence | FALSE | FALSE |  |  |  | 0 | 0 | Multifamily Residence_FALSE | Multifamily Residence_FALSE | Multifamily Residence_ | Multifamily Residence_ | Multifamily Residence_ | unknown | unknownMultifamily Residence_ | unknownMultifamily Residence_FALSE
Water_00001579 | SITE_01395 | Room_00004450 | Kitchen_1 | Kitchen | Kitchen Faucet | unknown |  |  | 2.2 |  | N/A | N/A | Pur water filter attached to faucet | Unknown |  | N/A |  | N/A | OR | Multifamily Residence | Kitchen Faucet | 1910 | 4053.65 | Multifamily Residence | FALSE | FALSE |  |  |  | 0 | 0 | Multifamily Residence_FALSE | Multifamily Residence_FALSE | Multifamily Residence_ | Multifamily Residence_ | Multifamily Residence_ | unknown | unknownMultifamily Residence_ | unknownMultifamily Residence_FALSE
Water_00001580 | SITE_01395 | Room_00004443 | Bathroom_6 | Bathroom | Shower / Bathtub combo with diverter valve | unknown |  |  | 3 |  | Primary | Daily / Almost Daily | N/A | Unknown |  | N/A |  | N/A | OR | Multifamily Residence | Shower | 1910 | 4053.65 | Multifamily Residence | TRUE | TRUE | FALSE | FALSE | FALSE | 0 | 0 | Multifamily Residence_TRUE | Multifamily Residence_TRUE | Multifamily Residence_FALSE | Multifamily Residence_FALSE | Multifamily Residence_FALSE | unknown | unknownMultifamily Residence_FALSE | unknownMultifamily Residence_TRUE
Water_00001581 | SITE_01395 | Room_00004443 | Bathroom_6 | Bathroom | Bathroom Faucet | unknown |  |  | 2.1 |  | N/A | N/A | N/A | Unknown |  | N/A |  | N/A | OR | Multifamily Residence | Bathroom Faucet | 1910 | 4053.65 | Multifamily Residence | FALSE | FALSE |  |  |  | 0 | 0 | Multifamily Residence_FALSE | Multifamily Residence_FALSE | Multifamily Residence_ | Multifamily Residence_ | Multifamily Residence_ | unknown | unknownMultifamily Residence_ | unknownMultifamily Residence_FALSE
Water_00001582 | SITE_01395 | Room_00004444 | Bathroom_7 | Bathroom | Bathroom Faucet | 2.2 |  | 2.2 | 2.4 |  | N/A | N/A | N/A | Unknown |  | N/A |  | N/A | OR | Multifamily Residence | Bathroom Faucet | 1910 | 4053.65 | Multifamily Residence | FALSE | FALSE |  |  |  | 8918.03 | 0 | Multifamily Residence_FALSE | Multifamily Residence_FALSE | Multifamily Residence_ | Multifamily Residence_ | Multifamily Residence_ | unknown | unknownMultifamily Residence_ | unknownMultifamily Residence_FALSE
Water_00001583 | SITE_01396 | Room_00004461 | Kitchen_1 | Kitchen | Kitchen Faucet | 2.2111 | 2.2111 |  | 2.5 |  | N/A | N/A | N/A | Bag | 0.796 |  | 1.99 |  | OR | Multifamily Residence | Kitchen Faucet | 1911 | 4053.65 | Multifamily Residence | FALSE | FALSE |  |  |  | 8963.0706 | 8066.7635 | Multifamily Residence_FALSE | Multifamily Residence_FALSE | Multifamily Residence_ | Multifamily Residence_ | Multifamily Residence_ | unknown | unknownMultifamily Residence_ | unknownMultifamily Residence_FALSE
Water_00001584 | SITE_01396 | Room_00004456 | Bathroom_1 | Bathroom | Bathroom Faucet | 2.4767 | 2.4767 |  | 2.8 |  | N/A | N/A | N/A | Bag | 0.796 |  | 2.229 |  | OR | Multifamily Residence | Bathroom Faucet | 1911 | 4053.65 | Multifamily Residence | FALSE | FALSE |  |  |  | 10039.5398 | 9035.5859 | Multifamily Residence_FALSE | Multifamily Residence_FALSE | Multifamily Residence_ | Multifamily Residence_ | Multifamily Residence_ | unknown | unknownMultifamily Residence_ | unknownMultifamily Residence_FALSE
Water_00001585 | SITE_01396 | Room_00004456 | Bathroom_1 | Bathroom | Shower / Bathtub combo with diverter valve | 1.8867 | 1.8867 |  | 2 |  | Primary | Daily / Almost Daily | N/A | Bag | 0.8492 |  | 1.698 |  | OR | Multifamily Residence | Shower | 1911 | 4053.65 | Multifamily Residence | TRUE | TRUE | TRUE | TRUE | TRUE | 7647.8863 | 6883.0977 | Multifamily Residence_TRUE | Multifamily Residence_TRUE | Multifamily Residence_TRUE | Multifamily Residence_TRUE | Multifamily Residence_TRUE | 2.0gpm | 2.0gpmMultifamily Residence_TRUE | 2.0gpmMultifamily Residence_TRUE
Water_00001586 | SITE_01397 | Room_00004469 | Bathroom_6 | Bathroom | Bathroom Faucet | 1 | 0.88444 | 1 | 1 |  | N/A | N/A | N/A | Bag | 0.796 |  | 0.796 |  | OR | Multifamily Residence | Bathroom Faucet | 1912 | 4053.65 | Multifamily Residence | FALSE | FALSE |  |  |  | 4053.65 | 3226.7054 | Multifamily Residence_FALSE | Multifamily Residence_FALSE | Multifamily Residence_ | Multifamily Residence_ | Multifamily Residence_ | unknown | unknownMultifamily Residence_ | unknownMultifamily Residence_FALSE
Water_00001587 | SITE_01397 | Room_00004469 | Bathroom_6 | Bathroom | Shower / Bathtub combo with diverter valve | 1.5 | 1.2267 | 1.5 | 1.3 |  | Primary | Daily / Almost Daily | N/A | Bag | 0.8492 |  | 1.104 |  | OR | Multifamily Residence | Shower | 1912 | 4053.65 | Multifamily Residence | TRUE | TRUE | TRUE | TRUE | TRUE | 6080.475 | 4475.2296 | Multifamily Residence_TRUE | Multifamily Residence_TRUE | Multifamily Residence_TRUE | Multifamily Residence_TRUE | Multifamily Residence_TRUE | 1.5gpm | 1.5gpmMultifamily Residence_TRUE | 1.5gpmMultifamily Residence_TRUE
Water_00001588 | SITE_01397 | Room_00004468 | Bathroom_1 | Bathroom | Bathroom Faucet | 0.70778 | 0.70778 |  | 0.8 |  | N/A | N/A | N/A | Bag | 0.796 |  | 0.637 |  | OR | Multifamily Residence | Bathroom Faucet | 1912 | 4053.65 | Multifamily Residence | FALSE | FALSE |  |  |  | 2869.0834 | 2582.1751 | Multifamily Residence_FALSE | Multifamily Residence_FALSE | Multifamily Residence_ | Multifamily Residence_ | Multifamily Residence_ | unknown | unknownMultifamily Residence_ | unknownMultifamily Residence_FALSE
Water_00001589 | SITE_01397 | Room_00004474 | Kitchen_1 | Kitchen | Kitchen Faucet | 0.88444 | 0.88444 |  | 1 |  | N/A | N/A | N/A | Bag | 0.796 |  | 0.796 |  | OR | Multifamily Residence | Kitchen Faucet | 1912 | 4053.65 | Multifamily Residence | FALSE | FALSE |  |  |  | 3585.2282 | 3226.7054 | Multifamily Residence_FALSE | Multifamily Residence_FALSE | Multifamily Residence_ | Multifamily Residence_ | Multifamily Residence_ | unknown | unknownMultifamily Residence_ | unknownMultifamily Residence_FALSE
Water_00001590 | SITE_01398 | Room_00004482 | Kitchen_1 | Kitchen | Kitchen Faucet | 0.88444 | 0.88444 |  | 1 |  | N/A | N/A | N/A | Bag | 0.796 |  | 0.796 |  | OR | Multifamily Residence | Kitchen Faucet | 1913 | 4053.65 | Multifamily Residence | FALSE | FALSE |  |  |  | 3585.2282 | 3226.7054 | Multifamily Residence_FALSE | Multifamily Residence_FALSE | Multifamily Residence_ | Multifamily Residence_ | Multifamily Residence_ | unknown | unknownMultifamily Residence_ | unknownMultifamily Residence_FALSE
Water_00001591 | SITE_01398 | Room_00004478 | Bathroom_1 | Bathroom | Shower / Bathtub combo with diverter valve | 1.6044 | 1.6044 |  | 1.7 |  | Primary | Daily / Almost Daily | N/A | Bag | 0.8492 |  | 1.444 |  | OR | Multifamily Residence | Shower | 1913 | 4053.65 | Multifamily Residence | TRUE | TRUE | TRUE | TRUE | TRUE | 6503.8562 | 5853.4706 | Multifamily Residence_TRUE | Multifamily Residence_TRUE | Multifamily Residence_TRUE | Multifamily Residence_TRUE | Multifamily Residence_TRUE | 1.8gpm | 1.8gpmMultifamily Residence_TRUE | 1.8gpmMultifamily Residence_TRUE
Water_00001592 | SITE_01399 | Room_00004486 | Bathroom_1 | Bathroom | Bathroom Faucet | 1.5 |  | 1.5 | 1.5 |  | N/A | N/A | N/A | Unknown |  | N/A |  | N/A | OR | Multifamily Residence | Bathroom Faucet | 1914 | 4053.65 | Multifamily Residence | FALSE | FALSE |  |  |  | 6080.475 | 0 | Multifamily Residence_FALSE | Multifamily Residence_FALSE | Multifamily Residence_ | Multifamily Residence_ | Multifamily Residence_ | unknown | unknownMultifamily Residence_ | unknownMultifamily Residence_FALSE
Water_00001593 | SITE_01399 | Room_00004486 | Bathroom_1 | Bathroom | Shower | 2.5 |  | 2.5 | 2.5 |  | Primary | Daily / Almost Daily | N/A | Unknown |  | N/A |  | N/A | OR | Multifamily Residence | Shower | 1914 | 4053.65 | Multifamily Residence | TRUE | FALSE | TRUE | FALSE | FALSE | 10134.125 | 0 | Multifamily Residence_TRUE | Multifamily Residence_FALSE | Multifamily Residence_TRUE | Multifamily Residence_FALSE | Multifamily Residence_FALSE | unknown | unknownMultifamily Residence_FALSE | unknownMultifamily Residence_TRUE
Water_00001594 | SITE_01399 | Room_00004490 | Kitchen_1 | Kitchen | Kitchen Faucet | 2.2 | 2.2111 | 2.2 | 2.5 |  | N/A | N/A | N/A | Bag | 0.796 |  | 1.99 |  | OR | Multifamily Residence | Kitchen Faucet | 1914 | 4053.65 | Multifamily Residence | FALSE | FALSE |  |  |  | 8918.03 | 8066.7635 | Multifamily Residence_FALSE | Multifamily Residence_FALSE | Multifamily Residence_ | Multifamily Residence_ | Multifamily Residence_ | unknown | unknownMultifamily Residence_ | unknownMultifamily Residence_FALSE
Water_00001595 | SITE_01400 | Room_00004505 | Kitchen_1 | Kitchen | Kitchen Faucet | unknown |  |  | 1.7 |  | N/A | N/A | N/A | Unknown |  | N/A |  | N/A | OR | Multifamily Residence | Kitchen Faucet | 1915 | 4053.65 | Multifamily Residence | FALSE | FALSE |  |  |  | 0 | 0 | Multifamily Residence_FALSE | Multifamily Residence_FALSE | Multifamily Residence_ | Multifamily Residence_ | Multifamily Residence_ | unknown | unknownMultifamily Residence_ | unknownMultifamily Residence_FALSE
Water_00001596 | SITE_01400 | Room_00004498 | Bathroom_1 | Bathroom | Bathroom Faucet | unknown |  |  | 1 |  | N/A | N/A | N/A | Unknown |  | N/A |  | N/A | OR | Multifamily Residence | Bathroom Faucet | 1915 | 4053.65 | Multifamily Residence | FALSE | FALSE |  |  |  | 0 | 0 | Multifamily Residence_FALSE | Multifamily Residence_FALSE | Multifamily Residence_ | Multifamily Residence_ | Multifamily Residence_ | unknown | unknownMultifamily Residence_ | unknownMultifamily Residence_FALSE
Water_00001597 | SITE_01400 | Room_00004498 | Bathroom_1 | Bathroom | Shower / Bathtub combo with diverter valve | unknown |  |  | 1.6 |  | Primary | Daily / Almost Daily | N/A | Unknown |  | N/A |  | N/A | OR | Multifamily Residence | Shower | 1915 | 4053.65 | Multifamily Residence | TRUE | TRUE | FALSE | FALSE | FALSE | 0 | 0 | Multifamily Residence_TRUE | Multifamily Residence_TRUE | Multifamily Residence_FALSE | Multifamily Residence_FALSE | Multifamily Residence_FALSE | unknown | unknownMultifamily Residence_FALSE | unknownMultifamily Residence_TRUE
Water_00001598 | SITE_01401 | Room_00004520 | Kitchen_1 | Kitchen | Kitchen Faucet | 2.2 | 1.9456 | 2.2 | 2.2 |  | N/A | N/A | N/A | Bag | 0.796 |  | 1.751 |  | OR | Multifamily Residence | Kitchen Faucet | 1916 | 4053.65 | Multifamily Residence | FALSE | FALSE |  |  |  | 8918.03 | 7097.9411 | Multifamily Residence_FALSE | Multifamily Residence_FALSE | Multifamily Residence_ | Multifamily Residence_ | Multifamily Residence_ | unknown | unknownMultifamily Residence_ | unknownMultifamily Residence_FALSE
Water_00001599 | SITE_01401 | Room_00004512 | Bathroom_1 | Bathroom | Bathroom Faucet | 2.6533 | 2.6533 |  | 3 |  | N/A | N/A | N/A | Bag | 0.796 |  | 2.388 |  | OR | Multifamily Residence | Bathroom Faucet | 1916 | 4053.65 | Multifamily Residence | FALSE | FALSE |  |  |  | 10755.6847 | 9680.1162 | Multifamily Residence_FALSE | Multifamily Residence_FALSE | Multifamily Residence_ | Multifamily Residence_ | Multifamily Residence_ | unknown | unknownMultifamily Residence_ | unknownMultifamily Residence_FALSE
Water_00001600 | SITE_01401 | Room_00004512 | Bathroom_1 | Bathroom | Shower / Bathtub combo with diverter valve | 1.8867 | 1.8867 |  | 2 |  | Primary | Daily / Almost Daily | N/A | Bag | 0.8492 |  | 1.698 |  | OR | Multifamily Residence | Shower | 1916 | 4053.65 | Multifamily Residence | TRUE | TRUE | TRUE | TRUE | TRUE | 7647.8863 | 6883.0977 | Multifamily Residence_TRUE | Multifamily Residence_TRUE | Multifamily Residence_TRUE | Multifamily Residence_TRUE | Multifamily Residence_TRUE | 2.0gpm | 2.0gpmMultifamily Residence_TRUE | 2.0gpmMultifamily Residence_TRUE
Water_00001601 | SITE_01401 | Room_00004513 | Bathroom_2 | Bathroom | Bathroom Faucet | 2.2 | 2.83 | 2.2 | 3.2 |  | N/A | N/A | N/A | Bag | 0.796 |  | 2.547 |  | OR | Multifamily Residence | Bathroom Faucet | 1916 | 4053.65 | Multifamily Residence | FALSE | FALSE |  |  |  | 8918.03 | 10324.6466 | Multifamily Residence_FALSE | Multifamily Residence_FALSE | Multifamily Residence_ | Multifamily Residence_ | Multifamily Residence_ | unknown | unknownMultifamily Residence_ | unknownMultifamily Residence_FALSE
Water_00001602 | SITE_01402 | Room_00004529 | Kitchen_2 | Kitchen | Kitchen Faucet | 1.3267 | 1.3267 |  | 1.5 |  | N/A | N/A | N/A | Bag | 0.796 |  | 1.194 |  | OR | Multifamily Residence | Kitchen Faucet | 1917 | 4053.65 | Multifamily Residence | FALSE | FALSE |  |  |  | 5377.8423 | 4840.0581 | Multifamily Residence_FALSE | Multifamily Residence_FALSE | Multifamily Residence_ | Multifamily Residence_ | Multifamily Residence_ | unknown | unknownMultifamily Residence_ | unknownMultifamily Residence_FALSE
Water_00001603 | SITE_01402 | Room_00004526 | Bathroom_1 | Bathroom | Shower / Bathtub combo with diverter valve | 2.5 | 0.94333 | 2.5 | 1 |  | Primary | Daily / Almost Daily | N/A | Bag | 0.8492 |  | 0.849 |  | OR | Multifamily Residence | Shower | 1917 | 4053.65 | Multifamily Residence | TRUE | TRUE | TRUE | TRUE | TRUE | 10134.125 | 3441.5489 | Multifamily Residence_TRUE | Multifamily Residence_TRUE | Multifamily Residence_TRUE | Multifamily Residence_TRUE | Multifamily Residence_TRUE | 2.5gpm | 2.5gpmMultifamily Residence_TRUE | 2.5gpmMultifamily Residence_TRUE
Water_00001604 | SITE_01402 | Room_00004526 | Bathroom_1 | Bathroom | Bathroom Faucet | 1.5922 | 1.5922 |  | 1.8 |  | N/A | N/A | N/A | Bag | 0.796 |  | 1.433 |  | OR | Multifamily Residence | Bathroom Faucet | 1917 | 4053.65 | Multifamily Residence | FALSE | FALSE |  |  |  | 6454.3116 | 5808.8805 | Multifamily Residence_FALSE | Multifamily Residence_FALSE | Multifamily Residence_ | Multifamily Residence_ | Multifamily Residence_ | unknown | unknownMultifamily Residence_ | unknownMultifamily Residence_FALSE
Water_00001605 | SITE_01403 | Room_00004538 | Bathroom_6 | Bathroom | Shower | 1.9811 | 1.9811 |  | 2.1 |  | Primary | A few times per week | N/A | Bag | 0.8492 |  | 1.783 |  | OR | Multifamily Residence | Shower | 1918 | 4053.65 | Multifamily Residence | TRUE | FALSE | TRUE | TRUE | TRUE | 8030.7311 | 7227.6579 | Multifamily Residence_TRUE | Multifamily Residence_FALSE | Multifamily Residence_TRUE | Multifamily Residence_TRUE | Multifamily Residence_TRUE | 2.0gpm | 2.0gpmMultifamily Residence_TRUE | 2.0gpmMultifamily Residence_TRUE
Water_00001606 | SITE_01403 | Room_00004538 | Bathroom_6 | Bathroom | Bathroom Faucet | 2.2 | 2.2111 | 2.2 | 2.5 |  | N/A | N/A | N/A | Bag | 0.796 |  | 1.99 |  | OR | Multifamily Residence | Bathroom Faucet | 1918 | 4053.65 | Multifamily Residence | FALSE | FALSE |  |  |  | 8918.03 | 8066.7635 | Multifamily Residence_FALSE | Multifamily Residence_FALSE | Multifamily Residence_ | Multifamily Residence_ | Multifamily Residence_ | unknown | unknownMultifamily Residence_ | unknownMultifamily Residence_FALSE
Water_00001607 | SITE_01403 | Room_00004545 | Kitchen_1 | Kitchen | Kitchen Faucet | 2 | 1.7689 | 2 | 2 |  | N/A | N/A | N/A | Bag | 0.796 |  | 1.592 |  | OR | Multifamily Residence | Kitchen Faucet | 1918 | 4053.65 | Multifamily Residence | FALSE | FALSE |  |  |  | 8107.3 | 6453.4108 | Multifamily Residence_FALSE | Multifamily Residence_FALSE | Multifamily Residence_ | Multifamily Residence_ | Multifamily Residence_ | unknown | unknownMultifamily Residence_ | unknownMultifamily Residence_FALSE
Water_00001608 | SITE_01403 | Room_00004537 | Bathroom_2 | Bathroom | Bathroom Faucet | 2.2 | 2.1222 | 2.2 | 2.4 |  | N/A | N/A | N/A | Bag | 0.796 |  | 1.91 |  | OR | Multifamily Residence | Bathroom Faucet | 1918 | 4053.65 | Multifamily Residence | FALSE | FALSE |  |  |  | 8918.03 | 7742.4715 | Multifamily Residence_FALSE | Multifamily Residence_FALSE | Multifamily Residence_ | Multifamily Residence_ | Multifamily Residence_ | unknown | unknownMultifamily Residence_ | unknownMultifamily Residence_FALSE
Water_00001609 | SITE_01404 | Room_00004553 | Kitchen_1 | Kitchen | Kitchen Faucet | 1.5 | 1.7689 | 1.5 | 2 |  | N/A | N/A | N/A | Bag | 0.796 |  | 1.592 |  | OR | Manufactured | Kitchen Faucet | 1919 | 1745.15 | Manufactured | FALSE | FALSE |  |  |  | 2617.725 | 2778.2788 | Manufactured_FALSE | Manufactured_FALSE | Manufactured_ | Manufactured_ | Manufactured_ | unknown | unknownManufactured_ | unknownManufactured_FALSE
Water_00001610 | SITE_01404 | Room_00004548 | Bathroom_1 | Bathroom | Bathroom Faucet | 2.6533 | 2.6533 |  | 3 |  | N/A | N/A | N/A | Bag | 0.796 |  | 2.388 |  | OR | Manufactured | Bathroom Faucet | 1919 | 1745.15 | Manufactured | FALSE | FALSE |  |  |  | 4630.4647 | 4167.4182 | Manufactured_FALSE | Manufactured_FALSE | Manufactured_ | Manufactured_ | Manufactured_ | unknown | unknownManufactured_ | unknownManufactured_FALSE
Water_00001611 | SITE_01404 | Room_00004548 | Bathroom_1 | Bathroom | Shower / Bathtub combo with diverter valve | 1.51 | 1.51 |  | 1.6 |  | Primary | Daily / Almost Daily | N/A | Bag | 0.8492 |  | 1.359 |  | OR | Manufactured | Shower | 1919 | 1745.15 | Manufactured | TRUE | TRUE | TRUE | TRUE | TRUE | 2635.1765 | 2371.6589 | Manufactured_TRUE | Manufactured_TRUE | Manufactured_TRUE | Manufactured_TRUE | Manufactured_TRUE | 1.8gpm | 1.8gpmManufactured_TRUE | 1.8gpmManufactured_TRUE
Water_00001612 | SITE_01405 | Room_00004558 | Bathroom_1 | Bathroom | Bathroom Faucet | 2.2 | 2.0344 | 2.2 | 2.3 |  | N/A | N/A | N/A | Bag | 0.796 |  | 1.831 |  | OR | Multifamily Residence | Bathroom Faucet | 1920 | 4053.65 | Multifamily Residence | FALSE | FALSE |  |  |  | 8918.03 | 7422.2332 | Multifamily Residence_FALSE | Multifamily Residence_FALSE | Multifamily Residence_ | Multifamily Residence_ | Multifamily Residence_ | unknown | unknownMultifamily Residence_ | unknownMultifamily Residence_FALSE
Water_00001613 | SITE_01405 | Room_00004558 | Bathroom_1 | Bathroom | Shower / Bathtub combo with diverter valve | 2.3589 | 2.3589 |  | 2.5 |  | Secondary | A few times per week | N/A | Bag | 0.8492 |  | 2.123 |  | OR | Multifamily Residence | Shower | 1920 | 4053.65 | Multifamily Residence | TRUE | TRUE | TRUE | TRUE | TRUE | 9562.1099 | 8605.899 | Multifamily Residence_TRUE | Multifamily Residence_TRUE | Multifamily Residence_TRUE | Multifamily Residence_TRUE | Multifamily Residence_TRUE | 2.5gpm | 2.5gpmMultifamily Residence_TRUE | 2.5gpmMultifamily Residence_TRUE
Water_00001614 | SITE_01405 | Room_00004565 | Kitchen_1 | Kitchen | Kitchen Faucet | 1.5922 | 1.5922 |  | 1.8 |  | N/A | N/A | N/A | Bag | 0.796 |  | 1.433 |  | OR | Multifamily Residence | Kitchen Faucet | 1920 | 4053.65 | Multifamily Residence | FALSE | FALSE |  |  |  | 6454.3116 | 5808.8805 | Multifamily Residence_FALSE | Multifamily Residence_FALSE | Multifamily Residence_ | Multifamily Residence_ | Multifamily Residence_ | unknown | unknownMultifamily Residence_ | unknownMultifamily Residence_FALSE
Water_00001615 | SITE_01405 | Room_00004559 | Bathroom_2 | Bathroom | Bathroom Faucet | 2 | 1.5922 | 2 | 1.8 |  | N/A | N/A | N/A | Bag | 0.796 |  | 1.433 |  | OR | Multifamily Residence | Bathroom Faucet | 1920 | 4053.65 | Multifamily Residence | FALSE | FALSE |  |  |  | 8107.3 | 5808.8805 | Multifamily Residence_FALSE | Multifamily Residence_FALSE | Multifamily Residence_ | Multifamily Residence_ | Multifamily Residence_ | unknown | unknownMultifamily Residence_ | unknownMultifamily Residence_FALSE
Water_00001616 | SITE_01405 | Room_00004559 | Bathroom_2 | Bathroom | Bathroom Faucet | 2 | 1.8578 | 2 | 2.1 |  | N/A | N/A | N/A | Bag | 0.796 |  | 1.672 |  | OR | Multifamily Residence | Bathroom Faucet | 1920 | 4053.65 | Multifamily Residence | FALSE | FALSE |  |  |  | 8107.3 | 6777.7028 | Multifamily Residence_FALSE | Multifamily Residence_FALSE | Multifamily Residence_ | Multifamily Residence_ | Multifamily Residence_ | unknown | unknownMultifamily Residence_ | unknownMultifamily Residence_FALSE
Water_00001617 | SITE_01405 | Room_00004559 | Bathroom_2 | Bathroom | Shower / Bathtub combo with diverter valve | 2.5 | 1.8867 | 2.5 | 2 |  | Primary | Daily / Almost Daily | N/A | Bag | 0.8492 |  | 1.698 |  | OR | Multifamily Residence | Shower | 1920 | 4053.65 | Multifamily Residence | TRUE | TRUE | TRUE | TRUE | TRUE | 10134.125 | 6883.0977 | Multifamily Residence_TRUE | Multifamily Residence_TRUE | Multifamily Residence_TRUE | Multifamily Residence_TRUE | Multifamily Residence_TRUE | 2.5gpm | 2.5gpmMultifamily Residence_TRUE | 2.5gpmMultifamily Residence_TRUE
Water_00001618 | SITE_01406 | Room_00004581 | Kitchen_1 | Kitchen | Kitchen Faucet | 1.5 | 1.0611 | 1.5 | 1.2 |  | N/A | N/A | N/A | Bag | 0.796 |  | 0.955 |  | OR | Multifamily Residence | Kitchen Faucet | 1921 | 4053.65 | Multifamily Residence | FALSE | FALSE |  |  |  | 6080.475 | 3871.2357 | Multifamily Residence_FALSE | Multifamily Residence_FALSE | Multifamily Residence_ | Multifamily Residence_ | Multifamily Residence_ | unknown | unknownMultifamily Residence_ | unknownMultifamily Residence_FALSE
Water_00001619 | SITE_01406 | Room_00004576 | Bathroom_2 | Bathroom | Bathroom Faucet | 1.5 | 3.0956 | 1.5 | 3.5 |  | N/A | N/A | N/A | Bag | 0.796 |  | 2.786 |  | OR | Multifamily Residence | Bathroom Faucet | 1921 | 4053.65 | Multifamily Residence | FALSE | FALSE |  |  |  | 6080.475 | 11293.4689 | Multifamily Residence_FALSE | Multifamily Residence_FALSE | Multifamily Residence_ | Multifamily Residence_ | Multifamily Residence_ | unknown | unknownMultifamily Residence_ | unknownMultifamily Residence_FALSE
Water_00001620 | SITE_01406 | Room_00004575 | Bathroom_1 | Bathroom | Bathroom Faucet | 1.5 | 1.2378 | 1.5 | 1.4 |  | N/A | N/A | N/A | Bag | 0.796 |  | 1.114 |  | OR | Multifamily Residence | Bathroom Faucet | 1921 | 4053.65 | Multifamily Residence | FALSE | FALSE |  |  |  | 6080.475 | 4515.7661 | Multifamily Residence_FALSE | Multifamily Residence_FALSE | Multifamily Residence_ | Multifamily Residence_ | Multifamily Residence_ | unknown | unknownMultifamily Residence_ | unknownMultifamily Residence_FALSE
Water_00001621 | SITE_01406 | Room_00004575 | Bathroom_1 | Bathroom | Shower / Bathtub combo with separate valve | 2 | 1.4156 | 2 | 1.5 |  | Primary | Daily / Almost Daily | N/A | Bag | 0.8492 |  | 1.274 |  | OR | Multifamily Residence | Shower | 1921 | 4053.65 | Multifamily Residence | TRUE | TRUE | TRUE | TRUE | TRUE | 8107.3 | 5164.3501 | Multifamily Residence_TRUE | Multifamily Residence_TRUE | Multifamily Residence_TRUE | Multifamily Residence_TRUE | Multifamily Residence_TRUE | 2.0gpm | 2.0gpmMultifamily Residence_TRUE | 2.0gpmMultifamily Residence_TRUE
Water_00001622 | SITE_01407 | Room_00004596 | Kitchen_1 | Kitchen | Kitchen Faucet | 1.9456 | 1.9456 |  | 2.2 |  | N/A | N/A | N/A | Bag | 0.796 |  | 1.751 |  | OR | Multifamily Residence | Kitchen Faucet | 1922 | 751.56 | Multifamily Residence | FALSE | FALSE |  |  |  | 1462.2017 | 1315.9816 | Multifamily Residence_FALSE | Multifamily Residence_FALSE | Multifamily Residence_ | Multifamily Residence_ | Multifamily Residence_ | unknown | unknownMultifamily Residence_ | unknownMultifamily Residence_FALSE
Water_00001623 | SITE_01407 | Room_00004591 | Bathroom_2 | Bathroom | Bathroom Faucet | 1.5 | 1.5033 | 1.5 | 1.7 |  | N/A | N/A | N/A | Bag | 0.796 |  | 1.353 |  | OR | Multifamily Residence | Bathroom Faucet | 1922 | 751.56 | Multifamily Residence | FALSE | FALSE |  |  |  | 1127.34 | 1016.8607 | Multifamily Residence_FALSE | Multifamily Residence_FALSE | Multifamily Residence_ | Multifamily Residence_ | Multifamily Residence_ | unknown | unknownMultifamily Residence_ | unknownMultifamily Residence_FALSE
Water_00001624 | SITE_01407 | Room_00004590 | Bathroom_1 | Bathroom | Bathroom Faucet | 1.3267 | 1.3267 |  | 1.5 |  | N/A | N/A | N/A | Bag | 0.796 |  | 1.194 |  | OR | Multifamily Residence | Bathroom Faucet | 1922 | 751.56 | Multifamily Residence | FALSE | FALSE |  |  |  | 997.0696 | 897.3626 | Multifamily Residence_FALSE | Multifamily Residence_FALSE | Multifamily Residence_ | Multifamily Residence_ | Multifamily Residence_ | unknown | unknownMultifamily Residence_ | unknownMultifamily Residence_FALSE
Water_00001625 | SITE_01407 | Room_00004590 | Bathroom_1 | Bathroom | Shower / Bathtub combo with diverter valve | 1.7922 | 1.7922 |  | 1.9 |  | Primary | Daily / Almost Daily | N/A | Bag | 0.8492 |  | 1.613 |  | OR | Multifamily Residence | Shower | 1922 | 751.56 | Multifamily Residence | TRUE | TRUE | TRUE | TRUE | TRUE | 1346.9625 | 1212.2663 | Multifamily Residence_TRUE | Multifamily Residence_TRUE | Multifamily Residence_TRUE | Multifamily Residence_TRUE | Multifamily Residence_TRUE | 1.8gpm | 1.8gpmMultifamily Residence_TRUE | 1.8gpmMultifamily Residence_TRUE
Water_00001626 | SITE_01408 | Room_00004607 | Kitchen_1 | Kitchen | Kitchen Faucet | 2.2 | 1.5922 | 2.2 | 1.8 |  | N/A | N/A | N/A | Bag | 0.796 |  | 1.433 |  | OR | Multifamily Residence | Kitchen Faucet | 1923 | 4053.65 | Multifamily Residence | FALSE | FALSE |  |  |  | 8918.03 | 5808.8805 | Multifamily Residence_FALSE | Multifamily Residence_FALSE | Multifamily Residence_ | Multifamily Residence_ | Multifamily Residence_ | unknown | unknownMultifamily Residence_ | unknownMultifamily Residence_FALSE
Water_00001627 | SITE_01408 | Room_00004602 | Bathroom_1 | Bathroom | Bathroom Faucet | 1 | 0.97333 | 1 | 1.1 |  | N/A | N/A | N/A | Bag | 0.796 |  | 0.876 |  | OR | Multifamily Residence | Bathroom Faucet | 1923 | 4053.65 | Multifamily Residence | FALSE | FALSE |  |  |  | 4053.65 | 3550.9974 | Multifamily Residence_FALSE | Multifamily Residence_FALSE | Multifamily Residence_ | Multifamily Residence_ | Multifamily Residence_ | unknown | unknownMultifamily Residence_ | unknownMultifamily Residence_FALSE
Water_00001628 | SITE_01408 | Room_00004602 | Bathroom_1 | Bathroom | Shower / Bathtub combo with diverter valve | 1.9811 | 1.9811 |  | 2.1 |  | Primary | Daily / Almost Daily | N/A | Bag | 0.8492 |  | 1.783 |  | OR | Multifamily Residence | Shower | 1923 | 4053.65 | Multifamily Residence | TRUE | TRUE | TRUE | TRUE | TRUE | 8030.7311 | 7227.6579 | Multifamily Residence_TRUE | Multifamily Residence_TRUE | Multifamily Residence_TRUE | Multifamily Residence_TRUE | Multifamily Residence_TRUE | 2.0gpm | 2.0gpmMultifamily Residence_TRUE | 2.0gpmMultifamily Residence_TRUE
Water_00001629 | SITE_01409 | Room_00004618 | Kitchen_1 | Kitchen | Kitchen Faucet | 1.5 |  | 1.5 | 1 |  | N/A | N/A | N/A | Unknown |  | N/A |  | N/A | OR | Manufactured | Kitchen Faucet | 1924 | 1745.15 | Manufactured | FALSE | FALSE |  |  |  | 2617.725 | 0 | Manufactured_FALSE | Manufactured_FALSE | Manufactured_ | Manufactured_ | Manufactured_ | unknown | unknownManufactured_ | unknownManufactured_FALSE
Water_00001630 | SITE_01409 | Room_00004612 | Bathroom_1 | Bathroom | Shower | unknown |  |  | 1.7 |  | Primary | Daily / Almost Daily | N/A | Unknown |  | N/A |  | N/A | OR | Manufactured | Shower | 1924 | 1745.15 | Manufactured | TRUE | FALSE | FALSE | FALSE | FALSE | 0 | 0 | Manufactured_TRUE | Manufactured_FALSE | Manufactured_FALSE | Manufactured_FALSE | Manufactured_FALSE | unknown | unknownManufactured_FALSE | unknownManufactured_TRUE
Water_00001631 | SITE_01409 | Room_00004612 | Bathroom_1 | Bathroom | Bathroom Faucet | unknown |  |  | 2.75 |  | N/A | N/A | N/A | Unknown |  | N/A |  | N/A | OR | Manufactured | Bathroom Faucet | 1924 | 1745.15 | Manufactured | FALSE | FALSE |  |  |  | 0 | 0 | Manufactured_FALSE | Manufactured_FALSE | Manufactured_ | Manufactured_ | Manufactured_ | unknown | unknownManufactured_ | unknownManufactured_FALSE
Water_00001635 | SITE_01411 | Room_00004637 | Kitchen_1 | Kitchen | Kitchen Faucet | 2.2 |  | 2.2 | 2.4 |  | N/A | N/A | N/A | Unknown |  | N/A |  | N/A | OR | Multifamily Residence | Kitchen Faucet | 1925 | 4053.65 | Multifamily Residence | FALSE | FALSE |  |  |  | 8918.03 | 0 | Multifamily Residence_FALSE | Multifamily Residence_FALSE | Multifamily Residence_ | Multifamily Residence_ | Multifamily Residence_ | unknown | unknownMultifamily Residence_ | unknownMultifamily Residence_FALSE
Water_00001636 | SITE_01411 | Room_00004633 | Bathroom_1 | Bathroom | Bathroom Faucet | 1.5 |  | 1.5 | 2.5 |  | N/A | N/A | Flow bag | Unknown |  | N/A |  | N/A | OR | Multifamily Residence | Bathroom Faucet | 1925 | 4053.65 | Multifamily Residence | FALSE | FALSE |  |  |  | 6080.475 | 0 | Multifamily Residence_FALSE | Multifamily Residence_FALSE | Multifamily Residence_ | Multifamily Residence_ | Multifamily Residence_ | unknown | unknownMultifamily Residence_ | unknownMultifamily Residence_FALSE
Water_00001637 | SITE_01411 | Room_00004633 | Bathroom_1 | Bathroom | Shower / Bathtub combo with diverter valve | unknown |  |  | 1.3 |  | Primary | Daily / Almost Daily | N/A | Unknown |  | N/A |  | N/A | OR | Multifamily Residence | Shower | 1925 | 4053.65 | Multifamily Residence | TRUE | TRUE | FALSE | FALSE | FALSE | 0 | 0 | Multifamily Residence_TRUE | Multifamily Residence_TRUE | Multifamily Residence_FALSE | Multifamily Residence_FALSE | Multifamily Residence_FALSE | unknown | unknownMultifamily Residence_FALSE | unknownMultifamily Residence_TRUE
Water_00001638 | SITE_01412 | Room_00004656 | Kitchen_1 | Kitchen | Kitchen Faucet | 2.2 |  | 2.2 | 1.5 |  | N/A | N/A | N/A | Unknown |  | N/A |  | N/A | OR | Manufactured | Kitchen Faucet | 1926 | 1745.15 | Manufactured | FALSE | FALSE |  |  |  | 3839.33 | 0 | Manufactured_FALSE | Manufactured_FALSE | Manufactured_ | Manufactured_ | Manufactured_ | unknown | unknownManufactured_ | unknownManufactured_FALSE
Water_00001639 | SITE_01412 | Room_00004648 | Bathroom_1 | Bathroom | Bathroom Faucet | unknown |  |  | 2 |  | N/A | N/A | N/A | Unknown |  | N/A |  | N/A | OR | Manufactured | Bathroom Faucet | 1926 | 1745.15 | Manufactured | FALSE | FALSE |  |  |  | 0 | 0 | Manufactured_FALSE | Manufactured_FALSE | Manufactured_ | Manufactured_ | Manufactured_ | unknown | unknownManufactured_ | unknownManufactured_FALSE
Water_00001640 | SITE_01412 | Room_00004648 | Bathroom_1 | Bathroom | Shower / Bathtub combo with diverter valve | 2.5 |  | 2.5 | 1.3 |  | Primary | Daily / Almost Daily | N/A | Unknown |  | N/A |  | N/A | OR | Manufactured | Shower | 1926 | 1745.15 | Manufactured | TRUE | TRUE | TRUE | FALSE | FALSE | 4362.875 | 0 | Manufactured_TRUE | Manufactured_TRUE | Manufactured_TRUE | Manufactured_FALSE | Manufactured_FALSE | unknown | unknownManufactured_FALSE | unknownManufactured_TRUE
Water_00001641 | SITE_01412 | Room_00004649 | Bathroom_2 | Bathroom | Bathroom Faucet | unknown |  |  | 1.4 |  | N/A | N/A | N/A | Unknown |  | N/A |  | N/A | OR | Manufactured | Bathroom Faucet | 1926 | 1745.15 | Manufactured | FALSE | FALSE |  |  |  | 0 | 0 | Manufactured_FALSE | Manufactured_FALSE | Manufactured_ | Manufactured_ | Manufactured_ | unknown | unknownManufactured_ | unknownManufactured_FALSE
Water_00001642 | SITE_01412 | Room_00004649 | Bathroom_2 | Bathroom | Shower / Bathtub combo with diverter valve | unknown |  |  | 1.4 |  | Secondary | Daily / Almost Daily | N/A | Unknown |  | N/A |  | N/A | OR | Manufactured | Shower | 1926 | 1745.15 | Manufactured | TRUE | TRUE | FALSE | FALSE | FALSE | 0 | 0 | Manufactured_TRUE | Manufactured_TRUE | Manufactured_FALSE | Manufactured_FALSE | Manufactured_FALSE | unknown | unknownManufactured_FALSE | unknownManufactured_TRUE
Water_00001643 | SITE_01413 | Room_00004666 | Kitchen_1 | Kitchen | Kitchen Faucet | 1.5 | 0.88444 | 1.5 | 1 |  | N/A | N/A | N/A | Bag | 0.796 |  | 0.796 |  | OR | Multifamily Residence | Kitchen Faucet | 1927 | 4053.65 | Multifamily Residence | FALSE | FALSE |  |  |  | 6080.475 | 3226.7054 | Multifamily Residence_FALSE | Multifamily Residence_FALSE | Multifamily Residence_ | Multifamily Residence_ | Multifamily Residence_ | unknown | unknownMultifamily Residence_ | unknownMultifamily Residence_FALSE
Water_00001644 | SITE_01413 | Room_00004662 | Bathroom_1 | Bathroom | Bathroom Faucet | 1.0611 | 1.0611 |  | 1.2 |  | N/A | N/A | N/A | Bag | 0.796 |  | 0.955 |  | OR | Multifamily Residence | Bathroom Faucet | 1927 | 4053.65 | Multifamily Residence | FALSE | FALSE |  |  |  | 4301.3731 | 3871.2357 | Multifamily Residence_FALSE | Multifamily Residence_FALSE | Multifamily Residence_ | Multifamily Residence_ | Multifamily Residence_ | unknown | unknownMultifamily Residence_ | unknownMultifamily Residence_FALSE
Water_00001645 | SITE_01413 | Room_00004662 | Bathroom_1 | Bathroom | Shower / Bathtub combo with diverter valve | 2.5 | 1.6989 | 2.5 | 1.8 |  | Primary | Daily / Almost Daily | N/A | Bag | 0.8492 |  | 1.529 |  | OR | Multifamily Residence | Shower | 1927 | 4053.65 | Multifamily Residence | TRUE | TRUE | TRUE | TRUE | TRUE | 10134.125 | 6198.0309 | Multifamily Residence_TRUE | Multifamily Residence_TRUE | Multifamily Residence_TRUE | Multifamily Residence_TRUE | Multifamily Residence_TRUE | 2.5gpm | 2.5gpmMultifamily Residence_TRUE | 2.5gpmMultifamily Residence_TRUE
Water_00001646 | SITE_01414 | Room_00004672 | Bathroom_1 | Bathroom | Bathroom Faucet | 2.2111 | 2.2111 |  | 2.5 |  | N/A | N/A | N/A | Bag | 0.796 |  | 1.99 |  | OR | Multifamily Residence | Bathroom Faucet | 1928 | 751.56 | Multifamily Residence | FALSE | FALSE |  |  |  | 1661.7827 | 1495.6044 | Multifamily Residence_FALSE | Multifamily Residence_FALSE | Multifamily Residence_ | Multifamily Residence_ | Multifamily Residence_ | unknown | unknownMultifamily Residence_ | unknownMultifamily Residence_FALSE
Water_00001647 | SITE_01414 | Room_00004672 | Bathroom_1 | Bathroom | Shower / Bathtub combo with diverter valve | unknown |  |  | 2.1 |  | Primary | A few times per week | N/A | Unknown |  | N/A |  | N/A | OR | Multifamily Residence | Shower | 1928 | 751.56 | Multifamily Residence | TRUE | TRUE | FALSE | FALSE | FALSE | 0 | 0 | Multifamily Residence_TRUE | Multifamily Residence_TRUE | Multifamily Residence_FALSE | Multifamily Residence_FALSE | Multifamily Residence_FALSE | unknown | unknownMultifamily Residence_FALSE | unknownMultifamily Residence_TRUE
Water_00001648 | SITE_01414 | Room_00004678 | Kitchen_1 | Kitchen | Kitchen Faucet | 2.2 | 2.3 | 2.2 | 2.6 |  | N/A | N/A | N/A | Bag | 0.796 |  | 2.07 |  | OR | Multifamily Residence | Kitchen Faucet | 1928 | 751.56 | Multifamily Residence | FALSE | FALSE |  |  |  | 1653.432 | 1555.7292 | Multifamily Residence_FALSE | Multifamily Residence_FALSE | Multifamily Residence_ | Multifamily Residence_ | Multifamily Residence_ | unknown | unknownMultifamily Residence_ | unknownMultifamily Residence_FALSE
Water_00001649 | SITE_01415 | Room_00004686 | Kitchen_1 | Kitchen | Kitchen Faucet | unknown |  |  |  | Unknown | N/A | N/A | N/A | Bag | 0.796 |  |  | Unknown | OR | Single Family | Kitchen Faucet | 1929 | 8874.09 | Single Family | FALSE | FALSE |  |  |  | 0 | 0 | Single Family_FALSE | Single Family_FALSE | Single Family_ | Single Family_ | Single Family_ | unknown | unknownSingle Family_ | unknownSingle Family_FALSE
Water_00001650 | SITE_01415 | Room_00004680 | Bathroom_1 | Bathroom | Bathroom Faucet | 2.2 |  | 2.2 |  | Unknown | N/A | N/A | N/A | Bag | 0.796 |  |  | Unknown | OR | Single Family | Bathroom Faucet | 1929 | 8874.09 | Single Family | FALSE | FALSE |  |  |  | 19522.998 | 0 | Single Family_FALSE | Single Family_FALSE | Single Family_ | Single Family_ | Single Family_ | unknown | unknownSingle Family_ | unknownSingle Family_FALSE
Water_00001651 | SITE_01415 | Room_00004680 | Bathroom_1 | Bathroom | Shower / Bathtub combo with diverter valve | 1.8 |  | 1.8 |  | Unknown | Primary | Daily / Almost Daily | N/A | Bag | 0.8492 |  |  | Unknown | OR | Single Family | Shower | 1929 | 8874.09 | Single Family | TRUE | TRUE | TRUE | FALSE | FALSE | 15973.362 | 0 | Single Family_TRUE | Single Family_TRUE | Single Family_TRUE | Single Family_FALSE | Single Family_FALSE | unknown | unknownSingle Family_FALSE | unknownSingle Family_TRUE
Water_00001652 | SITE_01416 | Room_00004692 | Bathroom_1 | Bathroom | Bathroom Faucet | unknown |  |  | 1 |  | N/A | N/A | N/A | Unknown |  | N/A |  | N/A | OR | Single Family | Bathroom Faucet | 1930 | 8874.09 | Single Family | FALSE | FALSE |  |  |  | 0 | 0 | Single Family_FALSE | Single Family_FALSE | Single Family_ | Single Family_ | Single Family_ | unknown | unknownSingle Family_ | unknownSingle Family_FALSE
Water_00001653 | SITE_01416 | Room_00004692 | Bathroom_1 | Bathroom | Shower | unknown |  |  | 3 |  | Secondary | Daily / Almost Daily | N/A | Unknown |  | N/A |  | N/A | OR | Single Family | Shower | 1930 | 8874.09 | Single Family | TRUE | FALSE | FALSE | FALSE | FALSE | 0 | 0 | Single Family_TRUE | Single Family_FALSE | Single Family_FALSE | Single Family_FALSE | Single Family_FALSE | unknown | unknownSingle Family_FALSE | unknownSingle Family_TRUE
Water_00001654 | SITE_01416 | Room_00004693 | Bathroom_2 | Bathroom | Bathtub | unknown |  |  |  | N/A | N/A | N/A | N/A | Unknown |  | N/A |  | N/A | OR | Single Family | Bathtub | 1930 | 8874.09 | Single Family | FALSE | FALSE |  |  |  | 0 | 0 | Single Family_FALSE | Single Family_FALSE | Single Family_ | Single Family_ | Single Family_ | unknown | unknownSingle Family_ | unknownSingle Family_FALSE
Water_00001655 | SITE_01416 | Room_00004693 | Bathroom_2 | Bathroom | Bathroom Faucet | 2 |  | 2 | 1.5 |  | N/A | N/A | N/A | Unknown |  | N/A |  | N/A | OR | Single Family | Bathroom Faucet | 1930 | 8874.09 | Single Family | FALSE | FALSE |  |  |  | 17748.18 | 0 | Single Family_FALSE | Single Family_FALSE | Single Family_ | Single Family_ | Single Family_ | unknown | unknownSingle Family_ | unknownSingle Family_FALSE
Water_00001656 | SITE_01416 | Room_00004693 | Bathroom_2 | Bathroom | Shower | unknown |  |  | 1.3 |  | Primary | Daily / Almost Daily | N/A | Unknown |  | N/A |  | N/A | OR | Single Family | Shower | 1930 | 8874.09 | Single Family | TRUE | FALSE | FALSE | FALSE | FALSE | 0 | 0 | Single Family_TRUE | Single Family_FALSE | Single Family_FALSE | Single Family_FALSE | Single Family_FALSE | unknown | unknownSingle Family_FALSE | unknownSingle Family_TRUE
Water_00001657 | SITE_01416 | Room_00004698 | Kitchen_1 | Kitchen | Kitchen Faucet | unknown |  |  | 1 |  | N/A | N/A | N/A | Unknown |  | N/A |  | N/A | OR | Single Family | Kitchen Faucet | 1930 | 8874.09 | Single Family | FALSE | FALSE |  |  |  | 0 | 0 | Single Family_FALSE | Single Family_FALSE | Single Family_ | Single Family_ | Single Family_ | unknown | unknownSingle Family_ | unknownSingle Family_FALSE
Water_00001658 | SITE_01417 | Room_00004702 | Bathroom_1 | Bathroom | Bathroom Faucet | 2.2 | 2.0344 | 2.2 | 2.3 |  | N/A | N/A | N/A | Bag | 0.796 |  | 1.831 |  | OR | Single Family | Bathroom Faucet | 1931 | 8874.09 | Single Family | FALSE | FALSE |  |  |  | 19522.998 | 16248.4588 | Single Family_FALSE | Single Family_FALSE | Single Family_ | Single Family_ | Single Family_ | unknown | unknownSingle Family_ | unknownSingle Family_FALSE
Water_00001659 | SITE_01417 | Room_00004702 | Bathroom_1 | Bathroom | Shower | 2.5 |  | 2.5 | 2 |  | Secondary | A few times per year | N/A | Unknown |  | N/A |  | N/A | OR | Single Family | Shower | 1931 | 8874.09 | Single Family | TRUE | FALSE | TRUE | FALSE | FALSE | 22185.225 | 0 | Single Family_TRUE | Single Family_FALSE | Single Family_TRUE | Single Family_FALSE | Single Family_FALSE | unknown | unknownSingle Family_FALSE | unknownSingle Family_TRUE
Water_00001660 | SITE_01417 | Room_00004711 | Kitchen_1 | Kitchen | Kitchen Faucet | 1.5 | 1.9456 | 1.5 | 2.2 |  | N/A | N/A | N/A | Bag | 0.796 |  | 1.751 |  | OR | Single Family | Kitchen Faucet | 1931 | 8874.09 | Single Family | FALSE | FALSE |  |  |  | 13311.135 | 15538.5316 | Single Family_FALSE | Single Family_FALSE | Single Family_ | Single Family_ | Single Family_ | unknown | unknownSingle Family_ | unknownSingle Family_FALSE
Water_00001661 | SITE_01417 | Room_00004703 | Bathroom_2 | Bathroom | Bathroom Faucet | 3.2722 | 3.2722 |  | 3.7 |  | N/A | N/A | N/A | Bag | 0.796 |  | 2.945 |  | OR | Single Family | Bathroom Faucet | 1931 | 8874.09 | Single Family | FALSE | FALSE |  |  |  | 29037.9945 | 26134.195 | Single Family_FALSE | Single Family_FALSE | Single Family_ | Single Family_ | Single Family_ | unknown | unknownSingle Family_ | unknownSingle Family_FALSE
Water_00001662 | SITE_01417 | Room_00004703 | Bathroom_2 | Bathroom | Shower / Bathtub combo with diverter valve | unknown |  |  | 2.5 |  | Primary | Daily / Almost Daily | N/A | Unknown |  | N/A |  | N/A | OR | Single Family | Shower | 1931 | 8874.09 | Single Family | TRUE | TRUE | FALSE | FALSE | FALSE | 0 | 0 | Single Family_TRUE | Single Family_TRUE | Single Family_FALSE | Single Family_FALSE | Single Family_FALSE | unknown | unknownSingle Family_FALSE | unknownSingle Family_TRUE
Water_00001663 | SITE_01418 | Room_00004732 | Kitchen_1 | Kitchen | Kitchen Faucet | unknown |  |  | 1.5 |  | N/A | N/A | N/A | Unknown |  | N/A |  | N/A | OR | Single Family | Kitchen Faucet | 1932 | 8874.09 | Single Family | FALSE | FALSE |  |  |  | 0 | 0 | Single Family_FALSE | Single Family_FALSE | Single Family_ | Single Family_ | Single Family_ | unknown | unknownSingle Family_ | unknownSingle Family_FALSE
Water_00001664 | SITE_01418 | Room_00004720 | Bathroom_1 | Bathroom | Bathroom Faucet | unknown |  |  | 1.5 |  | N/A | N/A | N/A | Unknown |  | N/A |  | N/A | OR | Single Family | Bathroom Faucet | 1932 | 8874.09 | Single Family | FALSE | FALSE |  |  |  | 0 | 0 | Single Family_FALSE | Single Family_FALSE | Single Family_ | Single Family_ | Single Family_ | unknown | unknownSingle Family_ | unknownSingle Family_FALSE
Water_00001665 | SITE_01418 | Room_00004721 | Bathroom_2 | Bathroom | Bathroom Faucet | unknown |  |  | 2 |  | N/A | N/A | N/A | Unknown |  | N/A |  | N/A | OR | Single Family | Bathroom Faucet | 1932 | 8874.09 | Single Family | FALSE | FALSE |  |  |  | 0 | 0 | Single Family_FALSE | Single Family_FALSE | Single Family_ | Single Family_ | Single Family_ | unknown | unknownSingle Family_ | unknownSingle Family_FALSE
Water_00001666 | SITE_01418 | Room_00004721 | Bathroom_2 | Bathroom | Bathroom Faucet | unknown |  |  | 2.5 |  | N/A | N/A | N/A | Unknown |  | N/A |  | N/A | OR | Single Family | Bathroom Faucet | 1932 | 8874.09 | Single Family | FALSE | FALSE |  |  |  | 0 | 0 | Single Family_FALSE | Single Family_FALSE | Single Family_ | Single Family_ | Single Family_ | unknown | unknownSingle Family_ | unknownSingle Family_FALSE
Water_00001667 | SITE_01418 | Room_00004722 | Bathroom_3 | Bathroom | Bathroom Faucet | unknown |  |  | 2 |  | N/A | N/A | N/A | Unknown |  | N/A |  | N/A | OR | Single Family | Bathroom Faucet | 1932 | 8874.09 | Single Family | FALSE | FALSE |  |  |  | 0 | 0 | Single Family_FALSE | Single Family_FALSE | Single Family_ | Single Family_ | Single Family_ | unknown | unknownSingle Family_ | unknownSingle Family_FALSE
Water_00001668 | SITE_01419 | Room_00004744 | Kitchen_1 | Kitchen | Kitchen Faucet | 2.2 | 2.2111 | 2.2 | 2.5 |  | N/A | N/A | N/A | Bag | 0.796 |  | 1.99 |  | OR | Multifamily Residence | Kitchen Faucet | 1933 | 4053.65 | Multifamily Residence | FALSE | FALSE |  |  |  | 8918.03 | 8066.7635 | Multifamily Residence_FALSE | Multifamily Residence_FALSE | Multifamily Residence_ | Multifamily Residence_ | Multifamily Residence_ | unknown | unknownMultifamily Residence_ | unknownMultifamily Residence_FALSE
Water_00001669 | SITE_01419 | Room_00004736 | Bathroom_1 | Bathroom | Bathroom Faucet | 1.3267 | 1.3267 |  | 1.5 |  | N/A | N/A | N/A | Bag | 0.796 |  | 1.194 |  | OR | Multifamily Residence | Bathroom Faucet | 1933 | 4053.65 | Multifamily Residence | FALSE | FALSE |  |  |  | 5377.8423 | 4840.0581 | Multifamily Residence_FALSE | Multifamily Residence_FALSE | Multifamily Residence_ | Multifamily Residence_ | Multifamily Residence_ | unknown | unknownMultifamily Residence_ | unknownMultifamily Residence_FALSE
Water_00001670 | SITE_01419 | Room_00004737 | Bathroom_2 | Bathroom | Bathroom Faucet | 1.9456 | 1.9456 |  | 2.2 |  | N/A | N/A | N/A | Bag | 0.796 |  | 1.751 |  | OR | Multifamily Residence | Bathroom Faucet | 1933 | 4053.65 | Multifamily Residence | FALSE | FALSE |  |  |  | 7886.6013 | 7097.9411 | Multifamily Residence_FALSE | Multifamily Residence_FALSE | Multifamily Residence_ | Multifamily Residence_ | Multifamily Residence_ | unknown | unknownMultifamily Residence_ | unknownMultifamily Residence_FALSE
Water_00001671 | SITE_01419 | Room_00004737 | Bathroom_2 | Bathroom | Bathroom Faucet | 2.2111 | 2.2111 |  | 2.5 |  | N/A | N/A | N/A | Bag | 0.796 |  | 1.99 |  | OR | Multifamily Residence | Bathroom Faucet | 1933 | 4053.65 | Multifamily Residence | FALSE | FALSE |  |  |  | 8963.0706 | 8066.7635 | Multifamily Residence_FALSE | Multifamily Residence_FALSE | Multifamily Residence_ | Multifamily Residence_ | Multifamily Residence_ | unknown | unknownMultifamily Residence_ | unknownMultifamily Residence_FALSE
Water_00001672 | SITE_01419 | Room_00004737 | Bathroom_2 | Bathroom | Shower / Bathtub combo with diverter valve | unknown |  |  | 2.3 |  | Primary | Daily / Almost Daily | N/A | Unknown |  | N/A |  | N/A | OR | Multifamily Residence | Shower | 1933 | 4053.65 | Multifamily Residence | TRUE | TRUE | FALSE | FALSE | FALSE | 0 | 0 | Multifamily Residence_TRUE | Multifamily Residence_TRUE | Multifamily Residence_FALSE | Multifamily Residence_FALSE | Multifamily Residence_FALSE | unknown | unknownMultifamily Residence_FALSE | unknownMultifamily Residence_TRUE
Water_00001673 | SITE_01420 | Room_00004759 | Kitchen_1 | Kitchen | Kitchen Faucet | 2.2 | 1.7689 | 2.2 | 2 |  | N/A | N/A | N/A | Bag | 0.796 |  | 1.592 |  | OR | Manufactured | Kitchen Faucet | 1934 | 1745.15 | Manufactured | FALSE | FALSE |  |  |  | 3839.33 | 2778.2788 | Manufactured_FALSE | Manufactured_FALSE | Manufactured_ | Manufactured_ | Manufactured_ | unknown | unknownManufactured_ | unknownManufactured_FALSE
Water_00001674 | SITE_01420 | Room_00004751 | Bathroom_1 | Bathroom | Bathroom Faucet | unknown |  |  | 2.5 |  | N/A | N/A | N/A | Unknown |  | N/A |  | N/A | OR | Manufactured | Bathroom Faucet | 1934 | 1745.15 | Manufactured | FALSE | FALSE |  |  |  | 0 | 0 | Manufactured_FALSE | Manufactured_FALSE | Manufactured_ | Manufactured_ | Manufactured_ | unknown | unknownManufactured_ | unknownManufactured_FALSE
Water_00001675 | SITE_01420 | Room_00004751 | Bathroom_1 | Bathroom | Shower | 2.5 |  | 2.5 | 2.5 |  | Primary | Daily / Almost Daily | N/A | Unknown |  | N/A |  | N/A | OR | Manufactured | Shower | 1934 | 1745.15 | Manufactured | TRUE | FALSE | TRUE | FALSE | FALSE | 4362.875 | 0 | Manufactured_TRUE | Manufactured_FALSE | Manufactured_TRUE | Manufactured_FALSE | Manufactured_FALSE | unknown | unknownManufactured_FALSE | unknownManufactured_TRUE
Water_00001676 | SITE_01420 | Room_00004752 | Bathroom_2 | Bathroom | Bathroom Faucet | unknown |  |  | 2 |  | N/A | N/A | N/A | Unknown |  | N/A |  | N/A | OR | Manufactured | Bathroom Faucet | 1934 | 1745.15 | Manufactured | FALSE | FALSE |  |  |  | 0 | 0 | Manufactured_FALSE | Manufactured_FALSE | Manufactured_ | Manufactured_ | Manufactured_ | unknown | unknownManufactured_ | unknownManufactured_FALSE
Water_00001677 | SITE_01420 | Room_00004752 | Bathroom_2 | Bathroom | Shower | 2.5 |  | 2.5 | 2 |  | Secondary | A few times per year | N/A | Unknown |  | N/A |  | N/A | OR | Manufactured | Shower | 1934 | 1745.15 | Manufactured | TRUE | FALSE | TRUE | FALSE | FALSE | 4362.875 | 0 | Manufactured_TRUE | Manufactured_FALSE | Manufactured_TRUE | Manufactured_FALSE | Manufactured_FALSE | unknown | unknownManufactured_FALSE | unknownManufactured_TRUE
Water_00001678 | SITE_01421 | Room_00004770 | Kitchen_1 | Kitchen | Kitchen Faucet | 1.7689 | 1.7689 |  | 2 |  | N/A | N/A | N/A | Bag | 0.796 |  | 1.592 |  | OR | Single Family | Kitchen Faucet | 1935 | 8874.09 | Single Family | FALSE | FALSE |  |  |  | 15697.2792 | 14127.5513 | Single Family_FALSE | Single Family_FALSE | Single Family_ | Single Family_ | Single Family_ | unknown | unknownSingle Family_ | unknownSingle Family_FALSE
Water_00001679 | SITE_01421 | Room_00004764 | Bathroom_1 | Bathroom | Shower | 2.5 |  | 2.5 | 2.5 |  | Primary | Daily / Almost Daily | N/A | Unknown |  | N/A |  | N/A | OR | Single Family | Shower | 1935 | 8874.09 | Single Family | TRUE | FALSE | TRUE | FALSE | FALSE | 22185.225 | 0 | Single Family_TRUE | Single Family_FALSE | Single Family_TRUE | Single Family_FALSE | Single Family_FALSE | unknown | unknownSingle Family_FALSE | unknownSingle Family_TRUE
Water_00001680 | SITE_01421 | Room_00004764 | Bathroom_1 | Bathroom | Bathroom Faucet | 1.5 |  | 1.5 | 1.5 |  | N/A | N/A | N/A | Unknown |  | N/A |  | N/A | OR | Single Family | Bathroom Faucet | 1935 | 8874.09 | Single Family | FALSE | FALSE |  |  |  | 13311.135 | 0 | Single Family_FALSE | Single Family_FALSE | Single Family_ | Single Family_ | Single Family_ | unknown | unknownSingle Family_ | unknownSingle Family_FALSE
Water_00001681 | SITE_01422 | Room_00004790 | Kitchen_1 | Kitchen | Kitchen Faucet | 2.2 | 2.2111 | 2.2 | 2.5 |  | N/A | N/A | N/A | Bag | 0.796 |  | 1.99 |  | OR | Single Family | Kitchen Faucet | 1936 | 8874.09 | Single Family | FALSE | FALSE |  |  |  | 19522.998 | 17659.4391 | Single Family_FALSE | Single Family_FALSE | Single Family_ | Single Family_ | Single Family_ | unknown | unknownSingle Family_ | unknownSingle Family_FALSE
Water_00001682 | SITE_01422 | Room_00004777 | Bathroom_1 | Bathroom | Bathroom Faucet | 2 | 2.0344 | 2 | 2.3 |  | N/A | N/A | N/A | Bag | 0.796 |  | 1.831 |  | OR | Single Family | Bathroom Faucet | 1936 | 8874.09 | Single Family | FALSE | FALSE |  |  |  | 17748.18 | 16248.4588 | Single Family_FALSE | Single Family_FALSE | Single Family_ | Single Family_ | Single Family_ | unknown | unknownSingle Family_ | unknownSingle Family_FALSE
Water_00001683 | SITE_01422 | Room_00004777 | Bathroom_1 | Bathroom | Bathroom Faucet | 2 | 2.1222 | 2 | 2.4 |  | N/A | N/A | N/A | Bag | 0.796 |  | 1.91 |  | OR | Single Family | Bathroom Faucet | 1936 | 8874.09 | Single Family | FALSE | FALSE |  |  |  | 17748.18 | 16949.5119 | Single Family_FALSE | Single Family_FALSE | Single Family_ | Single Family_ | Single Family_ | unknown | unknownSingle Family_ | unknownSingle Family_FALSE
Water_00001684 | SITE_01422 | Room_00004777 | Bathroom_1 | Bathroom | Shower | 3.1133 | 3.1133 |  | 3.3 |  | Primary | Daily / Almost Daily | N/A | Bag | 0.8492 |  | 2.802 |  | OR | Single Family | Shower | 1936 | 8874.09 | Single Family | TRUE | FALSE | TRUE | TRUE | TRUE | 27628.0002 | 24865.2002 | Single Family_TRUE | Single Family_FALSE | Single Family_TRUE | Single Family_TRUE | Single Family_TRUE | gt2.5gpm | gt2.5gpmSingle Family_TRUE | gt2.5gpmSingle Family_TRUE
Water_00001685 | SITE_01422 | Room_00004778 | Bathroom_2 | Bathroom | Bathroom Faucet | 2 | 2.3878 | 2 | 2.7 |  | N/A | N/A | N/A | Bag | 0.796 |  | 2.149 |  | OR | Single Family | Bathroom Faucet | 1936 | 8874.09 | Single Family | FALSE | FALSE |  |  |  | 17748.18 | 19070.4194 | Single Family_FALSE | Single Family_FALSE | Single Family_ | Single Family_ | Single Family_ | unknown | unknownSingle Family_ | unknownSingle Family_FALSE
Water_00001686 | SITE_01422 | Room_00004778 | Bathroom_2 | Bathroom | Shower / Bathtub combo with diverter valve | 1.5 | 2.2644 | 1.5 | 2.4 |  | Secondary | A few times per month | N/A | Bag | 0.8492 |  | 2.038 |  | OR | Single Family | Shower | 1936 | 8874.09 | Single Family | TRUE | TRUE | TRUE | TRUE | TRUE | 13311.135 | 18085.3954 | Single Family_TRUE | Single Family_TRUE | Single Family_TRUE | Single Family_TRUE | Single Family_TRUE | 1.5gpm | 1.5gpmSingle Family_TRUE | 1.5gpmSingle Family_TRUE
Water_00001687 | SITE_01423 | Room_00004797 | Bathroom_1 | Bathroom | Bathroom Faucet | unknown |  |  | 1.5 |  | N/A | N/A | N/A | Unknown |  | N/A |  | N/A | OR | Single Family | Bathroom Faucet | 1937 | 8874.09 | Single Family | FALSE | FALSE |  |  |  | 0 | 0 | Single Family_FALSE | Single Family_FALSE | Single Family_ | Single Family_ | Single Family_ | unknown | unknownSingle Family_ | unknownSingle Family_FALSE
Water_00001688 | SITE_01423 | Room_00004797 | Bathroom_1 | Bathroom | Shower | unknown |  |  | 3.5 |  | Primary | Daily / Almost Daily | N/A | Unknown |  | N/A |  | N/A | OR | Single Family | Shower | 1937 | 8874.09 | Single Family | TRUE | FALSE | FALSE | FALSE | FALSE | 0 | 0 | Single Family_TRUE | Single Family_FALSE | Single Family_FALSE | Single Family_FALSE | Single Family_FALSE | unknown | unknownSingle Family_FALSE | unknownSingle Family_TRUE
Water_00001689 | SITE_01423 | Room_00004798 | Bathroom_2 | Bathroom | Bathroom Faucet | unknown |  |  | 3 |  | N/A | N/A | N/A | Unknown |  | N/A |  | N/A | OR | Single Family | Bathroom Faucet | 1937 | 8874.09 | Single Family | FALSE | FALSE |  |  |  | 0 | 0 | Single Family_FALSE | Single Family_FALSE | Single Family_ | Single Family_ | Single Family_ | unknown | unknownSingle Family_ | unknownSingle Family_FALSE
Water_00001690 | SITE_01423 | Room_00004796 | Basement_1 | Basement | Kitchen Faucet | unknown |  |  | 4 |  | N/A | N/A | Basement double sink | Unknown |  | N/A |  | N/A | OR | Single Family | Kitchen Faucet | 1937 | 8874.09 | Single Family | FALSE | FALSE |  |  |  | 0 | 0 | Single Family_FALSE | Single Family_FALSE | Single Family_ | Single Family_ | Single Family_ | unknown | unknownSingle Family_ | unknownSingle Family_FALSE
Water_00001691 | SITE_01424 | Room_00004812 | Bathroom_1 | Bathroom | Bathroom Faucet | 2.2111 | 2.2111 |  | 2.5 |  | N/A | N/A | N/A | Bag | 0.796 |  | 1.99 |  | OR | Manufactured | Bathroom Faucet | 1938 | 894.83 | Manufactured | FALSE | FALSE |  |  |  | 1978.5686 | 1780.7117 | Manufactured_FALSE | Manufactured_FALSE | Manufactured_ | Manufactured_ | Manufactured_ | unknown | unknownManufactured_ | unknownManufactured_FALSE
Water_00001692 | SITE_01424 | Room_00004812 | Bathroom_1 | Bathroom | Shower / Bathtub combo with diverter valve | 3.1067 | 3.1067 |  | 3 |  | Secondary | A few times per year | N/A | Weir | 0.932 |  | 2.796 |  | OR | Manufactured | Shower | 1938 | 894.83 | Manufactured | TRUE | TRUE | TRUE | TRUE | TRUE | 2779.9385 | 2501.9447 | Manufactured_TRUE | Manufactured_TRUE | Manufactured_TRUE | Manufactured_TRUE | Manufactured_TRUE | gt2.5gpm | gt2.5gpmManufactured_TRUE | gt2.5gpmManufactured_TRUE
Water_00001693 | SITE_01424 | Room_00004813 | Bathroom_2 | Bathroom | Bathtub | unknown |  |  |  | N/A | N/A | N/A | N/A | Unknown |  | N/A |  | N/A | OR | Manufactured | Bathtub | 1938 | 894.83 | Manufactured | FALSE | FALSE |  |  |  | 0 | 0 | Manufactured_FALSE | Manufactured_FALSE | Manufactured_ | Manufactured_ | Manufactured_ | unknown | unknownManufactured_ | unknownManufactured_FALSE
Water_00001694 | SITE_01424 | Room_00004813 | Bathroom_2 | Bathroom | Bathroom Faucet | 2.2111 | 2.2111 |  | 2.5 |  | N/A | N/A | N/A | Bag | 0.796 |  | 1.99 |  | OR | Manufactured | Bathroom Faucet | 1938 | 894.83 | Manufactured | FALSE | FALSE |  |  |  | 1978.5686 | 1780.7117 | Manufactured_FALSE | Manufactured_FALSE | Manufactured_ | Manufactured_ | Manufactured_ | unknown | unknownManufactured_ | unknownManufactured_FALSE
Water_00001695 | SITE_01424 | Room_00004813 | Bathroom_2 | Bathroom | Bathroom Faucet | 2.6533 | 2.6533 |  | 3 |  | N/A | N/A | N/A | Bag | 0.796 |  | 2.388 |  | OR | Manufactured | Bathroom Faucet | 1938 | 894.83 | Manufactured | FALSE | FALSE |  |  |  | 2374.2823 | 2136.854 | Manufactured_FALSE | Manufactured_FALSE | Manufactured_ | Manufactured_ | Manufactured_ | unknown | unknownManufactured_ | unknownManufactured_FALSE
Water_00001696 | SITE_01424 | Room_00004813 | Bathroom_2 | Bathroom | Shower | 2.9 | 2.9 |  | 2.8 |  | Primary | Daily / Almost Daily | N/A | Weir | 0.932 |  | 2.61 |  | OR | Manufactured | Shower | 1938 | 894.83 | Manufactured | TRUE | FALSE | TRUE | TRUE | TRUE | 2595.007 | 2335.5063 | Manufactured_TRUE | Manufactured_FALSE | Manufactured_TRUE | Manufactured_TRUE | Manufactured_TRUE | gt2.5gpm | gt2.5gpmManufactured_TRUE | gt2.5gpmManufactured_TRUE
Water_00001697 | SITE_01424 | Room_00004823 | Kitchen_1 | Kitchen | Kitchen Faucet | unknown |  |  | 1.1 |  | N/A | N/A | N/A | Unknown |  | N/A |  | N/A | OR | Manufactured | Kitchen Faucet | 1938 | 894.83 | Manufactured | FALSE | FALSE |  |  |  | 0 | 0 | Manufactured_FALSE | Manufactured_FALSE | Manufactured_ | Manufactured_ | Manufactured_ | unknown | unknownManufactured_ | unknownManufactured_FALSE
Water_00001698 | SITE_01425 | Room_00004829 | Bathroom_1 | Bathroom | Bathroom Faucet | 2.2 | 1.9456 | 2.2 | 2.2 |  | N/A | N/A | N/A | Bag | 0.796 |  | 1.751 |  | OR | Single Family | Bathroom Faucet | 1939 | 3405.58 | Single Family | FALSE | FALSE |  |  |  | 7492.276 | 5963.1706 | Single Family_FALSE | Single Family_FALSE | Single Family_ | Single Family_ | Single Family_ | unknown | unknownSingle Family_ | unknownSingle Family_FALSE
Water_00001699 | SITE_01425 | Room_00004850 | Kitchen_1 | Kitchen | Kitchen Faucet | 2.4767 | 2.4767 |  | 2.8 |  | N/A | N/A | N/A | Bag | 0.796 |  | 2.229 |  | OR | Single Family | Kitchen Faucet | 1939 | 3405.58 | Single Family | FALSE | FALSE |  |  |  | 8434.4865 | 7591.0378 | Single Family_FALSE | Single Family_FALSE | Single Family_ | Single Family_ | Single Family_ | unknown | unknownSingle Family_ | unknownSingle Family_FALSE
Water_00001700 | SITE_01425 | Room_00004830 | Bathroom_2 | Bathroom | Bathroom Faucet | 2.2 | 2.1222 | 2.2 | 2.4 |  | N/A | N/A | N/A | Bag | 0.796 |  | 1.91 |  | OR | Single Family | Bathroom Faucet | 1939 | 3405.58 | Single Family | FALSE | FALSE |  |  |  | 7492.276 | 6504.6578 | Single Family_FALSE | Single Family_FALSE | Single Family_ | Single Family_ | Single Family_ | unknown | unknownSingle Family_ | unknownSingle Family_FALSE
Water_00001701 | SITE_01425 | Room_00004830 | Bathroom_2 | Bathroom | Shower / Bathtub combo with diverter valve | 2.5 |  | 2.5 | 2 |  | Unknown | A few times per month | N/A | Unknown |  | N/A |  | N/A | OR | Single Family | Shower | 1939 | 3405.58 | Single Family | TRUE | TRUE | TRUE | FALSE | FALSE | 8513.95 | 0 | Single Family_TRUE | Single Family_TRUE | Single Family_TRUE | Single Family_FALSE | Single Family_FALSE | unknown | unknownSingle Family_FALSE | unknownSingle Family_TRUE
Water_00001702 | SITE_01425 | Room_00004831 | Bathroom_3 | Bathroom | Bathroom Faucet | 2 | 2.6533 | 2 | 3 |  | N/A | N/A | N/A | Bag | 0.796 |  | 2.388 |  | OR | Single Family | Bathroom Faucet | 1939 | 3405.58 | Single Family | FALSE | FALSE |  |  |  | 6811.16 | 8132.525 | Single Family_FALSE | Single Family_FALSE | Single Family_ | Single Family_ | Single Family_ | unknown | unknownSingle Family_ | unknownSingle Family_FALSE
Water_00001703 | SITE_01425 | Room_00004831 | Bathroom_3 | Bathroom | Bathroom Faucet | 2 | 2.3878 | 2 | 2.7 |  | N/A | N/A | N/A | Bag | 0.796 |  | 2.149 |  | OR | Single Family | Bathroom Faucet | 1939 | 3405.58 | Single Family | FALSE | FALSE |  |  |  | 6811.16 | 7318.5914 | Single Family_FALSE | Single Family_FALSE | Single Family_ | Single Family_ | Single Family_ | unknown | unknownSingle Family_ | unknownSingle Family_FALSE
Water_00001704 | SITE_01425 | Room_00004831 | Bathroom_3 | Bathroom | Shower | unknown |  |  |  | Unknown | Primary | Daily / Almost Daily | Wet floor | Unknown |  | N/A |  | N/A | OR | Single Family | Shower | 1939 | 3405.58 | Single Family | TRUE | FALSE | FALSE | FALSE | FALSE | 0 | 0 | Single Family_TRUE | Single Family_FALSE | Single Family_FALSE | Single Family_FALSE | Single Family_FALSE | unknown | unknownSingle Family_FALSE | unknownSingle Family_TRUE
Water_00001705 | SITE_01425 | Room_00004832 | Bathroom_4 | Bathroom | Bathroom Faucet | 2 | 1.7689 | 2 | 2 |  | N/A | N/A | N/A | Bag | 0.796 |  | 1.592 |  | OR | Single Family | Bathroom Faucet | 1939 | 3405.58 | Single Family | FALSE | FALSE |  |  |  | 6811.16 | 5421.6834 | Single Family_FALSE | Single Family_FALSE | Single Family_ | Single Family_ | Single Family_ | unknown | unknownSingle Family_ | unknownSingle Family_FALSE
Water_00001706 | SITE_01425 | Room_00004832 | Bathroom_4 | Bathroom | Shower | 2.5 |  | 2.5 | 2.4 |  | Unknown | A few times per year | N/A | Unknown |  | N/A |  | N/A | OR | Single Family | Shower | 1939 | 3405.58 | Single Family | TRUE | FALSE | TRUE | FALSE | FALSE | 8513.95 | 0 | Single Family_TRUE | Single Family_FALSE | Single Family_TRUE | Single Family_FALSE | Single Family_FALSE | unknown | unknownSingle Family_FALSE | unknownSingle Family_TRUE
Water_00001707 | SITE_01426 | Room_00004859 | Bathroom_1 | Bathroom | Bathroom Faucet | 1.68 | 1.68 |  | 1.9 |  | N/A | N/A | N/A | Bag | 0.796 |  | 1.512 |  | OR | Single Family | Bathroom Faucet | 1940 | 8874.09 | Single Family | FALSE | FALSE |  |  |  | 14908.4712 | 13417.6241 | Single Family_FALSE | Single Family_FALSE | Single Family_ | Single Family_ | Single Family_ | unknown | unknownSingle Family_ | unknownSingle Family_FALSE
Water_00001708 | SITE_01426 | Room_00004859 | Bathroom_1 | Bathroom | Shower | unknown |  |  |  | Unknown | Primary | Daily / Almost Daily | N/A | Bag | 0.8492 |  |  | Unknown | OR | Single Family | Shower | 1940 | 8874.09 | Single Family | TRUE | FALSE | FALSE | FALSE | FALSE | 0 | 0 | Single Family_TRUE | Single Family_FALSE | Single Family_FALSE | Single Family_FALSE | Single Family_FALSE | unknown | unknownSingle Family_FALSE | unknownSingle Family_TRUE
Water_00001709 | SITE_01426 | Room_00004866 | Kitchen_1 | Kitchen | Kitchen Faucet | unknown |  |  |  | Unknown | N/A | N/A | N/A | Bag | 0.796 |  |  | Unknown | OR | Single Family | Kitchen Faucet | 1940 | 8874.09 | Single Family | FALSE | FALSE |  |  |  | 0 | 0 | Single Family_FALSE | Single Family_FALSE | Single Family_ | Single Family_ | Single Family_ | unknown | unknownSingle Family_ | unknownSingle Family_FALSE
Water_00001710 | SITE_01426 | Room_00004858 | Basement_2 | Basement | Bathroom Faucet | unknown |  |  |  | Unknown | N/A | N/A | N/A | Bag | 0.796 |  |  | Unknown | OR | Single Family | Bathroom Faucet | 1940 | 8874.09 | Single Family | FALSE | FALSE |  |  |  | 0 | 0 | Single Family_FALSE | Single Family_FALSE | Single Family_ | Single Family_ | Single Family_ | unknown | unknownSingle Family_ | unknownSingle Family_FALSE
Water_00001711 | SITE_01427 | Room_00004881 | Kitchen_1 | Kitchen | Kitchen Faucet | 2.2111 | 2.2111 |  | 2.5 |  | N/A | N/A | N/A | Bag | 0.796 |  | 1.99 |  | OR | Single Family | Kitchen Faucet | 1941 | 8874.09 | Single Family | FALSE | FALSE |  |  |  | 19621.599 | 17659.4391 | Single Family_FALSE | Single Family_FALSE | Single Family_ | Single Family_ | Single Family_ | unknown | unknownSingle Family_ | unknownSingle Family_FALSE
Water_00001712 | SITE_01427 | Room_00004872 | Bathroom_1 | Bathroom | Bathroom Faucet | 2.2111 | 2.2111 |  | 2.5 |  | N/A | N/A | N/A | Bag | 0.796 |  | 1.99 |  | OR | Single Family | Bathroom Faucet | 1941 | 8874.09 | Single Family | FALSE | FALSE |  |  |  | 19621.599 | 17659.4391 | Single Family_FALSE | Single Family_FALSE | Single Family_ | Single Family_ | Single Family_ | unknown | unknownSingle Family_ | unknownSingle Family_FALSE
Water_00001713 | SITE_01427 | Room_00004873 | Bathroom_2 | Bathroom | Bathroom Faucet | 2.2 | 0.88444 | 2.2 | 1 |  | N/A | N/A | N/A | Bag | 0.796 |  | 0.796 |  | OR | Single Family | Bathroom Faucet | 1941 | 8874.09 | Single Family | FALSE | FALSE |  |  |  | 19522.998 | 7063.7756 | Single Family_FALSE | Single Family_FALSE | Single Family_ | Single Family_ | Single Family_ | unknown | unknownSingle Family_ | unknownSingle Family_FALSE
Water_00001714 | SITE_01427 | Room_00004873 | Bathroom_2 | Bathroom | Shower / Bathtub combo with diverter valve | 2.5 |  | 2.5 | 2.2 |  | Primary | Unknown | N/A | Unknown |  | N/A |  | N/A | OR | Single Family | Shower | 1941 | 8874.09 | Single Family | TRUE | TRUE | TRUE | FALSE | FALSE | 22185.225 | 0 | Single Family_TRUE | Single Family_TRUE | Single Family_TRUE | Single Family_FALSE | Single Family_FALSE | unknown | unknownSingle Family_FALSE | unknownSingle Family_TRUE
Water_00001715 | SITE_01428 | Room_00004887 | Bathroom_1 | Bathroom | Bathroom Faucet | 2.2 | 1.4156 | 2.2 | 1.6 |  | N/A | N/A | N/A | Bag | 0.796 |  | 1.274 |  | OR | Single Family | Bathroom Faucet | 1942 | 3405.58 | Single Family | FALSE | FALSE |  |  |  | 7492.276 | 4338.7089 | Single Family_FALSE | Single Family_FALSE | Single Family_ | Single Family_ | Single Family_ | unknown | unknownSingle Family_ | unknownSingle Family_FALSE
Water_00001716 | SITE_01428 | Room_00004887 | Bathroom_1 | Bathroom | Shower / Bathtub combo with diverter valve | unknown |  |  | 2.9 |  | Primary | Daily / Almost Daily | N/A | Unknown |  | N/A |  | N/A | OR | Single Family | Shower | 1942 | 3405.58 | Single Family | TRUE | TRUE | FALSE | FALSE | FALSE | 0 | 0 | Single Family_TRUE | Single Family_TRUE | Single Family_FALSE | Single Family_FALSE | Single Family_FALSE | unknown | unknownSingle Family_FALSE | unknownSingle Family_TRUE
Water_00001717 | SITE_01428 | Room_00004894 | Kitchen_1 | Kitchen | Kitchen Faucet | 1.5 | 1.4156 | 1.5 | 1.6 |  | N/A | N/A | N/A | Bag | 0.796 |  | 1.274 |  | OR | Single Family | Kitchen Faucet | 1942 | 3405.58 | Single Family | FALSE | FALSE |  |  |  | 5108.37 | 4338.7089 | Single Family_FALSE | Single Family_FALSE | Single Family_ | Single Family_ | Single Family_ | unknown | unknownSingle Family_ | unknownSingle Family_FALSE
Water_00001718 | SITE_01429 | Room_00004909 | Kitchen_1 | Kitchen | Kitchen Faucet | 2.2 | 1.5922 | 2.2 | 1.8 |  | N/A | N/A | N/A | Bag | 0.796 |  | 1.433 |  | OR | Single Family | Kitchen Faucet | 1943 | 8874.09 | Single Family | FALSE | FALSE |  |  |  | 19522.998 | 12716.571 | Single Family_FALSE | Single Family_FALSE | Single Family_ | Single Family_ | Single Family_ | unknown | unknownSingle Family_ | unknownSingle Family_FALSE
Water_00001719 | SITE_01429 | Room_00004900 | Bathroom_1 | Bathroom | Bathroom Faucet | 2.1222 | 2.1222 |  | 2.4 |  | N/A | N/A | N/A | Bag | 0.796 |  | 1.91 |  | OR | Single Family | Bathroom Faucet | 1943 | 8874.09 | Single Family | FALSE | FALSE |  |  |  | 18832.791 | 16949.5119 | Single Family_FALSE | Single Family_FALSE | Single Family_ | Single Family_ | Single Family_ | unknown | unknownSingle Family_ | unknownSingle Family_FALSE
Water_00001720 | SITE_01429 | Room_00004900 | Bathroom_1 | Bathroom | Shower / Bathtub combo with diverter valve | unknown |  |  |  | Unknown | Secondary | A few times per week | Shower head too large to test flow | Bag | 0.8492 |  |  | Unknown | OR | Single Family | Shower | 1943 | 8874.09 | Single Family | TRUE | TRUE | FALSE | FALSE | FALSE | 0 | 0 | Single Family_TRUE | Single Family_TRUE | Single Family_FALSE | Single Family_FALSE | Single Family_FALSE | unknown | unknownSingle Family_FALSE | unknownSingle Family_TRUE
Water_00001721 | SITE_01429 | Room_00004901 | Bathroom_2 | Bathroom | Bathroom Faucet | 1.15 | 1.15 |  | 1.3 |  | N/A | N/A | N/A | Bag | 0.796 |  | 1.035 |  | OR | Single Family | Bathroom Faucet | 1943 | 8874.09 | Single Family | FALSE | FALSE |  |  |  | 10205.2035 | 9184.6831 | Single Family_FALSE | Single Family_FALSE | Single Family_ | Single Family_ | Single Family_ | unknown | unknownSingle Family_ | unknownSingle Family_FALSE
Water_00001722 | SITE_01429 | Room_00004901 | Bathroom_2 | Bathroom | Shower | 2.3589 | 2.3589 |  | 2.5 |  | Primary | Daily / Almost Daily | N/A | Bag | 0.8492 |  | 2.123 |  | OR | Single Family | Shower | 1943 | 8874.09 | Single Family | TRUE | FALSE | TRUE | TRUE | TRUE | 20932.9923 | 18839.6931 | Single Family_TRUE | Single Family_FALSE | Single Family_TRUE | Single Family_TRUE | Single Family_TRUE | 2.5gpm | 2.5gpmSingle Family_TRUE | 2.5gpmSingle Family_TRUE
Water_00001723 | SITE_01430 | Room_00004928 | Kitchen_1 | Kitchen | Kitchen Faucet | 2 | 1.8578 | 2 | 2.1 |  | N/A | N/A | N/A | Bag | 0.796 |  | 1.672 |  | OR | Single Family | Kitchen Faucet | 1944 | 3405.58 | Single Family | FALSE | FALSE |  |  |  | 6811.16 | 5694.1298 | Single Family_FALSE | Single Family_FALSE | Single Family_ | Single Family_ | Single Family_ | unknown | unknownSingle Family_ | unknownSingle Family_FALSE
Water_00001724 | SITE_01430 | Room_00004917 | Bathroom_1 | Bathroom | Bathroom Faucet | 1.5922 | 1.5922 |  | 1.8 |  | N/A | N/A | N/A | Bag | 0.796 |  | 1.433 |  | OR | Single Family | Bathroom Faucet | 1944 | 3405.58 | Single Family | FALSE | FALSE |  |  |  | 5422.4402 | 4880.1961 | Single Family_FALSE | Single Family_FALSE | Single Family_ | Single Family_ | Single Family_ | unknown | unknownSingle Family_ | unknownSingle Family_FALSE
Water_00001725 | SITE_01430 | Room_00004917 | Bathroom_1 | Bathroom | Shower / Bathtub combo with diverter valve | unknown |  |  |  | Unknown | Primary | Daily / Almost Daily | Shower head too large for flow bag | Bag | 0.8492 |  |  | Unknown | OR | Single Family | Shower | 1944 | 3405.58 | Single Family | TRUE | TRUE | FALSE | FALSE | FALSE | 0 | 0 | Single Family_TRUE | Single Family_TRUE | Single Family_FALSE | Single Family_FALSE | Single Family_FALSE | unknown | unknownSingle Family_FALSE | unknownSingle Family_TRUE
Water_00001726 | SITE_01430 | Room_00004918 | Bathroom_2 | Bathroom | Bathroom Faucet | 1.7689 | 1.7689 |  | 2 |  | N/A | N/A | N/A | Bag | 0.796 |  | 1.592 |  | OR | Single Family | Bathroom Faucet | 1944 | 3405.58 | Single Family | FALSE | FALSE |  |  |  | 6024.0926 | 5421.6834 | Single Family_FALSE | Single Family_FALSE | Single Family_ | Single Family_ | Single Family_ | unknown | unknownSingle Family_ | unknownSingle Family_FALSE
Water_00001727 | SITE_01430 | Room_00004919 | Bathroom_3 | Bathroom | Bathroom Faucet | 1.5 | 1.4156 | 1.5 | 1.6 |  | N/A | N/A | N/A | Bag | 0.796 |  | 1.274 |  | OR | Single Family | Bathroom Faucet | 1944 | 3405.58 | Single Family | FALSE | FALSE |  |  |  | 5108.37 | 4338.7089 | Single Family_FALSE | Single Family_FALSE | Single Family_ | Single Family_ | Single Family_ | unknown | unknownSingle Family_ | unknownSingle Family_FALSE
Water_00001728 | SITE_01430 | Room_00004919 | Bathroom_3 | Bathroom | Shower | 3.9633 | 3.9633 |  | 4.2 |  | Secondary | Daily / Almost Daily | N/A | Bag | 0.8492 |  | 3.567 |  | OR | Single Family | Shower | 1944 | 3405.58 | Single Family | TRUE | FALSE | TRUE | TRUE | TRUE | 13497.4487 | 12147.7039 | Single Family_TRUE | Single Family_FALSE | Single Family_TRUE | Single Family_TRUE | Single Family_TRUE | gt2.5gpm | gt2.5gpmSingle Family_TRUE | gt2.5gpmSingle Family_TRUE
Water_00001729 | SITE_01431 | Room_00004934 | Bathroom_1 | Bathroom | Bathroom Faucet | 2.2 | 2.1222 | 2.2 | 2.4 |  | N/A | N/A | N/A | Bag | 0.796 |  | 1.91 |  | OR | Single Family | Bathroom Faucet | 1945 | 8874.09 | Single Family | FALSE | FALSE |  |  |  | 19522.998 | 16949.5119 | Single Family_FALSE | Single Family_FALSE | Single Family_ | Single Family_ | Single Family_ | unknown | unknownSingle Family_ | unknownSingle Family_FALSE
Water_00001730 | SITE_01431 | Room_00004941 | Kitchen_1 | Kitchen | Kitchen Faucet | 2.2 | 1.68 | 2.2 | 1.9 |  | N/A | N/A | N/A | Bag | 0.796 |  | 1.512 |  | OR | Single Family | Kitchen Faucet | 1945 | 8874.09 | Single Family | FALSE | FALSE |  |  |  | 19522.998 | 13417.6241 | Single Family_FALSE | Single Family_FALSE | Single Family_ | Single Family_ | Single Family_ | unknown | unknownSingle Family_ | unknownSingle Family_FALSE
Water_00001731 | SITE_01431 | Room_00004936 | Bedroom_1 | Bedroom | Bathroom Faucet | 1.5 | 1.0611 | 1.5 | 1.2 |  | N/A | N/A | N/A | Bag | 0.796 |  | 0.955 |  | OR | Single Family | Bathroom Faucet | 1945 | 8874.09 | Single Family | FALSE | FALSE |  |  |  | 13311.135 | 8474.756 | Single Family_FALSE | Single Family_FALSE | Single Family_ | Single Family_ | Single Family_ | unknown | unknownSingle Family_ | unknownSingle Family_FALSE
Water_00001732 | SITE_01431 | Room_00004937 | Bedroom_2 | Bedroom | Bathroom Faucet | 1.5 | 1.4156 | 1.5 | 1.6 |  | N/A | N/A | N/A | Bag | 0.796 |  | 1.274 |  | OR | Single Family | Bathroom Faucet | 1945 | 8874.09 | Single Family | FALSE | FALSE |  |  |  | 13311.135 | 11305.5907 | Single Family_FALSE | Single Family_FALSE | Single Family_ | Single Family_ | Single Family_ | unknown | unknownSingle Family_ | unknownSingle Family_FALSE
Water_00001733 | SITE_01431 | Room_00004935 | Bathroom_2 | Bathroom | Shower / Bathtub combo with diverter valve | 2 |  | 2 | 2.2 |  | Primary | Daily / Almost Daily | N/A | Unknown |  | N/A |  | N/A | OR | Single Family | Shower | 1945 | 8874.09 | Single Family | TRUE | TRUE | TRUE | FALSE | FALSE | 17748.18 | 0 | Single Family_TRUE | Single Family_TRUE | Single Family_TRUE | Single Family_FALSE | Single Family_FALSE | unknown | unknownSingle Family_FALSE | unknownSingle Family_TRUE
Water_00001734 | SITE_01432 | Room_00004957 | Kitchen_1 | Kitchen | Kitchen Faucet | 1.5 |  | 1.5 | 2.7 |  | N/A | N/A | N/A | Unknown |  | N/A |  | N/A | OR | Single Family | Kitchen Faucet | 1946 | 8874.09 | Single Family | FALSE | FALSE |  |  |  | 13311.135 | 0 | Single Family_FALSE | Single Family_FALSE | Single Family_ | Single Family_ | Single Family_ | unknown | unknownSingle Family_ | unknownSingle Family_FALSE
Water_00001735 | SITE_01432 | Room_00004945 | Bathroom_1 | Bathroom | Bathroom Faucet | unknown |  |  | 2.3 |  | N/A | N/A | N/A | Unknown |  | N/A |  | N/A | OR | Single Family | Bathroom Faucet | 1946 | 8874.09 | Single Family | FALSE | FALSE |  |  |  | 0 | 0 | Single Family_FALSE | Single Family_FALSE | Single Family_ | Single Family_ | Single Family_ | unknown | unknownSingle Family_ | unknownSingle Family_FALSE
Water_00001736 | SITE_01432 | Room_00004945 | Bathroom_1 | Bathroom | Shower / Bathtub combo with diverter valve | unknown |  |  | 4 |  | Secondary | A few times per month | N/A | Unknown |  | N/A |  | N/A | OR | Single Family | Shower | 1946 | 8874.09 | Single Family | TRUE | TRUE | FALSE | FALSE | FALSE | 0 | 0 | Single Family_TRUE | Single Family_TRUE | Single Family_FALSE | Single Family_FALSE | Single Family_FALSE | unknown | unknownSingle Family_FALSE | unknownSingle Family_TRUE
Water_00001737 | SITE_01432 | Room_00004946 | Bathroom_2 | Bathroom | Bathroom Faucet | unknown |  |  | 2.3 |  | N/A | N/A | N/A | Unknown |  | N/A |  | N/A | OR | Single Family | Bathroom Faucet | 1946 | 8874.09 | Single Family | FALSE | FALSE |  |  |  | 0 | 0 | Single Family_FALSE | Single Family_FALSE | Single Family_ | Single Family_ | Single Family_ | unknown | unknownSingle Family_ | unknownSingle Family_FALSE
Water_00001738 | SITE_01432 | Room_00004946 | Bathroom_2 | Bathroom | Bathroom Faucet | unknown |  |  | 3 |  | N/A | N/A | N/A | Unknown |  | N/A |  | N/A | OR | Single Family | Bathroom Faucet | 1946 | 8874.09 | Single Family | FALSE | FALSE |  |  |  | 0 | 0 | Single Family_FALSE | Single Family_FALSE | Single Family_ | Single Family_ | Single Family_ | unknown | unknownSingle Family_ | unknownSingle Family_FALSE
Water_00001739 | SITE_01432 | Room_00004946 | Bathroom_2 | Bathroom | Shower | unknown |  |  | 4 |  | Primary | Daily / Almost Daily | N/A | Unknown |  | N/A |  | N/A | OR | Single Family | Shower | 1946 | 8874.09 | Single Family | TRUE | FALSE | FALSE | FALSE | FALSE | 0 | 0 | Single Family_TRUE | Single Family_FALSE | Single Family_FALSE | Single Family_FALSE | Single Family_FALSE | unknown | unknownSingle Family_FALSE | unknownSingle Family_TRUE
Water_00001740 | SITE_01432 | Room_00004946 | Bathroom_2 | Bathroom | Shower | unknown |  |  | 3.5 |  | Primary | Daily / Almost Daily | N/A | Unknown |  | N/A |  | N/A | OR | Single Family | Shower | 1946 | 8874.09 | Single Family | TRUE | FALSE | FALSE | FALSE | FALSE | 0 | 0 | Single Family_TRUE | Single Family_FALSE | Single Family_FALSE | Single Family_FALSE | Single Family_FALSE | unknown | unknownSingle Family_FALSE | unknownSingle Family_TRUE
Water_00001741 | SITE_01432 | Room_00004958 | Laundry_1 | Laundry | Bathroom Faucet | unknown |  |  | 3.25 |  | N/A | N/A | N/A | Unknown |  | N/A |  | N/A | OR | Single Family | Bathroom Faucet | 1946 | 8874.09 | Single Family | FALSE | FALSE |  |  |  | 0 | 0 | Single Family_FALSE | Single Family_FALSE | Single Family_ | Single Family_ | Single Family_ | unknown | unknownSingle Family_ | unknownSingle Family_FALSE
Water_00001742 | SITE_01433 | Room_00004963 | Bathroom_1 | Bathroom | Shower | unknown |  |  | 2 |  | Primary | Daily / Almost Daily | N/A | Unknown |  | N/A |  | N/A | OR | Single Family | Shower | 1947 | 3405.58 | Single Family | TRUE | FALSE | FALSE | FALSE | FALSE | 0 | 0 | Single Family_TRUE | Single Family_FALSE | Single Family_FALSE | Single Family_FALSE | Single Family_FALSE | unknown | unknownSingle Family_FALSE | unknownSingle Family_TRUE
Water_00001743 | SITE_01433 | Room_00004963 | Bathroom_1 | Bathroom | Bathroom Faucet | 1.5 |  | 1.5 |  | Unknown | N/A | N/A | N/A | Unknown |  | N/A |  | N/A | OR | Single Family | Bathroom Faucet | 1947 | 3405.58 | Single Family | FALSE | FALSE |  |  |  | 5108.37 | 0 | Single Family_FALSE | Single Family_FALSE | Single Family_ | Single Family_ | Single Family_ | unknown | unknownSingle Family_ | unknownSingle Family_FALSE
Water_00001744 | SITE_01433 | Room_00004964 | Bathroom_2 | Bathroom | Bathroom Faucet | unknown |  |  |  | Unknown | N/A | N/A | N/A | Unknown |  | N/A |  | N/A | OR | Single Family | Bathroom Faucet | 1947 | 3405.58 | Single Family | FALSE | FALSE |  |  |  | 0 | 0 | Single Family_FALSE | Single Family_FALSE | Single Family_ | Single Family_ | Single Family_ | unknown | unknownSingle Family_ | unknownSingle Family_FALSE
Water_00001745 | SITE_01433 | Room_00004964 | Bathroom_2 | Bathroom | Shower / Bathtub combo with diverter valve | unknown |  |  | 2 |  | Secondary | A few times per year | N/A | Unknown |  | N/A |  | N/A | OR | Single Family | Shower | 1947 | 3405.58 | Single Family | TRUE | TRUE | FALSE | FALSE | FALSE | 0 | 0 | Single Family_TRUE | Single Family_TRUE | Single Family_FALSE | Single Family_FALSE | Single Family_FALSE | unknown | unknownSingle Family_FALSE | unknownSingle Family_TRUE
Water_00001746 | SITE_01433 | Room_00004969 | Kitchen_1 | Kitchen | Kitchen Faucet | unknown |  |  | 1.5 |  | N/A | N/A | N/A | Unknown |  | N/A |  | N/A | OR | Single Family | Kitchen Faucet | 1947 | 3405.58 | Single Family | FALSE | FALSE |  |  |  | 0 | 0 | Single Family_FALSE | Single Family_FALSE | Single Family_ | Single Family_ | Single Family_ | unknown | unknownSingle Family_ | unknownSingle Family_FALSE
Water_00001747 | SITE_01434 | Room_00004986 | Garage_1 | Garage | Kitchen Faucet | unknown |  |  | 4.5 |  | N/A | N/A | Garage | Unknown |  | N/A |  | N/A | OR | Single Family | Kitchen Faucet | 1948 | 8874.09 | Single Family | FALSE | FALSE |  |  |  | 0 | 0 | Single Family_FALSE | Single Family_FALSE | Single Family_ | Single Family_ | Single Family_ | unknown | unknownSingle Family_ | unknownSingle Family_FALSE
Water_00001748 | SITE_01434 | Room_00004974 | Bathroom_1 | Bathroom | Shower | unknown |  |  | 3 |  | Primary | A few times per week | N/A | Unknown |  | N/A |  | N/A | OR | Single Family | Shower | 1948 | 8874.09 | Single Family | TRUE | FALSE | FALSE | FALSE | FALSE | 0 | 0 | Single Family_TRUE | Single Family_FALSE | Single Family_FALSE | Single Family_FALSE | Single Family_FALSE | unknown | unknownSingle Family_FALSE | unknownSingle Family_TRUE
Water_00001749 | SITE_01434 | Room_00004974 | Bathroom_1 | Bathroom | Bathroom Faucet | unknown |  |  | 1.5 |  | N/A | N/A | N/A | Unknown |  | N/A |  | N/A | OR | Single Family | Bathroom Faucet | 1948 | 8874.09 | Single Family | FALSE | FALSE |  |  |  | 0 | 0 | Single Family_FALSE | Single Family_FALSE | Single Family_ | Single Family_ | Single Family_ | unknown | unknownSingle Family_ | unknownSingle Family_FALSE
Water_00001750 | SITE_01434 | Room_00004987 | Kitchen_1 | Kitchen | Kitchen Faucet | unknown |  |  | 2 |  | N/A | N/A | N/A | Unknown |  | N/A |  | N/A | OR | Single Family | Kitchen Faucet | 1948 | 8874.09 | Single Family | FALSE | FALSE |  |  |  | 0 | 0 | Single Family_FALSE | Single Family_FALSE | Single Family_ | Single Family_ | Single Family_ | unknown | unknownSingle Family_ | unknownSingle Family_FALSE
Water_00001751 | SITE_01435 | Room_00004998 | Bathroom_1 | Bathroom | Bathroom Faucet | unknown |  |  | 1.5 |  | N/A | N/A | N/A | Unknown |  | N/A |  | N/A | OR | Single Family | Bathroom Faucet | 1949 | 8874.09 | Single Family | FALSE | FALSE |  |  |  | 0 | 0 | Single Family_FALSE | Single Family_FALSE | Single Family_ | Single Family_ | Single Family_ | unknown | unknownSingle Family_ | unknownSingle Family_FALSE
Water_00001752 | SITE_01435 | Room_00004999 | Bathroom_2 | Bathroom | Bathroom Faucet | unknown |  |  | 1.3 |  | N/A | N/A | N/A | Unknown |  | N/A |  | N/A | OR | Single Family | Bathroom Faucet | 1949 | 8874.09 | Single Family | FALSE | FALSE |  |  |  | 0 | 0 | Single Family_FALSE | Single Family_FALSE | Single Family_ | Single Family_ | Single Family_ | unknown | unknownSingle Family_ | unknownSingle Family_FALSE
Water_00001753 | SITE_01435 | Room_00004999 | Bathroom_2 | Bathroom | Bathroom Faucet | unknown |  |  | 0.95 |  | N/A | N/A | N/A | Unknown |  | N/A |  | N/A | OR | Single Family | Bathroom Faucet | 1949 | 8874.09 | Single Family | FALSE | FALSE |  |  |  | 0 | 0 | Single Family_FALSE | Single Family_FALSE | Single Family_ | Single Family_ | Single Family_ | unknown | unknownSingle Family_ | unknownSingle Family_FALSE
Water_00001754 | SITE_01435 | Room_00004999 | Bathroom_2 | Bathroom | Shower | unknown |  |  | 2.25 |  | Secondary | A few times per week | N/A | Unknown |  | N/A |  | N/A | OR | Single Family | Shower | 1949 | 8874.09 | Single Family | TRUE | FALSE | FALSE | FALSE | FALSE | 0 | 0 | Single Family_TRUE | Single Family_FALSE | Single Family_FALSE | Single Family_FALSE | Single Family_FALSE | unknown | unknownSingle Family_FALSE | unknownSingle Family_TRUE
Water_00001755 | SITE_01435 | Room_00005013 | Kitchen_1 | Kitchen | Kitchen Faucet | unknown |  |  | 2.25 |  | N/A | N/A | N/A | Unknown |  | N/A |  | N/A | OR | Single Family | Kitchen Faucet | 1949 | 8874.09 | Single Family | FALSE | FALSE |  |  |  | 0 | 0 | Single Family_FALSE | Single Family_FALSE | Single Family_ | Single Family_ | Single Family_ | unknown | unknownSingle Family_ | unknownSingle Family_FALSE
Water_00001756 | SITE_01435 | Room_00005000 | Bathroom_3 | Bathroom | Bathroom Faucet | 2.2 |  | 2.2 | 1.25 |  | N/A | N/A | N/A | Unknown |  | N/A |  | N/A | OR | Single Family | Bathroom Faucet | 1949 | 8874.09 | Single Family | FALSE | FALSE |  |  |  | 19522.998 | 0 | Single Family_FALSE | Single Family_FALSE | Single Family_ | Single Family_ | Single Family_ | unknown | unknownSingle Family_ | unknownSingle Family_FALSE
Water_00001757 | SITE_01435 | Room_00005000 | Bathroom_3 | Bathroom | Shower / Bathtub combo with diverter valve | unknown |  |  | 2.5 |  | Primary | A few times per week | N/A | Unknown |  | N/A |  | N/A | OR | Single Family | Shower | 1949 | 8874.09 | Single Family | TRUE | TRUE | FALSE | FALSE | FALSE | 0 | 0 | Single Family_TRUE | Single Family_TRUE | Single Family_FALSE | Single Family_FALSE | Single Family_FALSE | unknown | unknownSingle Family_FALSE | unknownSingle Family_TRUE
Water_00001758 | SITE_01435 | Room_00005014 | Laundry_1 | Laundry | Kitchen Faucet | unknown |  |  | 2.5 |  | N/A | N/A | N/A | Unknown |  | N/A |  | N/A | OR | Single Family | Kitchen Faucet | 1949 | 8874.09 | Single Family | FALSE | FALSE |  |  |  | 0 | 0 | Single Family_FALSE | Single Family_FALSE | Single Family_ | Single Family_ | Single Family_ | unknown | unknownSingle Family_ | unknownSingle Family_FALSE
Water_00001759 | SITE_01435 | Room_00005015 | Living Room_1 | Living Room | Kitchen Faucet | unknown |  |  | 1 |  | N/A | N/A | N/A | Unknown |  | N/A |  | N/A | OR | Single Family | Kitchen Faucet | 1949 | 8874.09 | Single Family | FALSE | FALSE |  |  |  | 0 | 0 | Single Family_FALSE | Single Family_FALSE | Single Family_ | Single Family_ | Single Family_ | unknown | unknownSingle Family_ | unknownSingle Family_FALSE
Water_00001760 | SITE_01435 | Room_00005001 | Bathroom_4 | Bathroom | Shower | unknown |  |  | 2.5 |  | Unknown | Unknown | N/A | Unknown |  | N/A |  | N/A | OR | Single Family | Shower | 1949 | 8874.09 | Single Family | TRUE | FALSE | FALSE | FALSE | FALSE | 0 | 0 | Single Family_TRUE | Single Family_FALSE | Single Family_FALSE | Single Family_FALSE | Single Family_FALSE | unknown | unknownSingle Family_FALSE | unknownSingle Family_TRUE
Water_00001761 | SITE_01435 | Room_00005001 | Bathroom_4 | Bathroom | Kitchen Faucet | unknown |  |  | 2 |  | N/A | N/A | N/A | Unknown |  | N/A |  | N/A | OR | Single Family | Kitchen Faucet | 1949 | 8874.09 | Single Family | FALSE | FALSE |  |  |  | 0 | 0 | Single Family_FALSE | Single Family_FALSE | Single Family_ | Single Family_ | Single Family_ | unknown | unknownSingle Family_ | unknownSingle Family_FALSE
Water_00001762 | SITE_01435 | Room_00004999 | Bathroom_2 | Bathroom | Bathtub | unknown |  |  |  | N/A | N/A | N/A | 2.5 gpm | Unknown |  | N/A |  | N/A | OR | Single Family | Bathtub | 1949 | 8874.09 | Single Family | FALSE | FALSE |  |  |  | 0 | 0 | Single Family_FALSE | Single Family_FALSE | Single Family_ | Single Family_ | Single Family_ | unknown | unknownSingle Family_ | unknownSingle Family_FALSE
Water_00001763 | SITE_01435 | Room_00005000 | Bathroom_3 | Bathroom | Bathroom Faucet | 2.2 |  | 2.2 | 2.2 |  | N/A | N/A | N/A | Unknown |  | N/A |  | N/A | OR | Single Family | Bathroom Faucet | 1949 | 8874.09 | Single Family | FALSE | FALSE |  |  |  | 19522.998 | 0 | Single Family_FALSE | Single Family_FALSE | Single Family_ | Single Family_ | Single Family_ | unknown | unknownSingle Family_ | unknownSingle Family_FALSE
Water_00001764 | SITE_01436 | Room_00005023 | Bathroom_6 | Bathroom | Bathroom Faucet | unknown |  |  | 1.5 |  | N/A | N/A | N/A | Unknown |  | N/A |  | N/A | OR | Single Family | Bathroom Faucet | 1950 | 8874.09 | Single Family | FALSE | FALSE |  |  |  | 0 | 0 | Single Family_FALSE | Single Family_FALSE | Single Family_ | Single Family_ | Single Family_ | unknown | unknownSingle Family_ | unknownSingle Family_FALSE
Water_00001765 | SITE_01436 | Room_00005021 | Bathroom_1 | Bathroom | Bathroom Faucet | 1.7689 | 1.7689 |  | 2 |  | N/A | N/A | N/A | Bag | 0.796 |  | 1.592 |  | OR | Single Family | Bathroom Faucet | 1950 | 8874.09 | Single Family | FALSE | FALSE |  |  |  | 15697.2792 | 14127.5513 | Single Family_FALSE | Single Family_FALSE | Single Family_ | Single Family_ | Single Family_ | unknown | unknownSingle Family_ | unknownSingle Family_FALSE
Water_00001766 | SITE_01436 | Room_00005021 | Bathroom_1 | Bathroom | Shower | unknown |  |  | 1.7 |  | All used about the same | A few times per month | N/A | Unknown |  | N/A |  | N/A | OR | Single Family | Shower | 1950 | 8874.09 | Single Family | TRUE | FALSE | FALSE | FALSE | FALSE | 0 | 0 | Single Family_TRUE | Single Family_FALSE | Single Family_FALSE | Single Family_FALSE | Single Family_FALSE | unknown | unknownSingle Family_FALSE | unknownSingle Family_TRUE
Water_00001767 | SITE_01436 | Room_00005022 | Bathroom_2 | Bathroom | Shower | unknown |  |  | 1.3 |  | Primary | Daily / Almost Daily | N/A | Unknown |  | N/A |  | N/A | OR | Single Family | Shower | 1950 | 8874.09 | Single Family | TRUE | FALSE | FALSE | FALSE | FALSE | 0 | 0 | Single Family_TRUE | Single Family_FALSE | Single Family_FALSE | Single Family_FALSE | Single Family_FALSE | unknown | unknownSingle Family_FALSE | unknownSingle Family_TRUE
Water_00001768 | SITE_01436 | Room_00005028 | Dining Room_1 | Dining Room | Kitchen Faucet | 1.3267 | 1.3267 |  | 1.5 |  | N/A | N/A | N/A | Bag | 0.796 |  | 1.194 |  | OR | Single Family | Kitchen Faucet | 1950 | 8874.09 | Single Family | FALSE | FALSE |  |  |  | 11772.9594 | 10595.6635 | Single Family_FALSE | Single Family_FALSE | Single Family_ | Single Family_ | Single Family_ | unknown | unknownSingle Family_ | unknownSingle Family_FALSE
Water_00001769 | SITE_01436 | Room_00005022 | Bathroom_2 | Bathroom | Bathroom Faucet | 1.15 | 1.15 |  | 1.3 |  | N/A | N/A | N/A | Bag | 0.796 |  | 1.035 |  | OR | Single Family | Bathroom Faucet | 1950 | 8874.09 | Single Family | FALSE | FALSE |  |  |  | 10205.2035 | 9184.6831 | Single Family_FALSE | Single Family_FALSE | Single Family_ | Single Family_ | Single Family_ | unknown | unknownSingle Family_ | unknownSingle Family_FALSE
Water_00001770 | SITE_01437 | Room_00005058 | Kitchen_1 | Kitchen | Kitchen Faucet | 1.5922 | 1.5922 |  | 1.8 |  | N/A | N/A | N/A | Bag | 0.796 |  | 1.433 |  | OR | Single Family | Kitchen Faucet | 1951 | 8874.09 | Single Family | FALSE | FALSE |  |  |  | 14129.5233 | 12716.571 | Single Family_FALSE | Single Family_FALSE | Single Family_ | Single Family_ | Single Family_ | unknown | unknownSingle Family_ | unknownSingle Family_FALSE
Water_00001771 | SITE_01437 | Room_00005037 | Bathroom_1 | Bathroom | Bathroom Faucet | 1.5 | 1.5922 | 1.5 | 1.8 |  | N/A | N/A | N/A | Bag | 0.796 |  | 1.433 |  | OR | Single Family | Bathroom Faucet | 1951 | 8874.09 | Single Family | FALSE | FALSE |  |  |  | 13311.135 | 12716.571 | Single Family_FALSE | Single Family_FALSE | Single Family_ | Single Family_ | Single Family_ | unknown | unknownSingle Family_ | unknownSingle Family_FALSE
Water_00001772 | SITE_01437 | Room_00005037 | Bathroom_1 | Bathroom | Shower | unknown |  |  |  | Unknown | Secondary | A few times per year | Full of cleaning supplies, didn't want to get wet | Unknown |  | N/A |  | N/A | OR | Single Family | Shower | 1951 | 8874.09 | Single Family | TRUE | FALSE | FALSE | FALSE | FALSE | 0 | 0 | Single Family_TRUE | Single Family_FALSE | Single Family_FALSE | Single Family_FALSE | Single Family_FALSE | unknown | unknownSingle Family_FALSE | unknownSingle Family_TRUE
Water_00001773 | SITE_01437 | Room_00005038 | Bathroom_2 | Bathroom | Bathroom Faucet | 2.0344 | 2.0344 |  | 2.3 |  | N/A | N/A | N/A | Bag | 0.796 |  | 1.831 |  | OR | Single Family | Bathroom Faucet | 1951 | 8874.09 | Single Family | FALSE | FALSE |  |  |  | 18053.8431 | 16248.4588 | Single Family_FALSE | Single Family_FALSE | Single Family_ | Single Family_ | Single Family_ | unknown | unknownSingle Family_ | unknownSingle Family_FALSE
Water_00001774 | SITE_01437 | Room_00005038 | Bathroom_2 | Bathroom | Bathroom Faucet | 2.2111 | 2.2111 |  | 2.5 |  | N/A | N/A | N/A | Bag | 0.796 |  | 1.99 |  | OR | Single Family | Bathroom Faucet | 1951 | 8874.09 | Single Family | FALSE | FALSE |  |  |  | 19621.599 | 17659.4391 | Single Family_FALSE | Single Family_FALSE | Single Family_ | Single Family_ | Single Family_ | unknown | unknownSingle Family_ | unknownSingle Family_FALSE
Water_00001775 | SITE_01437 | Room_00005038 | Bathroom_2 | Bathroom | Shower | unknown |  |  | 3.7 |  | Secondary | A few times per year | N/A | Unknown |  | N/A |  | N/A | OR | Single Family | Shower | 1951 | 8874.09 | Single Family | TRUE | FALSE | FALSE | FALSE | FALSE | 0 | 0 | Single Family_TRUE | Single Family_FALSE | Single Family_FALSE | Single Family_FALSE | Single Family_FALSE | unknown | unknownSingle Family_FALSE | unknownSingle Family_TRUE
Water_00001776 | SITE_01437 | Room_00005039 | Bathroom_3 | Bathroom | Bathroom Faucet | 1.5 | 1.0611 | 1.5 | 1.2 |  | N/A | N/A | N/A | Bag | 0.796 |  | 0.955 |  | OR | Single Family | Bathroom Faucet | 1951 | 8874.09 | Single Family | FALSE | FALSE |  |  |  | 13311.135 | 8474.756 | Single Family_FALSE | Single Family_FALSE | Single Family_ | Single Family_ | Single Family_ | unknown | unknownSingle Family_ | unknownSingle Family_FALSE
Water_00001777 | SITE_01437 | Room_00005039 | Bathroom_3 | Bathroom | Bathroom Faucet | 1.5 | 11.4978 | 1.5 | 13 |  | N/A | N/A | N/A | Bag | 0.796 |  | 10.348 |  | OR | Single Family | Bathroom Faucet | 1951 | 8874.09 | Single Family | FALSE | FALSE |  |  |  | 13311.135 | 91829.0833 | Single Family_FALSE | Single Family_FALSE | Single Family_ | Single Family_ | Single Family_ | unknown | unknownSingle Family_ | unknownSingle Family_FALSE
Water_00001778 | SITE_01437 | Room_00005039 | Bathroom_3 | Bathroom | Shower / Bathtub combo with diverter valve | 2.5 |  | 2.5 | 2 |  | Secondary | Daily / Almost Daily | N/A | Unknown |  | N/A |  | N/A | OR | Single Family | Shower | 1951 | 8874.09 | Single Family | TRUE | TRUE | TRUE | FALSE | FALSE | 22185.225 | 0 | Single Family_TRUE | Single Family_TRUE | Single Family_TRUE | Single Family_FALSE | Single Family_FALSE | unknown | unknownSingle Family_FALSE | unknownSingle Family_TRUE
Water_00001779 | SITE_01437 | Room_00005040 | Bathroom_4 | Bathroom | Bathroom Faucet | 1.5 | 1.3267 | 1.5 | 1.5 |  | N/A | N/A | N/A | Bag | 0.796 |  | 1.194 |  | OR | Single Family | Bathroom Faucet | 1951 | 8874.09 | Single Family | FALSE | FALSE |  |  |  | 13311.135 | 10595.6635 | Single Family_FALSE | Single Family_FALSE | Single Family_ | Single Family_ | Single Family_ | unknown | unknownSingle Family_ | unknownSingle Family_FALSE
Water_00001780 | SITE_01437 | Room_00005040 | Bathroom_4 | Bathroom | Bathroom Faucet | 1.5 | 1.15 | 1.5 | 1.3 |  | N/A | N/A | N/A | Bag | 0.796 |  | 1.035 |  | OR | Single Family | Bathroom Faucet | 1951 | 8874.09 | Single Family | FALSE | FALSE |  |  |  | 13311.135 | 9184.6831 | Single Family_FALSE | Single Family_FALSE | Single Family_ | Single Family_ | Single Family_ | unknown | unknownSingle Family_ | unknownSingle Family_FALSE
Water_00001781 | SITE_01437 | Room_00005040 | Bathroom_4 | Bathroom | Shower | unknown |  |  | 2.2 |  | Primary | Daily / Almost Daily | N/A | Unknown |  | N/A |  | N/A | OR | Single Family | Shower | 1951 | 8874.09 | Single Family | TRUE | FALSE | FALSE | FALSE | FALSE | 0 | 0 | Single Family_TRUE | Single Family_FALSE | Single Family_FALSE | Single Family_FALSE | Single Family_FALSE | unknown | unknownSingle Family_FALSE | unknownSingle Family_TRUE
Water_00001782 | SITE_01438 | Room_00005075 | Kitchen_1 | Kitchen | Kitchen Faucet | 1.8 | 2.2111 | 1.8 | 2.5 |  | N/A | N/A | N/A | Bag | 0.796 |  | 1.99 |  | OR | Single Family | Kitchen Faucet | 1952 | 8874.09 | Single Family | FALSE | FALSE |  |  |  | 15973.362 | 17659.4391 | Single Family_FALSE | Single Family_FALSE | Single Family_ | Single Family_ | Single Family_ | unknown | unknownSingle Family_ | unknownSingle Family_FALSE
Water_00001783 | SITE_01438 | Room_00005076 | Laundry_1 | Laundry | Kitchen Faucet | 2 |  | 2 |  | Unknown | N/A | N/A | N/A | Bag | 0.796 |  |  | Unknown | OR | Single Family | Kitchen Faucet | 1952 | 8874.09 | Single Family | FALSE | FALSE |  |  |  | 17748.18 | 0 | Single Family_FALSE | Single Family_FALSE | Single Family_ | Single Family_ | Single Family_ | unknown | unknownSingle Family_ | unknownSingle Family_FALSE
Water_00001784 | SITE_01438 | Room_00005065 | Bathroom_1 | Bathroom | Bathroom Faucet | 2 | 2.7422 | 2 | 3.1 |  | N/A | N/A | N/A | Bag | 0.796 |  | 2.468 |  | OR | Single Family | Bathroom Faucet | 1952 | 8874.09 | Single Family | FALSE | FALSE |  |  |  | 17748.18 | 21901.2541 | Single Family_FALSE | Single Family_FALSE | Single Family_ | Single Family_ | Single Family_ | unknown | unknownSingle Family_ | unknownSingle Family_FALSE
Water_00001785 | SITE_01438 | Room_00005065 | Bathroom_1 | Bathroom | Bathroom Faucet | 2 | 3.1844 | 2 | 3.6 |  | N/A | N/A | N/A | Bag | 0.796 |  | 2.866 |  | OR | Single Family | Bathroom Faucet | 1952 | 8874.09 | Single Family | FALSE | FALSE |  |  |  | 17748.18 | 25433.1419 | Single Family_FALSE | Single Family_FALSE | Single Family_ | Single Family_ | Single Family_ | unknown | unknownSingle Family_ | unknownSingle Family_FALSE
Water_00001786 | SITE_01438 | Room_00005065 | Bathroom_1 | Bathroom | Shower | 1.5 | 1.51 | 1.5 | 1.6 |  | Primary | Daily / Almost Daily | N/A | Bag | 0.8492 |  | 1.359 |  | OR | Single Family | Shower | 1952 | 8874.09 | Single Family | TRUE | FALSE | TRUE | TRUE | TRUE | 13311.135 | 12059.8883 | Single Family_TRUE | Single Family_FALSE | Single Family_TRUE | Single Family_TRUE | Single Family_TRUE | 1.5gpm | 1.5gpmSingle Family_TRUE | 1.5gpmSingle Family_TRUE
Water_00001787 | SITE_01438 | Room_00005066 | Bathroom_2 | Bathroom | Bathroom Faucet | 7.0756 | 7.0756 |  | 8 |  | N/A | N/A | Covered by dirt | Bag | 0.796 |  | 6.368 |  | OR | Single Family | Bathroom Faucet | 1952 | 8874.09 | Single Family | FALSE | FALSE |  |  |  | 62789.1168 | 56510.2051 | Single Family_FALSE | Single Family_FALSE | Single Family_ | Single Family_ | Single Family_ | unknown | unknownSingle Family_ | unknownSingle Family_FALSE
Water_00001788 | SITE_01438 | Room_00005066 | Bathroom_2 | Bathroom | Shower | 1.5 | 1.2733 | 1.5 | 1.35 |  | Secondary | Daily / Almost Daily | N/A | Bag | 0.8492 |  | 1.146 |  | OR | Single Family | Shower | 1952 | 8874.09 | Single Family | TRUE | FALSE | TRUE | TRUE | TRUE | 13311.135 | 10169.7071 | Single Family_TRUE | Single Family_FALSE | Single Family_TRUE | Single Family_TRUE | Single Family_TRUE | 1.5gpm | 1.5gpmSingle Family_TRUE | 1.5gpmSingle Family_TRUE
Water_00001789 | SITE_01438 | Room_00005067 | Bathroom_3 | Bathroom | Bathroom Faucet | 3.1844 | 3.1844 |  | 3.6 |  | N/A | N/A | N/A | Bag | 0.796 |  | 2.866 |  | OR | Single Family | Bathroom Faucet | 1952 | 8874.09 | Single Family | FALSE | FALSE |  |  |  | 28259.0466 | 25433.1419 | Single Family_FALSE | Single Family_FALSE | Single Family_ | Single Family_ | Single Family_ | unknown | unknownSingle Family_ | unknownSingle Family_FALSE
Water_00001790 | SITE_01438 | Room_00005067 | Bathroom_3 | Bathroom | Shower | 1.5 | 1.4156 | 1.5 | 1.5 |  | Never / rarely used | A few times per year | N/A | Bag | 0.8492 |  | 1.274 |  | OR | Single Family | Shower | 1952 | 8874.09 | Single Family | TRUE | FALSE | TRUE | TRUE | TRUE | 13311.135 | 11305.5907 | Single Family_TRUE | Single Family_FALSE | Single Family_TRUE | Single Family_TRUE | Single Family_TRUE | 1.5gpm | 1.5gpmSingle Family_TRUE | 1.5gpmSingle Family_TRUE
Water_00001791 | SITE_01439 | Room_00005091 | Kitchen_1 | Kitchen | Kitchen Faucet | 1.7689 | 1.7689 |  | 2 |  | N/A | N/A | N/A | Bag | 0.796 |  | 1.592 |  | OR | Single Family | Kitchen Faucet | 1953 | 8874.09 | Single Family | FALSE | FALSE |  |  |  | 15697.2792 | 14127.5513 | Single Family_FALSE | Single Family_FALSE | Single Family_ | Single Family_ | Single Family_ | unknown | unknownSingle Family_ | unknownSingle Family_FALSE
Water_00001792 | SITE_01439 | Room_00005082 | Bathroom_1 | Bathroom | Shower | unknown |  |  | 2.5 |  | Primary | Daily / Almost Daily | N/A | Unknown |  | N/A |  | N/A | OR | Single Family | Shower | 1953 | 8874.09 | Single Family | TRUE | FALSE | FALSE | FALSE | FALSE | 0 | 0 | Single Family_TRUE | Single Family_FALSE | Single Family_FALSE | Single Family_FALSE | Single Family_FALSE | unknown | unknownSingle Family_FALSE | unknownSingle Family_TRUE
Water_00001793 | SITE_01439 | Room_00005082 | Bathroom_1 | Bathroom | Bathroom Faucet | unknown |  |  | 1 |  | N/A | N/A | N/A | Unknown |  | N/A |  | N/A | OR | Single Family | Bathroom Faucet | 1953 | 8874.09 | Single Family | FALSE | FALSE |  |  |  | 0 | 0 | Single Family_FALSE | Single Family_FALSE | Single Family_ | Single Family_ | Single Family_ | unknown | unknownSingle Family_ | unknownSingle Family_FALSE
Water_00001794 | SITE_01439 | Room_00005083 | Bathroom_2 | Bathroom | Shower | unknown |  |  | 2.5 |  | All used about the same | Daily / Almost Daily | N/A | Unknown |  | N/A |  | N/A | OR | Single Family | Shower | 1953 | 8874.09 | Single Family | TRUE | FALSE | FALSE | FALSE | FALSE | 0 | 0 | Single Family_TRUE | Single Family_FALSE | Single Family_FALSE | Single Family_FALSE | Single Family_FALSE | unknown | unknownSingle Family_FALSE | unknownSingle Family_TRUE
Water_00001795 | SITE_01439 | Room_00005083 | Bathroom_2 | Bathroom | Bathroom Faucet | unknown |  |  | 1.5 |  | N/A | N/A | N/A | Unknown |  | N/A |  | N/A | OR | Single Family | Bathroom Faucet | 1953 | 8874.09 | Single Family | FALSE | FALSE |  |  |  | 0 | 0 | Single Family_FALSE | Single Family_FALSE | Single Family_ | Single Family_ | Single Family_ | unknown | unknownSingle Family_ | unknownSingle Family_FALSE
Water_00001796 | SITE_01439 | Room_00005088 | Garage_1 | Garage | Kitchen Faucet | 1.7689 | 1.7689 |  | 2 |  | N/A | N/A | N/A | Bag | 0.796 |  | 1.592 |  | OR | Single Family | Kitchen Faucet | 1953 | 8874.09 | Single Family | FALSE | FALSE |  |  |  | 15697.2792 | 14127.5513 | Single Family_FALSE | Single Family_FALSE | Single Family_ | Single Family_ | Single Family_ | unknown | unknownSingle Family_ | unknownSingle Family_FALSE
Water_00001797 | SITE_01440 | Room_00005108 | Kitchen_1 | Kitchen | Kitchen Faucet | 1.5 | 0.88444 | 1.5 | 1 |  | N/A | N/A | N/A | Bag | 0.796 |  | 0.796 |  | OR | Single Family | Kitchen Faucet | 1954 | 8874.09 | Single Family | FALSE | FALSE |  |  |  | 13311.135 | 7063.7756 | Single Family_FALSE | Single Family_FALSE | Single Family_ | Single Family_ | Single Family_ | unknown | unknownSingle Family_ | unknownSingle Family_FALSE
Water_00001798 | SITE_01440 | Room_00005098 | Bathroom_1 | Bathroom | Bathroom Faucet | 0.88444 | 0.88444 |  | 1 |  | N/A | N/A | N/A | Bag | 0.796 |  | 0.796 |  | OR | Single Family | Bathroom Faucet | 1954 | 8874.09 | Single Family | FALSE | FALSE |  |  |  | 7848.6396 | 7063.7756 | Single Family_FALSE | Single Family_FALSE | Single Family_ | Single Family_ | Single Family_ | unknown | unknownSingle Family_ | unknownSingle Family_FALSE
Water_00001799 | SITE_01440 | Room_00005109 | Laundry_1 | Laundry | Bathroom Faucet | 1.5478 | 1.5478 |  | 1.75 |  | N/A | N/A | N/A | Bag | 0.796 |  | 1.393 |  | OR | Single Family | Bathroom Faucet | 1954 | 8874.09 | Single Family | FALSE | FALSE |  |  |  | 13735.1193 | 12361.6074 | Single Family_FALSE | Single Family_FALSE | Single Family_ | Single Family_ | Single Family_ | unknown | unknownSingle Family_ | unknownSingle Family_FALSE
Water_00001800 | SITE_01440 | Room_00005099 | Bathroom_2 | Bathroom | Bathroom Faucet | 1.5 | 1.3267 | 1.5 | 1.5 |  | N/A | N/A | N/A | Bag | 0.796 |  | 1.194 |  | OR | Single Family | Bathroom Faucet | 1954 | 8874.09 | Single Family | FALSE | FALSE |  |  |  | 13311.135 | 10595.6635 | Single Family_FALSE | Single Family_FALSE | Single Family_ | Single Family_ | Single Family_ | unknown | unknownSingle Family_ | unknownSingle Family_FALSE
Water_00001801 | SITE_01440 | Room_00005098 | Bathroom_1 | Bathroom | Shower | 1.5 |  | 1.5 | 1.2 |  | Secondary | Daily / Almost Daily | N/A | Unknown |  | N/A |  | N/A | OR | Single Family | Shower | 1954 | 8874.09 | Single Family | TRUE | FALSE | TRUE | FALSE | FALSE | 13311.135 | 0 | Single Family_TRUE | Single Family_FALSE | Single Family_TRUE | Single Family_FALSE | Single Family_FALSE | unknown | unknownSingle Family_FALSE | unknownSingle Family_TRUE
Water_00001802 | SITE_01440 | Room_00005099 | Bathroom_2 | Bathroom | Shower | unknown |  |  | 1.3 |  | Primary | Daily / Almost Daily | N/A | Unknown |  | N/A |  | N/A | OR | Single Family | Shower | 1954 | 8874.09 | Single Family | TRUE | FALSE | FALSE | FALSE | FALSE | 0 | 0 | Single Family_TRUE | Single Family_FALSE | Single Family_FALSE | Single Family_FALSE | Single Family_FALSE | unknown | unknownSingle Family_FALSE | unknownSingle Family_TRUE
Water_00001803 | SITE_01441 | Room_00005120 | Kitchen_1 | Kitchen | Kitchen Faucet | 1.8578 | 1.8578 |  | 2.1 |  | N/A | N/A | N/A | Bag | 0.796 |  | 1.672 |  | OR | Multifamily Residence | Kitchen Faucet | 1955 | 751.56 | Multifamily Residence | FALSE | FALSE |  |  |  | 1396.2315 | 1256.6083 | Multifamily Residence_FALSE | Multifamily Residence_FALSE | Multifamily Residence_ | Multifamily Residence_ | Multifamily Residence_ | unknown | unknownMultifamily Residence_ | unknownMultifamily Residence_FALSE
Water_00001804 | SITE_01441 | Room_00005116 | Bathroom_1 | Bathroom | Bathroom Faucet | 1.5 | 1.3267 | 1.5 | 1.5 |  | N/A | N/A | N/A | Bag | 0.796 |  | 1.194 |  | OR | Multifamily Residence | Bathroom Faucet | 1955 | 751.56 | Multifamily Residence | FALSE | FALSE |  |  |  | 1127.34 | 897.3626 | Multifamily Residence_FALSE | Multifamily Residence_FALSE | Multifamily Residence_ | Multifamily Residence_ | Multifamily Residence_ | unknown | unknownMultifamily Residence_ | unknownMultifamily Residence_FALSE
Water_00001805 | SITE_01441 | Room_00005116 | Bathroom_1 | Bathroom | Shower | 2.3589 | 2.3589 |  | 2.5 |  | Primary | Daily / Almost Daily | N/A | Bag | 0.8492 |  | 2.123 |  | OR | Multifamily Residence | Shower | 1955 | 751.56 | Multifamily Residence | TRUE | FALSE | TRUE | TRUE | TRUE | 1772.8465 | 1595.5619 | Multifamily Residence_TRUE | Multifamily Residence_FALSE | Multifamily Residence_TRUE | Multifamily Residence_TRUE | Multifamily Residence_TRUE | 2.5gpm | 2.5gpmMultifamily Residence_TRUE | 2.5gpmMultifamily Residence_TRUE
Water_00001806 | SITE_01442 | Room_00005131 | Laundry_1 | Laundry | Bathroom Faucet | 8.8444 | 8.8444 |  | 10 |  | N/A | N/A | Filled bag+ | Bag | 0.796 |  | 7.96 |  | OR | Single Family | Bathroom Faucet | 1956 | 8874.09 | Single Family | FALSE | FALSE |  |  |  | 78486.396 | 70637.7564 | Single Family_FALSE | Single Family_FALSE | Single Family_ | Single Family_ | Single Family_ | unknown | unknownSingle Family_ | unknownSingle Family_FALSE
Water_00001807 | SITE_01442 | Room_00005130 | Kitchen_1 | Kitchen | Kitchen Faucet | 1.15 | 1.15 |  | 1.3 |  | N/A | N/A | N/A | Bag | 0.796 |  | 1.035 |  | OR | Single Family | Kitchen Faucet | 1956 | 8874.09 | Single Family | FALSE | FALSE |  |  |  | 10205.2035 | 9184.6831 | Single Family_FALSE | Single Family_FALSE | Single Family_ | Single Family_ | Single Family_ | unknown | unknownSingle Family_ | unknownSingle Family_FALSE
Water_00001808 | SITE_01442 | Room_00005127 | Bathroom_1 | Bathroom | Bathroom Faucet | 1.5 | 1.3267 | 1.5 | 1.5 |  | N/A | N/A | N/A | Bag | 0.796 |  | 1.194 |  | OR | Single Family | Bathroom Faucet | 1956 | 8874.09 | Single Family | FALSE | FALSE |  |  |  | 13311.135 | 10595.6635 | Single Family_FALSE | Single Family_FALSE | Single Family_ | Single Family_ | Single Family_ | unknown | unknownSingle Family_ | unknownSingle Family_FALSE
Water_00001809 | SITE_01442 | Room_00005127 | Bathroom_1 | Bathroom | Shower / Bathtub combo with diverter valve | 2.5 | 2.8311 | 2.5 | 3 |  | Primary | Daily / Almost Daily | Bath faucet doesn't fully stop with diverted valve which adds more but wasn't caught by bag | Bag | 0.8492 |  | 2.548 |  | OR | Single Family | Shower | 1956 | 8874.09 | Single Family | TRUE | TRUE | TRUE | TRUE | TRUE | 22185.225 | 22611.1813 | Single Family_TRUE | Single Family_TRUE | Single Family_TRUE | Single Family_TRUE | Single Family_TRUE | 2.5gpm | 2.5gpmSingle Family_TRUE | 2.5gpmSingle Family_TRUE
Water_00001810 | SITE_01443 | Room_00005137 | Bathroom_1 | Bathroom | Bathroom Faucet | 1.68 | 1.68 |  | 1.9 |  | N/A | N/A | Not visible | Bag | 0.796 |  | 1.512 |  | OR | Single Family | Bathroom Faucet | 1957 | 8874.09 | Single Family | FALSE | FALSE |  |  |  | 14908.4712 | 13417.6241 | Single Family_FALSE | Single Family_FALSE | Single Family_ | Single Family_ | Single Family_ | unknown | unknownSingle Family_ | unknownSingle Family_FALSE
Water_00001811 | SITE_01443 | Room_00005137 | Bathroom_1 | Bathroom | Shower / Bathtub combo with diverter valve | 2.5 | 2.4533 | 2.5 | 2.6 |  | Never / rarely used | A few times per year | Big waterfall head | Bag | 0.8492 |  | 2.208 |  | OR | Single Family | Shower | 1957 | 8874.09 | Single Family | TRUE | TRUE | TRUE | TRUE | TRUE | 22185.225 | 19593.9907 | Single Family_TRUE | Single Family_TRUE | Single Family_TRUE | Single Family_TRUE | Single Family_TRUE | 2.5gpm | 2.5gpmSingle Family_TRUE | 2.5gpmSingle Family_TRUE
Water_00001812 | SITE_01443 | Room_00005138 | Bathroom_2 | Bathroom | Shower | 2.5 | 2.3589 | 2.5 | 2.5 |  | Primary | Daily / Almost Daily | Two shower heads | Bag | 0.8492 |  | 2.123 |  | OR | Single Family | Shower | 1957 | 8874.09 | Single Family | TRUE | FALSE | TRUE | TRUE | TRUE | 22185.225 | 18839.6931 | Single Family_TRUE | Single Family_FALSE | Single Family_TRUE | Single Family_TRUE | Single Family_TRUE | 2.5gpm | 2.5gpmSingle Family_TRUE | 2.5gpmSingle Family_TRUE
Water_00001813 | SITE_01443 | Room_00005138 | Bathroom_2 | Bathroom | Shower | 2.5 | 2.2644 | 2.5 | 2.4 |  | Primary | Daily / Almost Daily | Two shower heads | Bag | 0.8492 |  | 2.038 |  | OR | Single Family | Shower | 1957 | 8874.09 | Single Family | TRUE | FALSE | TRUE | TRUE | TRUE | 22185.225 | 18085.3954 | Single Family_TRUE | Single Family_FALSE | Single Family_TRUE | Single Family_TRUE | Single Family_TRUE | 2.5gpm | 2.5gpmSingle Family_TRUE | 2.5gpmSingle Family_TRUE
Water_00001814 | SITE_01443 | Room_00005138 | Bathroom_2 | Bathroom | Bathroom Faucet | 1.7689 | 1.7689 |  | 2 |  | N/A | N/A | N/A | Bag | 0.796 |  | 1.592 |  | OR | Single Family | Bathroom Faucet | 1957 | 8874.09 | Single Family | FALSE | FALSE |  |  |  | 15697.2792 | 14127.5513 | Single Family_FALSE | Single Family_FALSE | Single Family_ | Single Family_ | Single Family_ | unknown | unknownSingle Family_ | unknownSingle Family_FALSE
Water_00001815 | SITE_01443 | Room_00005138 | Bathroom_2 | Bathroom | Bathroom Faucet | 1.8578 | 1.8578 |  | 2.1 |  | N/A | N/A | N/A | Bag | 0.796 |  | 1.672 |  | OR | Single Family | Bathroom Faucet | 1957 | 8874.09 | Single Family | FALSE | FALSE |  |  |  | 16486.0872 | 14837.4785 | Single Family_FALSE | Single Family_FALSE | Single Family_ | Single Family_ | Single Family_ | unknown | unknownSingle Family_ | unknownSingle Family_FALSE
Water_00001816 | SITE_01443 | Room_00005150 | Kitchen_1 | Kitchen | Kitchen Faucet | 1.7689 | 1.7689 |  | 2 |  | N/A | N/A | N/A | Bag | 0.796 |  | 1.592 |  | OR | Single Family | Kitchen Faucet | 1957 | 8874.09 | Single Family | FALSE | FALSE |  |  |  | 15697.2792 | 14127.5513 | Single Family_FALSE | Single Family_FALSE | Single Family_ | Single Family_ | Single Family_ | unknown | unknownSingle Family_ | unknownSingle Family_FALSE
Water_00001817 | SITE_01443 | Room_00005143 | Bedroom_4 | Bedroom | Bathroom Faucet | 2 | 1.68 | 2 | 1.9 |  | N/A | N/A | N/A | Bag | 0.796 |  | 1.512 |  | OR | Single Family | Bathroom Faucet | 1957 | 8874.09 | Single Family | FALSE | FALSE |  |  |  | 17748.18 | 13417.6241 | Single Family_FALSE | Single Family_FALSE | Single Family_ | Single Family_ | Single Family_ | unknown | unknownSingle Family_ | unknownSingle Family_FALSE
Water_00001818 | SITE_01443 | Room_00005139 | Bathroom_3 | Bathroom | Shower | 2.5 | 2.17 | 2.5 | 2.3 |  | Never / rarely used | A few times per year | N/A | Bag | 0.8492 |  | 1.953 |  | OR | Single Family | Shower | 1957 | 8874.09 | Single Family | TRUE | FALSE | TRUE | TRUE | TRUE | 22185.225 | 17331.0978 | Single Family_TRUE | Single Family_FALSE | Single Family_TRUE | Single Family_TRUE | Single Family_TRUE | 2.5gpm | 2.5gpmSingle Family_TRUE | 2.5gpmSingle Family_TRUE
Water_00001819 | SITE_01444 | Room_00005168 | Kitchen_1 | Kitchen | Kitchen Faucet | 2.2 |  | 2.2 | 3.1 |  | N/A | N/A | N/A | Unknown |  | N/A |  | N/A | OR | Single Family | Kitchen Faucet | 1958 | 3405.58 | Single Family | FALSE | FALSE |  |  |  | 7492.276 | 0 | Single Family_FALSE | Single Family_FALSE | Single Family_ | Single Family_ | Single Family_ | unknown | unknownSingle Family_ | unknownSingle Family_FALSE
Water_00001820 | SITE_01444 | Room_00005154 | Bathroom_1 | Bathroom | Bathroom Faucet | unknown |  |  | 1.9 |  | N/A | N/A | N/A | Unknown |  | N/A |  | N/A | OR | Single Family | Bathroom Faucet | 1958 | 3405.58 | Single Family | FALSE | FALSE |  |  |  | 0 | 0 | Single Family_FALSE | Single Family_FALSE | Single Family_ | Single Family_ | Single Family_ | unknown | unknownSingle Family_ | unknownSingle Family_FALSE
Water_00001821 | SITE_01444 | Room_00005154 | Bathroom_1 | Bathroom | Shower | 2.5 |  | 2.5 | 2.3 |  | Primary | Daily / Almost Daily | N/A | Unknown |  | N/A |  | N/A | OR | Single Family | Shower | 1958 | 3405.58 | Single Family | TRUE | FALSE | TRUE | FALSE | FALSE | 8513.95 | 0 | Single Family_TRUE | Single Family_FALSE | Single Family_TRUE | Single Family_FALSE | Single Family_FALSE | unknown | unknownSingle Family_FALSE | unknownSingle Family_TRUE
Water_00001822 | SITE_01444 | Room_00005155 | Bathroom_2 | Bathroom | Bathroom Faucet | unknown |  |  | 2.2 |  | N/A | N/A | N/A | Unknown |  | N/A |  | N/A | OR | Single Family | Bathroom Faucet | 1958 | 3405.58 | Single Family | FALSE | FALSE |  |  |  | 0 | 0 | Single Family_FALSE | Single Family_FALSE | Single Family_ | Single Family_ | Single Family_ | unknown | unknownSingle Family_ | unknownSingle Family_FALSE
Water_00001823 | SITE_01444 | Room_00005155 | Bathroom_2 | Bathroom | Shower | 2.5 |  | 2.5 | 2.7 |  | Secondary | A few times per year | N/A | Unknown |  | N/A |  | N/A | OR | Single Family | Shower | 1958 | 3405.58 | Single Family | TRUE | FALSE | TRUE | FALSE | FALSE | 8513.95 | 0 | Single Family_TRUE | Single Family_FALSE | Single Family_TRUE | Single Family_FALSE | Single Family_FALSE | unknown | unknownSingle Family_FALSE | unknownSingle Family_TRUE
Water_00001824 | SITE_01444 | Room_00005156 | Bathroom_3 | Bathroom | Bathroom Faucet | 2 |  | 2 | 2.7 |  | N/A | N/A | N/A | Unknown |  | N/A |  | N/A | OR | Single Family | Bathroom Faucet | 1958 | 3405.58 | Single Family | FALSE | FALSE |  |  |  | 6811.16 | 0 | Single Family_FALSE | Single Family_FALSE | Single Family_ | Single Family_ | Single Family_ | unknown | unknownSingle Family_ | unknownSingle Family_FALSE
Water_00001825 | SITE_01444 | Room_00005156 | Bathroom_3 | Bathroom | Shower / Bathtub combo with diverter valve | 1.6 |  | 1.6 | 2 |  | Primary | Daily / Almost Daily | N/A | Unknown |  | N/A |  | N/A | OR | Single Family | Shower | 1958 | 3405.58 | Single Family | TRUE | TRUE | TRUE | FALSE | FALSE | 5448.928 | 0 | Single Family_TRUE | Single Family_TRUE | Single Family_TRUE | Single Family_FALSE | Single Family_FALSE | unknown | unknownSingle Family_FALSE | unknownSingle Family_TRUE
Water_00001826 | SITE_01445 | Room_00005176 | Bathroom_1 | Bathroom | Bathroom Faucet | 1 | 0.70778 | 1 | 0.8 |  | N/A | N/A | N/A | Bag | 0.796 |  | 0.637 |  | OR | Single Family | Bathroom Faucet | 1959 | 8874.09 | Single Family | FALSE | FALSE |  |  |  | 8874.09 | 5652.7953 | Single Family_FALSE | Single Family_FALSE | Single Family_ | Single Family_ | Single Family_ | unknown | unknownSingle Family_ | unknownSingle Family_FALSE
Water_00001827 | SITE_01445 | Room_00005176 | Bathroom_1 | Bathroom | Shower / Bathtub combo with diverter valve | 2.5 |  | 2.5 | 2 |  | Secondary | Daily / Almost Daily | N/A | Unknown |  | N/A |  | N/A | OR | Single Family | Shower | 1959 | 8874.09 | Single Family | TRUE | TRUE | TRUE | FALSE | FALSE | 22185.225 | 0 | Single Family_TRUE | Single Family_TRUE | Single Family_TRUE | Single Family_FALSE | Single Family_FALSE | unknown | unknownSingle Family_FALSE | unknownSingle Family_TRUE
Water_00001828 | SITE_01445 | Room_00005191 | Kitchen_1 | Kitchen | Kitchen Faucet | 1.5 | 1.15 | 1.5 | 1.3 |  | N/A | N/A | Low pressure | Bag | 0.796 |  | 1.035 |  | OR | Single Family | Kitchen Faucet | 1959 | 8874.09 | Single Family | FALSE | FALSE |  |  |  | 13311.135 | 9184.6831 | Single Family_FALSE | Single Family_FALSE | Single Family_ | Single Family_ | Single Family_ | unknown | unknownSingle Family_ | unknownSingle Family_FALSE
Water_00001829 | SITE_01445 | Room_00005177 | Bathroom_2 | Bathroom | Bathroom Faucet | 2.2 | 1.5922 | 2.2 | 1.8 |  | N/A | N/A | N/A | Bag | 0.796 |  | 1.433 |  | OR | Single Family | Bathroom Faucet | 1959 | 8874.09 | Single Family | FALSE | FALSE |  |  |  | 19522.998 | 12716.571 | Single Family_FALSE | Single Family_FALSE | Single Family_ | Single Family_ | Single Family_ | unknown | unknownSingle Family_ | unknownSingle Family_FALSE
Water_00001830 | SITE_01445 | Room_00005177 | Bathroom_2 | Bathroom | Bathroom Faucet | 2.2 | 1.3267 | 2.2 | 1.5 |  | N/A | N/A | N/A | Bag | 0.796 |  | 1.194 |  | OR | Single Family | Bathroom Faucet | 1959 | 8874.09 | Single Family | FALSE | FALSE |  |  |  | 19522.998 | 10595.6635 | Single Family_FALSE | Single Family_FALSE | Single Family_ | Single Family_ | Single Family_ | unknown | unknownSingle Family_ | unknownSingle Family_FALSE
Water_00001831 | SITE_01445 | Room_00005177 | Bathroom_2 | Bathroom | Shower / Bathtub combo with diverter valve | 1.8 |  | 1.8 | 1.4 |  | Primary | Unknown | N/A | Unknown |  | N/A |  | N/A | OR | Single Family | Shower | 1959 | 8874.09 | Single Family | TRUE | TRUE | TRUE | FALSE | FALSE | 15973.362 | 0 | Single Family_TRUE | Single Family_TRUE | Single Family_TRUE | Single Family_FALSE | Single Family_FALSE | unknown | unknownSingle Family_FALSE | unknownSingle Family_TRUE
Water_00001832 | SITE_01446 | Room_00005209 | Kitchen_1 | Kitchen | Kitchen Faucet | unknown |  |  | 1.5 |  | N/A | N/A | N/A | Unknown |  | N/A |  | N/A | OR | Single Family | Kitchen Faucet | 1960 | 8874.09 | Single Family | FALSE | FALSE |  |  |  | 0 | 0 | Single Family_FALSE | Single Family_FALSE | Single Family_ | Single Family_ | Single Family_ | unknown | unknownSingle Family_ | unknownSingle Family_FALSE
Water_00001833 | SITE_01446 | Room_00005198 | Bathroom_1 | Bathroom | Bathroom Faucet | 1.5 |  | 1.5 | 1.25 |  | N/A | N/A | N/A | Unknown |  | N/A |  | N/A | OR | Single Family | Bathroom Faucet | 1960 | 8874.09 | Single Family | FALSE | FALSE |  |  |  | 13311.135 | 0 | Single Family_FALSE | Single Family_FALSE | Single Family_ | Single Family_ | Single Family_ | unknown | unknownSingle Family_ | unknownSingle Family_FALSE
Water_00001834 | SITE_01446 | Room_00005199 | Bathroom_2 | Bathroom | Bathroom Faucet | unknown |  |  |  | Unknown | N/A | N/A | N/A | Unknown |  | N/A |  | N/A | OR | Single Family | Bathroom Faucet | 1960 | 8874.09 | Single Family | FALSE | FALSE |  |  |  | 0 | 0 | Single Family_FALSE | Single Family_FALSE | Single Family_ | Single Family_ | Single Family_ | unknown | unknownSingle Family_ | unknownSingle Family_FALSE
Water_00001835 | SITE_01446 | Room_00005199 | Bathroom_2 | Bathroom | Shower | unknown |  |  |  | Unknown | All used about the same | Unknown | N/A | Unknown |  | N/A |  | N/A | OR | Single Family | Shower | 1960 | 8874.09 | Single Family | TRUE | FALSE | FALSE | FALSE | FALSE | 0 | 0 | Single Family_TRUE | Single Family_FALSE | Single Family_FALSE | Single Family_FALSE | Single Family_FALSE | unknown | unknownSingle Family_FALSE | unknownSingle Family_TRUE
Water_00001836 | SITE_01446 | Room_00005200 | Bathroom_3 | Bathroom | Bathroom Faucet | 2.2 |  | 2.2 | 1.5 |  | N/A | N/A | N/A | Unknown |  | N/A |  | N/A | OR | Single Family | Bathroom Faucet | 1960 | 8874.09 | Single Family | FALSE | FALSE |  |  |  | 19522.998 | 0 | Single Family_FALSE | Single Family_FALSE | Single Family_ | Single Family_ | Single Family_ | unknown | unknownSingle Family_ | unknownSingle Family_FALSE
Water_00001837 | SITE_01446 | Room_00005200 | Bathroom_3 | Bathroom | Shower / Bathtub combo with diverter valve | unknown |  |  | 1.5 |  | All used about the same | Daily / Almost Daily | N/A | Unknown |  | N/A |  | N/A | OR | Single Family | Shower | 1960 | 8874.09 | Single Family | TRUE | TRUE | FALSE | FALSE | FALSE | 0 | 0 | Single Family_TRUE | Single Family_TRUE | Single Family_FALSE | Single Family_FALSE | Single Family_FALSE | unknown | unknownSingle Family_FALSE | unknownSingle Family_TRUE
Water_00001838 | SITE_01447 | Room_00005214 | Bathroom_1 | Bathroom | Shower / Bathtub combo with diverter valve | unknown |  |  |  | Unknown | Primary | Unknown | N/A | Bag | 0.8492 |  |  | Unknown | OR | Single Family | Shower | 1961 | 8874.09 | Single Family | TRUE | TRUE | FALSE | FALSE | FALSE | 0 | 0 | Single Family_TRUE | Single Family_TRUE | Single Family_FALSE | Single Family_FALSE | Single Family_FALSE | unknown | unknownSingle Family_FALSE | unknownSingle Family_TRUE
Water_00001839 | SITE_01447 | Room_00005214 | Bathroom_1 | Bathroom | Bathroom Faucet | unknown |  |  |  | Unknown | N/A | N/A | N/A | Bag | 0.796 |  |  | Unknown | OR | Single Family | Bathroom Faucet | 1961 | 8874.09 | Single Family | FALSE | FALSE |  |  |  | 0 | 0 | Single Family_FALSE | Single Family_FALSE | Single Family_ | Single Family_ | Single Family_ | unknown | unknownSingle Family_ | unknownSingle Family_FALSE
Water_00001840 | SITE_01447 | Room_00005215 | Bathroom_2 | Bathroom | Shower / Bathtub combo with diverter valve | unknown |  |  |  | Unknown | Secondary | Unknown | N/A | Bag | 0.8492 |  |  | Unknown | OR | Single Family | Shower | 1961 | 8874.09 | Single Family | TRUE | TRUE | FALSE | FALSE | FALSE | 0 | 0 | Single Family_TRUE | Single Family_TRUE | Single Family_FALSE | Single Family_FALSE | Single Family_FALSE | unknown | unknownSingle Family_FALSE | unknownSingle Family_TRUE
Water_00001841 | SITE_01447 | Room_00005215 | Bathroom_2 | Bathroom | Bathroom Faucet | unknown |  |  |  | Unknown | N/A | N/A | N/A | Bag | 0.796 |  |  | Unknown | OR | Single Family | Bathroom Faucet | 1961 | 8874.09 | Single Family | FALSE | FALSE |  |  |  | 0 | 0 | Single Family_FALSE | Single Family_FALSE | Single Family_ | Single Family_ | Single Family_ | unknown | unknownSingle Family_ | unknownSingle Family_FALSE
Water_00001842 | SITE_01448 | Room_00005229 | Kitchen_1 | Kitchen | Kitchen Faucet | 1.8 | 1.68 | 1.8 | 1.9 |  | N/A | N/A | N/A | Bag | 0.796 |  | 1.512 |  | OR | Multifamily Residence | Kitchen Faucet | 1962 | 4053.65 | Multifamily Residence | FALSE | FALSE |  |  |  | 7296.57 | 6129.1188 | Multifamily Residence_FALSE | Multifamily Residence_FALSE | Multifamily Residence_ | Multifamily Residence_ | Multifamily Residence_ | unknown | unknownMultifamily Residence_ | unknownMultifamily Residence_FALSE
Water_00001843 | SITE_01448 | Room_00005225 | Bathroom_1 | Bathroom | Bathroom Faucet | 1.7689 | 1.7689 |  | 2 |  | N/A | N/A | N/A | Bag | 0.796 |  | 1.592 |  | OR | Multifamily Residence | Bathroom Faucet | 1962 | 4053.65 | Multifamily Residence | FALSE | FALSE |  |  |  | 7170.4564 | 6453.4108 | Multifamily Residence_FALSE | Multifamily Residence_FALSE | Multifamily Residence_ | Multifamily Residence_ | Multifamily Residence_ | unknown | unknownMultifamily Residence_ | unknownMultifamily Residence_FALSE
Water_00001844 | SITE_01448 | Room_00005225 | Bathroom_1 | Bathroom | Shower / Bathtub combo with diverter valve | unknown |  |  | 2.6 |  | Primary | Daily / Almost Daily | N/A | Unknown |  | N/A |  | N/A | OR | Multifamily Residence | Shower | 1962 | 4053.65 | Multifamily Residence | TRUE | TRUE | FALSE | FALSE | FALSE | 0 | 0 | Multifamily Residence_TRUE | Multifamily Residence_TRUE | Multifamily Residence_FALSE | Multifamily Residence_FALSE | Multifamily Residence_FALSE | unknown | unknownMultifamily Residence_FALSE | unknownMultifamily Residence_TRUE
Water_00001845 | SITE_01449 | Room_00005245 | Kitchen_1 | Kitchen | Kitchen Faucet | 0.88444 | 0.88444 |  | 1 |  | N/A | N/A | N/A | Bag | 0.796 |  | 0.796 |  | OR | Single Family | Kitchen Faucet | 1963 | 8874.09 | Single Family | FALSE | FALSE |  |  |  | 7848.6396 | 7063.7756 | Single Family_FALSE | Single Family_FALSE | Single Family_ | Single Family_ | Single Family_ | unknown | unknownSingle Family_ | unknownSingle Family_FALSE
Water_00001846 | SITE_01449 | Room_00005246 | Laundry_1 | Laundry | Bathroom Faucet | 2.6533 | 2.6533 |  | 3 |  | N/A | N/A | N/A | Bag | 0.796 |  | 2.388 |  | OR | Single Family | Bathroom Faucet | 1963 | 8874.09 | Single Family | FALSE | FALSE |  |  |  | 23545.9188 | 21191.3269 | Single Family_FALSE | Single Family_FALSE | Single Family_ | Single Family_ | Single Family_ | unknown | unknownSingle Family_ | unknownSingle Family_FALSE
Water_00001847 | SITE_01449 | Room_00005237 | Bathroom_1 | Bathroom | Shower | 2.8311 | 2.8311 |  | 3 |  | Secondary | A few times per month | N/A | Bag | 0.8492 |  | 2.548 |  | OR | Single Family | Shower | 1963 | 8874.09 | Single Family | TRUE | FALSE | TRUE | TRUE | TRUE | 25123.5348 | 22611.1813 | Single Family_TRUE | Single Family_FALSE | Single Family_TRUE | Single Family_TRUE | Single Family_TRUE | gt2.5gpm | gt2.5gpmSingle Family_TRUE | gt2.5gpmSingle Family_TRUE
Water_00001848 | SITE_01449 | Room_00005238 | Bathroom_2 | Bathroom | Bathroom Faucet | 1.7689 | 1.7689 |  | 2 |  | N/A | N/A | N/A | Bag | 0.796 |  | 1.592 |  | OR | Single Family | Bathroom Faucet | 1963 | 8874.09 | Single Family | FALSE | FALSE |  |  |  | 15697.2792 | 14127.5513 | Single Family_FALSE | Single Family_FALSE | Single Family_ | Single Family_ | Single Family_ | unknown | unknownSingle Family_ | unknownSingle Family_FALSE
Water_00001849 | SITE_01450 | Room_00005252 | Bathroom_6 | Bathroom | Bathroom Faucet | unknown |  |  | 5 |  | N/A | N/A | N/A | Unknown |  | N/A |  | N/A | OR | Single Family | Bathroom Faucet | 1964 | 8874.09 | Single Family | FALSE | FALSE |  |  |  | 0 | 0 | Single Family_FALSE | Single Family_FALSE | Single Family_ | Single Family_ | Single Family_ | unknown | unknownSingle Family_ | unknownSingle Family_FALSE
Water_00001850 | SITE_01450 | Room_00005252 | Bathroom_6 | Bathroom | Shower / Bathtub combo with diverter valve | unknown |  |  | 5 |  | Primary | Daily / Almost Daily | N/A | Unknown |  | N/A |  | N/A | OR | Single Family | Shower | 1964 | 8874.09 | Single Family | TRUE | TRUE | FALSE | FALSE | FALSE | 0 | 0 | Single Family_TRUE | Single Family_TRUE | Single Family_FALSE | Single Family_FALSE | Single Family_FALSE | unknown | unknownSingle Family_FALSE | unknownSingle Family_TRUE
Water_00001851 | SITE_01450 | Room_00005255 | Kitchen_1 | Kitchen | Kitchen Faucet | 1.5 |  | 1.5 | 1.5 |  | N/A | N/A | N/A | Unknown |  | N/A |  | N/A | OR | Single Family | Kitchen Faucet | 1964 | 8874.09 | Single Family | FALSE | FALSE |  |  |  | 13311.135 | 0 | Single Family_FALSE | Single Family_FALSE | Single Family_ | Single Family_ | Single Family_ | unknown | unknownSingle Family_ | unknownSingle Family_FALSE
Water_00001852 | SITE_01451 | Room_00005267 | Kitchen_1 | Kitchen | Kitchen Faucet | unknown |  |  | 2.1 |  | N/A | N/A | N/A | Unknown |  | N/A |  | N/A | OR | Single Family | Kitchen Faucet | 1965 | 3405.58 | Single Family | FALSE | FALSE |  |  |  | 0 | 0 | Single Family_FALSE | Single Family_FALSE | Single Family_ | Single Family_ | Single Family_ | unknown | unknownSingle Family_ | unknownSingle Family_FALSE
Water_00001853 | SITE_01451 | Room_00005259 | Bathroom_1 | Bathroom | Bathroom Faucet | unknown |  |  | 2.3 |  | N/A | N/A | N/A | Unknown |  | N/A |  | N/A | OR | Single Family | Bathroom Faucet | 1965 | 3405.58 | Single Family | FALSE | FALSE |  |  |  | 0 | 0 | Single Family_FALSE | Single Family_FALSE | Single Family_ | Single Family_ | Single Family_ | unknown | unknownSingle Family_ | unknownSingle Family_FALSE
Water_00001854 | SITE_01451 | Room_00005259 | Bathroom_1 | Bathroom | Shower / Bathtub combo with diverter valve | 2.5 |  | 2.5 | 2.6 |  | Primary | Daily / Almost Daily | N/A | Unknown |  | N/A |  | N/A | OR | Single Family | Shower | 1965 | 3405.58 | Single Family | TRUE | TRUE | TRUE | FALSE | FALSE | 8513.95 | 0 | Single Family_TRUE | Single Family_TRUE | Single Family_TRUE | Single Family_FALSE | Single Family_FALSE | unknown | unknownSingle Family_FALSE | unknownSingle Family_TRUE
Water_00001855 | SITE_01452 | Room_00005286 | Laundry_1 | Laundry | Kitchen Faucet | unknown |  |  | 2.2 |  | N/A | N/A | N/A | Unknown |  | N/A |  | N/A | OR | Single Family | Kitchen Faucet | 1966 | 3405.58 | Single Family | FALSE | FALSE |  |  |  | 0 | 0 | Single Family_FALSE | Single Family_FALSE | Single Family_ | Single Family_ | Single Family_ | unknown | unknownSingle Family_ | unknownSingle Family_FALSE
Water_00001856 | SITE_01452 | Room_00005270 | Bathroom_1 | Bathroom | Bathroom Faucet | 1.5922 | 1.5922 |  | 1.8 |  | N/A | N/A | N/A | Bag | 0.796 |  | 1.433 |  | OR | Single Family | Bathroom Faucet | 1966 | 3405.58 | Single Family | FALSE | FALSE |  |  |  | 5422.4402 | 4880.1961 | Single Family_FALSE | Single Family_FALSE | Single Family_ | Single Family_ | Single Family_ | unknown | unknownSingle Family_ | unknownSingle Family_FALSE
Water_00001857 | SITE_01452 | Room_00005270 | Bathroom_1 | Bathroom | Shower | 3.1067 | 3.1067 |  | 3 |  | Secondary | A few times per year | N/A | Weir | 0.932 |  | 2.796 |  | OR | Single Family | Shower | 1966 | 3405.58 | Single Family | TRUE | FALSE | TRUE | TRUE | TRUE | 10580.0019 | 9522.0017 | Single Family_TRUE | Single Family_FALSE | Single Family_TRUE | Single Family_TRUE | Single Family_TRUE | gt2.5gpm | gt2.5gpmSingle Family_TRUE | gt2.5gpmSingle Family_TRUE
Water_00001858 | SITE_01452 | Room_00005285 | Kitchen_1 | Kitchen | Kitchen Faucet | 1.8 |  | 1.8 | 1.8 |  | N/A | N/A | N/A | Unknown |  | N/A |  | N/A | OR | Single Family | Kitchen Faucet | 1966 | 3405.58 | Single Family | FALSE | FALSE |  |  |  | 6130.044 | 0 | Single Family_FALSE | Single Family_FALSE | Single Family_ | Single Family_ | Single Family_ | unknown | unknownSingle Family_ | unknownSingle Family_FALSE
Water_00001859 | SITE_01452 | Room_00005285 | Kitchen_1 | Kitchen | Kitchen Faucet | unknown |  |  | 1.2 |  | N/A | N/A | N/A | Unknown |  | N/A |  | N/A | OR | Single Family | Kitchen Faucet | 1966 | 3405.58 | Single Family | FALSE | FALSE |  |  |  | 0 | 0 | Single Family_FALSE | Single Family_FALSE | Single Family_ | Single Family_ | Single Family_ | unknown | unknownSingle Family_ | unknownSingle Family_FALSE
Water_00001860 | SITE_01452 | Room_00005271 | Bathroom_2 | Bathroom | Bathroom Faucet | 2.2 | 1.9456 | 2.2 | 2.2 |  | N/A | N/A | N/A | Bag | 0.796 |  | 1.751 |  | OR | Single Family | Bathroom Faucet | 1966 | 3405.58 | Single Family | FALSE | FALSE |  |  |  | 7492.276 | 5963.1706 | Single Family_FALSE | Single Family_FALSE | Single Family_ | Single Family_ | Single Family_ | unknown | unknownSingle Family_ | unknownSingle Family_FALSE
Water_00001861 | SITE_01452 | Room_00005271 | Bathroom_2 | Bathroom | Bathroom Faucet | 2.2 | 1.9456 | 2.2 | 2.2 |  | N/A | N/A | N/A | Bag | 0.796 |  | 1.751 |  | OR | Single Family | Bathroom Faucet | 1966 | 3405.58 | Single Family | FALSE | FALSE |  |  |  | 7492.276 | 5963.1706 | Single Family_FALSE | Single Family_FALSE | Single Family_ | Single Family_ | Single Family_ | unknown | unknownSingle Family_ | unknownSingle Family_FALSE
Water_00001862 | SITE_01452 | Room_00005271 | Bathroom_2 | Bathroom | Shower / Bathtub combo with diverter valve | 2.7956 | 2.7956 |  | 2.7 |  | Secondary | Daily / Almost Daily | N/A | Weir | 0.932 |  | 2.516 |  | OR | Single Family | Shower | 1966 | 3405.58 | Single Family | TRUE | TRUE | TRUE | TRUE | TRUE | 9520.4881 | 8568.4393 | Single Family_TRUE | Single Family_TRUE | Single Family_TRUE | Single Family_TRUE | Single Family_TRUE | gt2.5gpm | gt2.5gpmSingle Family_TRUE | gt2.5gpmSingle Family_TRUE
Water_00001863 | SITE_01452 | Room_00005272 | Bathroom_3 | Bathroom | Bathroom Faucet | 1.3267 | 1.3267 |  | 1.5 |  | N/A | N/A | N/A | Bag | 0.796 |  | 1.194 |  | OR | Single Family | Bathroom Faucet | 1966 | 3405.58 | Single Family | FALSE | FALSE |  |  |  | 4518.0695 | 4066.2625 | Single Family_FALSE | Single Family_FALSE | Single Family_ | Single Family_ | Single Family_ | unknown | unknownSingle Family_ | unknownSingle Family_FALSE
Water_00001864 | SITE_01452 | Room_00005272 | Bathroom_3 | Bathroom | Bathroom Faucet | 1.3267 | 1.3267 |  | 1.5 |  | N/A | N/A | N/A | Bag | 0.796 |  | 1.194 |  | OR | Single Family | Bathroom Faucet | 1966 | 3405.58 | Single Family | FALSE | FALSE |  |  |  | 4518.0695 | 4066.2625 | Single Family_FALSE | Single Family_FALSE | Single Family_ | Single Family_ | Single Family_ | unknown | unknownSingle Family_ | unknownSingle Family_FALSE
Water_00001865 | SITE_01452 | Room_00005272 | Bathroom_3 | Bathroom | Shower | unknown |  |  |  | Unknown | Primary | Daily / Almost Daily | Could not access | Weir | 0.932 |  |  | Unknown | OR | Single Family | Shower | 1966 | 3405.58 | Single Family | TRUE | FALSE | FALSE | FALSE | FALSE | 0 | 0 | Single Family_TRUE | Single Family_FALSE | Single Family_FALSE | Single Family_FALSE | Single Family_FALSE | unknown | unknownSingle Family_FALSE | unknownSingle Family_TRUE
Water_00001866 | SITE_01452 | Room_00005272 | Bathroom_3 | Bathroom | Shower | unknown |  |  |  | Unknown | Primary | Daily / Almost Daily | Could not access | Weir | 0.932 |  |  | Unknown | OR | Single Family | Shower | 1966 | 3405.58 | Single Family | TRUE | FALSE | FALSE | FALSE | FALSE | 0 | 0 | Single Family_TRUE | Single Family_FALSE | Single Family_FALSE | Single Family_FALSE | Single Family_FALSE | unknown | unknownSingle Family_FALSE | unknownSingle Family_TRUE
Water_00001867 | SITE_01453 | Room_00005292 | Bathroom_2 | Bathroom | Bathroom Faucet | 2.2 |  | 2.2 | 2 |  | N/A | N/A | N/A | Unknown |  | N/A |  | N/A | OR | Single Family | Bathroom Faucet | 1967 | 8874.09 | Single Family | FALSE | FALSE |  |  |  | 19522.998 | 0 | Single Family_FALSE | Single Family_FALSE | Single Family_ | Single Family_ | Single Family_ | unknown | unknownSingle Family_ | unknownSingle Family_FALSE
Water_00001868 | SITE_01453 | Room_00005292 | Bathroom_2 | Bathroom | Shower | unknown |  |  |  | Unknown | Secondary | Daily / Almost Daily | Shower head too big for flow bucket. | Unknown |  | N/A |  | N/A | OR | Single Family | Shower | 1967 | 8874.09 | Single Family | TRUE | FALSE | FALSE | FALSE | FALSE | 0 | 0 | Single Family_TRUE | Single Family_FALSE | Single Family_FALSE | Single Family_FALSE | Single Family_FALSE | unknown | unknownSingle Family_FALSE | unknownSingle Family_TRUE
Water_00001869 | SITE_01453 | Room_00005293 | Bathroom_3 | Bathroom | Bathroom Faucet | 2.2 |  | 2.2 | 1 |  | N/A | N/A | N/A | Unknown |  | N/A |  | N/A | OR | Single Family | Bathroom Faucet | 1967 | 8874.09 | Single Family | FALSE | FALSE |  |  |  | 19522.998 | 0 | Single Family_FALSE | Single Family_FALSE | Single Family_ | Single Family_ | Single Family_ | unknown | unknownSingle Family_ | unknownSingle Family_FALSE
Water_00001870 | SITE_01453 | Room_00005291 | Bathroom_1 | Bathroom | Bathroom Faucet | 2.2 |  | 2.2 | 1 |  | N/A | N/A | N/A | Unknown |  | N/A |  | N/A | OR | Single Family | Bathroom Faucet | 1967 | 8874.09 | Single Family | FALSE | FALSE |  |  |  | 19522.998 | 0 | Single Family_FALSE | Single Family_FALSE | Single Family_ | Single Family_ | Single Family_ | unknown | unknownSingle Family_ | unknownSingle Family_FALSE
Water_00001871 | SITE_01453 | Room_00005291 | Bathroom_1 | Bathroom | Shower | unknown |  |  |  | Unknown | Primary | Daily / Almost Daily | Shower head too big for flow bucket. | Unknown |  | N/A |  | N/A | OR | Single Family | Shower | 1967 | 8874.09 | Single Family | TRUE | FALSE | FALSE | FALSE | FALSE | 0 | 0 | Single Family_TRUE | Single Family_FALSE | Single Family_FALSE | Single Family_FALSE | Single Family_FALSE | unknown | unknownSingle Family_FALSE | unknownSingle Family_TRUE
Water_00001872 | SITE_01453 | Room_00005307 | Kitchen_1 | Kitchen | Kitchen Faucet | 3.0956 | 3.0956 |  | 3.5 |  | N/A | N/A | N/A | Bag | 0.796 |  | 2.786 |  | OR | Single Family | Kitchen Faucet | 1967 | 8874.09 | Single Family | FALSE | FALSE |  |  |  | 27470.2386 | 24723.2147 | Single Family_FALSE | Single Family_FALSE | Single Family_ | Single Family_ | Single Family_ | unknown | unknownSingle Family_ | unknownSingle Family_FALSE
Water_00001873 | SITE_01454 | Room_00005328 | Kitchen_1 | Kitchen | Kitchen Faucet | unknown |  |  | 2.2 |  | N/A | N/A | N/A | Unknown |  | N/A |  | N/A | OR | Single Family | Kitchen Faucet | 1968 | 3405.58 | Single Family | FALSE | FALSE |  |  |  | 0 | 0 | Single Family_FALSE | Single Family_FALSE | Single Family_ | Single Family_ | Single Family_ | unknown | unknownSingle Family_ | unknownSingle Family_FALSE
Water_00001874 | SITE_01454 | Room_00005316 | Bathroom_1 | Bathroom | Bathroom Faucet | unknown |  |  | 6 |  | N/A | N/A | Filled bag 2 inches past 5 gpm mark | Unknown |  | N/A |  | N/A | OR | Single Family | Bathroom Faucet | 1968 | 3405.58 | Single Family | FALSE | FALSE |  |  |  | 0 | 0 | Single Family_FALSE | Single Family_FALSE | Single Family_ | Single Family_ | Single Family_ | unknown | unknownSingle Family_ | unknownSingle Family_FALSE
Water_00001875 | SITE_01454 | Room_00005316 | Bathroom_1 | Bathroom | Shower / Bathtub combo with diverter valve | 2 |  | 2 | 2.2 |  | Primary | Daily / Almost Daily | N/A | Unknown |  | N/A |  | N/A | OR | Single Family | Shower | 1968 | 3405.58 | Single Family | TRUE | TRUE | TRUE | FALSE | FALSE | 6811.16 | 0 | Single Family_TRUE | Single Family_TRUE | Single Family_TRUE | Single Family_FALSE | Single Family_FALSE | unknown | unknownSingle Family_FALSE | unknownSingle Family_TRUE
Water_00001876 | SITE_01454 | Room_00005317 | Bathroom_2 | Bathroom | Bathroom Faucet | 2.2 |  | 2.2 | 2.3 |  | N/A | N/A | N/A | Unknown |  | N/A |  | N/A | OR | Single Family | Bathroom Faucet | 1968 | 3405.58 | Single Family | FALSE | FALSE |  |  |  | 7492.276 | 0 | Single Family_FALSE | Single Family_FALSE | Single Family_ | Single Family_ | Single Family_ | unknown | unknownSingle Family_ | unknownSingle Family_FALSE
Water_00001877 | SITE_01454 | Room_00005317 | Bathroom_2 | Bathroom | Shower | 1.5 |  | 1.5 | 1.5 |  | Secondary | A few times per week | N/A | Unknown |  | N/A |  | N/A | OR | Single Family | Shower | 1968 | 3405.58 | Single Family | TRUE | FALSE | TRUE | FALSE | FALSE | 5108.37 | 0 | Single Family_TRUE | Single Family_FALSE | Single Family_TRUE | Single Family_FALSE | Single Family_FALSE | unknown | unknownSingle Family_FALSE | unknownSingle Family_TRUE
Water_00001878 | SITE_01454 | Room_00005318 | Bathroom_3 | Bathroom | Bathroom Faucet | 2.5 |  | 2.5 | 3.4 |  | N/A | N/A | N/A | Unknown |  | N/A |  | N/A | OR | Single Family | Bathroom Faucet | 1968 | 3405.58 | Single Family | FALSE | FALSE |  |  |  | 8513.95 | 0 | Single Family_FALSE | Single Family_FALSE | Single Family_ | Single Family_ | Single Family_ | unknown | unknownSingle Family_ | unknownSingle Family_FALSE
Water_00001879 | SITE_01454 | Room_00005318 | Bathroom_3 | Bathroom | Shower | 2.5 |  | 2.5 | 3 |  | Secondary | A few times per year | Sons bathroom who is in college | Unknown |  | N/A |  | N/A | OR | Single Family | Shower | 1968 | 3405.58 | Single Family | TRUE | FALSE | TRUE | FALSE | FALSE | 8513.95 | 0 | Single Family_TRUE | Single Family_FALSE | Single Family_TRUE | Single Family_FALSE | Single Family_FALSE | unknown | unknownSingle Family_FALSE | unknownSingle Family_TRUE
Water_00001880 | SITE_01455 | Room_00005341 | Kitchen_1 | Kitchen | Kitchen Faucet | unknown |  |  | 1.7 |  | N/A | N/A | N/A | Unknown |  | N/A |  | N/A | OR | Single Family | Kitchen Faucet | 1969 | 8874.09 | Single Family | FALSE | FALSE |  |  |  | 0 | 0 | Single Family_FALSE | Single Family_FALSE | Single Family_ | Single Family_ | Single Family_ | unknown | unknownSingle Family_ | unknownSingle Family_FALSE
Water_00001881 | SITE_01455 | Room_00005335 | Bedroom_1 | Bedroom | Bathroom Faucet | 2 | 2.2111 | 2 | 2.5 |  | N/A | N/A | N/A | Bag | 0.796 |  | 1.99 |  | OR | Single Family | Bathroom Faucet | 1969 | 8874.09 | Single Family | FALSE | FALSE |  |  |  | 17748.18 | 17659.4391 | Single Family_FALSE | Single Family_FALSE | Single Family_ | Single Family_ | Single Family_ | unknown | unknownSingle Family_ | unknownSingle Family_FALSE
Water_00001882 | SITE_01455 | Room_00005333 | Bathroom_1 | Bathroom | Shower / Bathtub combo with diverter valve | 2 |  | 2 |  | Unknown | Secondary | A few times per year | Cat litter box in tub - cannot measure flow | Weir | 0.932 |  |  | Unknown | OR | Single Family | Shower | 1969 | 8874.09 | Single Family | TRUE | TRUE | TRUE | FALSE | FALSE | 17748.18 | 0 | Single Family_TRUE | Single Family_TRUE | Single Family_TRUE | Single Family_FALSE | Single Family_FALSE | unknown | unknownSingle Family_FALSE | unknownSingle Family_TRUE
Water_00001883 | SITE_01455 | Room_00005334 | Bathroom_2 | Bathroom | Bathroom Faucet | 1.5 | 1.5922 | 1.5 | 1.8 |  | N/A | N/A | N/A | Bag | 0.796 |  | 1.433 |  | OR | Single Family | Bathroom Faucet | 1969 | 8874.09 | Single Family | FALSE | FALSE |  |  |  | 13311.135 | 12716.571 | Single Family_FALSE | Single Family_FALSE | Single Family_ | Single Family_ | Single Family_ | unknown | unknownSingle Family_ | unknownSingle Family_FALSE
Water_00001884 | SITE_01455 | Room_00005334 | Bathroom_2 | Bathroom | Shower / Bathtub combo with diverter valve | 1.8 | 1.5533 | 1.8 | 1.5 |  | Primary | Daily / Almost Daily | N/A | Weir | 0.932 |  | 1.398 |  | OR | Single Family | Shower | 1969 | 8874.09 | Single Family | TRUE | TRUE | TRUE | TRUE | TRUE | 15973.362 | 12405.9778 | Single Family_TRUE | Single Family_TRUE | Single Family_TRUE | Single Family_TRUE | Single Family_TRUE | 1.8gpm | 1.8gpmSingle Family_TRUE | 1.8gpmSingle Family_TRUE
Water_00001885 | SITE_01456 | Room_00005350 | Kitchen_1 | Kitchen | Kitchen Faucet | unknown |  |  |  | Unknown | N/A | N/A | N/A | Unknown |  | N/A |  | N/A | OR | Single Family | Kitchen Faucet | 1970 | 8874.09 | Single Family | FALSE | FALSE |  |  |  | 0 | 0 | Single Family_FALSE | Single Family_FALSE | Single Family_ | Single Family_ | Single Family_ | unknown | unknownSingle Family_ | unknownSingle Family_FALSE
Water_00001886 | SITE_01456 | Room_00005347 | Bathroom_1 | Bathroom | Bathroom Faucet | unknown |  |  |  | Unknown | N/A | N/A | N/A | Unknown |  | N/A |  | N/A | OR | Single Family | Bathroom Faucet | 1970 | 8874.09 | Single Family | FALSE | FALSE |  |  |  | 0 | 0 | Single Family_FALSE | Single Family_FALSE | Single Family_ | Single Family_ | Single Family_ | unknown | unknownSingle Family_ | unknownSingle Family_FALSE
Water_00001887 | SITE_01456 | Room_00005347 | Bathroom_1 | Bathroom | Shower | unknown |  |  |  | Unknown | Primary | Daily / Almost Daily | N/A | Unknown |  | N/A |  | N/A | OR | Single Family | Shower | 1970 | 8874.09 | Single Family | TRUE | FALSE | FALSE | FALSE | FALSE | 0 | 0 | Single Family_TRUE | Single Family_FALSE | Single Family_FALSE | Single Family_FALSE | Single Family_FALSE | unknown | unknownSingle Family_FALSE | unknownSingle Family_TRUE
Water_00001888 | SITE_01457 | Room_00005367 | Kitchen_1 | Kitchen | Kitchen Faucet | 2.2 | 1.9456 | 2.2 | 2.2 |  | N/A | N/A | N/A | Bag | 0.796 |  | 1.751 |  | OR | Single Family | Kitchen Faucet | 1971 | 8874.09 | Single Family | FALSE | FALSE |  |  |  | 19522.998 | 15538.5316 | Single Family_FALSE | Single Family_FALSE | Single Family_ | Single Family_ | Single Family_ | unknown | unknownSingle Family_ | unknownSingle Family_FALSE
Water_00001889 | SITE_01457 | Room_00005356 | Bathroom_1 | Bathroom | Bathroom Faucet | 1.5033 | 1.5033 |  | 1.7 |  | N/A | N/A | N/A | Bag | 0.796 |  | 1.353 |  | OR | Single Family | Bathroom Faucet | 1971 | 8874.09 | Single Family | FALSE | FALSE |  |  |  | 13340.7153 | 12006.6438 | Single Family_FALSE | Single Family_FALSE | Single Family_ | Single Family_ | Single Family_ | unknown | unknownSingle Family_ | unknownSingle Family_FALSE
Water_00001890 | SITE_01457 | Room_00005357 | Bathroom_2 | Bathroom | Bathroom Faucet | 2.6533 | 2.6533 |  | 3 |  | N/A | N/A | N/A | Bag | 0.796 |  | 2.388 |  | OR | Single Family | Bathroom Faucet | 1971 | 8874.09 | Single Family | FALSE | FALSE |  |  |  | 23545.9188 | 21191.3269 | Single Family_FALSE | Single Family_FALSE | Single Family_ | Single Family_ | Single Family_ | unknown | unknownSingle Family_ | unknownSingle Family_FALSE
Water_00001891 | SITE_01457 | Room_00005357 | Bathroom_2 | Bathroom | Bathroom Faucet | 2.3 | 2.3 |  | 2.6 |  | N/A | N/A | N/A | Bag | 0.796 |  | 2.07 |  | OR | Single Family | Bathroom Faucet | 1971 | 8874.09 | Single Family | FALSE | FALSE |  |  |  | 20410.407 | 18369.3663 | Single Family_FALSE | Single Family_FALSE | Single Family_ | Single Family_ | Single Family_ | unknown | unknownSingle Family_ | unknownSingle Family_FALSE
Water_00001892 | SITE_01457 | Room_00005357 | Bathroom_2 | Bathroom | Shower | 2.5 |  | 2.5 |  | Unknown | Primary | Daily / Almost Daily | Bag too small to test shower accurately | Bag | 0.8492 |  |  | Unknown | OR | Single Family | Shower | 1971 | 8874.09 | Single Family | TRUE | FALSE | TRUE | FALSE | FALSE | 22185.225 | 0 | Single Family_TRUE | Single Family_FALSE | Single Family_TRUE | Single Family_FALSE | Single Family_FALSE | unknown | unknownSingle Family_FALSE | unknownSingle Family_TRUE
Water_00001893 | SITE_01457 | Room_00005358 | Bathroom_3 | Bathroom | Bathroom Faucet | 2.2111 | 2.2111 |  | 2.5 |  | N/A | N/A | N/A | Bag | 0.796 |  | 1.99 |  | OR | Single Family | Bathroom Faucet | 1971 | 8874.09 | Single Family | FALSE | FALSE |  |  |  | 19621.599 | 17659.4391 | Single Family_FALSE | Single Family_FALSE | Single Family_ | Single Family_ | Single Family_ | unknown | unknownSingle Family_ | unknownSingle Family_FALSE
Water_00001894 | SITE_01457 | Room_00005358 | Bathroom_3 | Bathroom | Bathroom Faucet | 2.3 | 2.3 |  | 2.6 |  | N/A | N/A | N/A | Bag | 0.796 |  | 2.07 |  | OR | Single Family | Bathroom Faucet | 1971 | 8874.09 | Single Family | FALSE | FALSE |  |  |  | 20410.407 | 18369.3663 | Single Family_FALSE | Single Family_FALSE | Single Family_ | Single Family_ | Single Family_ | unknown | unknownSingle Family_ | unknownSingle Family_FALSE
Water_00001895 | SITE_01457 | Room_00005358 | Bathroom_3 | Bathroom | Shower / Bathtub combo with diverter valve | 2.5 | 2.8311 | 2.5 | 3 |  | Secondary | A few times per week | N/A | Bag | 0.8492 |  | 2.548 |  | OR | Single Family | Shower | 1971 | 8874.09 | Single Family | TRUE | TRUE | TRUE | TRUE | TRUE | 22185.225 | 22611.1813 | Single Family_TRUE | Single Family_TRUE | Single Family_TRUE | Single Family_TRUE | Single Family_TRUE | 2.5gpm | 2.5gpmSingle Family_TRUE | 2.5gpmSingle Family_TRUE
Water_00001896 | SITE_01458 | Room_00005392 | Kitchen_1 | Kitchen | Kitchen Faucet | 1.7689 | 1.7689 |  | 2 |  | N/A | N/A | N/A | Bag | 0.796 |  | 1.592 |  | OR | Single Family | Kitchen Faucet | 1972 | 8874.09 | Single Family | FALSE | FALSE |  |  |  | 15697.2792 | 14127.5513 | Single Family_FALSE | Single Family_FALSE | Single Family_ | Single Family_ | Single Family_ | unknown | unknownSingle Family_ | unknownSingle Family_FALSE
Water_00001897 | SITE_01458 | Room_00005393 | Laundry_1 | Laundry | Bathroom Faucet | 2.2 | 1.7689 | 2.2 | 2 |  | N/A | N/A | N/A | Bag | 0.796 |  | 1.592 |  | OR | Single Family | Bathroom Faucet | 1972 | 8874.09 | Single Family | FALSE | FALSE |  |  |  | 19522.998 | 14127.5513 | Single Family_FALSE | Single Family_FALSE | Single Family_ | Single Family_ | Single Family_ | unknown | unknownSingle Family_ | unknownSingle Family_FALSE
Water_00001898 | SITE_01458 | Room_00005374 | Bathroom_2 | Bathroom | Bathroom Faucet | 1.3267 | 1.3267 |  | 1.5 |  | N/A | N/A | N/A | Bag | 0.796 |  | 1.194 |  | OR | Single Family | Bathroom Faucet | 1972 | 8874.09 | Single Family | FALSE | FALSE |  |  |  | 11772.9594 | 10595.6635 | Single Family_FALSE | Single Family_FALSE | Single Family_ | Single Family_ | Single Family_ | unknown | unknownSingle Family_ | unknownSingle Family_FALSE
Water_00001899 | SITE_01458 | Room_00005374 | Bathroom_2 | Bathroom | Bathroom Faucet | 1.3267 | 1.3267 |  | 1.5 |  | N/A | N/A | N/A | Bag | 0.796 |  | 1.194 |  | OR | Single Family | Bathroom Faucet | 1972 | 8874.09 | Single Family | FALSE | FALSE |  |  |  | 11772.9594 | 10595.6635 | Single Family_FALSE | Single Family_FALSE | Single Family_ | Single Family_ | Single Family_ | unknown | unknownSingle Family_ | unknownSingle Family_FALSE
Water_00001900 | SITE_01458 | Room_00005374 | Bathroom_2 | Bathroom | Shower | 2.0756 | 2.0756 |  | 2.2 |  | All used about the same | Daily / Almost Daily | N/A | Bag | 0.8492 |  | 1.868 |  | OR | Single Family | Shower | 1972 | 8874.09 | Single Family | TRUE | FALSE | TRUE | TRUE | TRUE | 18418.6668 | 16576.8001 | Single Family_TRUE | Single Family_FALSE | Single Family_TRUE | Single Family_TRUE | Single Family_TRUE | 2.5gpm | 2.5gpmSingle Family_TRUE | 2.5gpmSingle Family_TRUE
Water_00001901 | SITE_01458 | Room_00005375 | Bathroom_3 | Bathroom | Bathroom Faucet | 1.3267 | 1.3267 |  | 1.5 |  | N/A | N/A | N/A | Bag | 0.796 |  | 1.194 |  | OR | Single Family | Bathroom Faucet | 1972 | 8874.09 | Single Family | FALSE | FALSE |  |  |  | 11772.9594 | 10595.6635 | Single Family_FALSE | Single Family_FALSE | Single Family_ | Single Family_ | Single Family_ | unknown | unknownSingle Family_ | unknownSingle Family_FALSE
Water_00001902 | SITE_01458 | Room_00005375 | Bathroom_3 | Bathroom | Shower / Bathtub combo with diverter valve | 2.0756 | 2.0756 |  | 2.2 |  | Unknown | A few times per year | N/A | Bag | 0.8492 |  | 1.868 |  | OR | Single Family | Shower | 1972 | 8874.09 | Single Family | TRUE | TRUE | TRUE | TRUE | TRUE | 18418.6668 | 16576.8001 | Single Family_TRUE | Single Family_TRUE | Single Family_TRUE | Single Family_TRUE | Single Family_TRUE | 2.5gpm | 2.5gpmSingle Family_TRUE | 2.5gpmSingle Family_TRUE
Water_00001903 | SITE_01458 | Room_00005376 | Bathroom_6 | Bathroom | Bathroom Faucet | 2.1222 | 2.1222 |  | 2.4 |  | N/A | N/A | N/A | Bag | 0.796 |  | 1.91 |  | OR | Single Family | Bathroom Faucet | 1972 | 8874.09 | Single Family | FALSE | FALSE |  |  |  | 18832.791 | 16949.5119 | Single Family_FALSE | Single Family_FALSE | Single Family_ | Single Family_ | Single Family_ | unknown | unknownSingle Family_ | unknownSingle Family_FALSE
Water_00001904 | SITE_01458 | Room_00005377 | Bathroom_7 | Bathroom | Shower | 2.2644 | 2.2644 |  | 2.4 |  | Primary | Daily / Almost Daily | N/A | Bag | 0.8492 |  | 2.038 |  | OR | Single Family | Shower | 1972 | 8874.09 | Single Family | TRUE | FALSE | TRUE | TRUE | TRUE | 20094.8838 | 18085.3954 | Single Family_TRUE | Single Family_FALSE | Single Family_TRUE | Single Family_TRUE | Single Family_TRUE | 2.5gpm | 2.5gpmSingle Family_TRUE | 2.5gpmSingle Family_TRUE
Water_00001905 | SITE_01458 | Room_00005377 | Bathroom_7 | Bathroom | Bathtub | unknown |  |  |  | N/A | N/A | N/A | N/A | Unknown |  | N/A |  | N/A | OR | Single Family | Bathtub | 1972 | 8874.09 | Single Family | FALSE | FALSE |  |  |  | 0 | 0 | Single Family_FALSE | Single Family_FALSE | Single Family_ | Single Family_ | Single Family_ | unknown | unknownSingle Family_ | unknownSingle Family_FALSE
Water_00001906 | SITE_01458 | Room_00005377 | Bathroom_7 | Bathroom | Bathroom Faucet | 1.9456 | 1.9456 |  | 2.2 |  | N/A | N/A | N/A | Bag | 0.796 |  | 1.751 |  | OR | Single Family | Bathroom Faucet | 1972 | 8874.09 | Single Family | FALSE | FALSE |  |  |  | 17265.0351 | 15538.5316 | Single Family_FALSE | Single Family_FALSE | Single Family_ | Single Family_ | Single Family_ | unknown | unknownSingle Family_ | unknownSingle Family_FALSE
Water_00001907 | SITE_01458 | Room_00005377 | Bathroom_7 | Bathroom | Bathroom Faucet | 1.9456 | 1.9456 |  | 2.2 |  | N/A | N/A | N/A | Bag | 0.796 |  | 1.751 |  | OR | Single Family | Bathroom Faucet | 1972 | 8874.09 | Single Family | FALSE | FALSE |  |  |  | 17265.0351 | 15538.5316 | Single Family_FALSE | Single Family_FALSE | Single Family_ | Single Family_ | Single Family_ | unknown | unknownSingle Family_ | unknownSingle Family_FALSE
Water_00001908 | SITE_01459 | Room_00005411 | Kitchen_1 | Kitchen | Kitchen Faucet | 2.2 | 1.7689 | 2.2 | 2 |  | N/A | N/A | N/A | Bag | 0.796 |  | 1.592 |  | OR | Single Family | Kitchen Faucet | 1973 | 8874.09 | Single Family | FALSE | FALSE |  |  |  | 19522.998 | 14127.5513 | Single Family_FALSE | Single Family_FALSE | Single Family_ | Single Family_ | Single Family_ | unknown | unknownSingle Family_ | unknownSingle Family_FALSE
Water_00001909 | SITE_01459 | Room_00005398 | Bathroom_1 | Bathroom | Bathroom Faucet | 2.2 |  | 2.2 | 2 |  | N/A | N/A | N/A | Unknown |  | N/A |  | N/A | OR | Single Family | Bathroom Faucet | 1973 | 8874.09 | Single Family | FALSE | FALSE |  |  |  | 19522.998 | 0 | Single Family_FALSE | Single Family_FALSE | Single Family_ | Single Family_ | Single Family_ | unknown | unknownSingle Family_ | unknownSingle Family_FALSE
Water_00001910 | SITE_01459 | Room_00005398 | Bathroom_1 | Bathroom | Shower | 2.5 |  | 2.5 | 2.5 |  | Primary | Daily / Almost Daily | N/A | Unknown |  | N/A |  | N/A | OR | Single Family | Shower | 1973 | 8874.09 | Single Family | TRUE | FALSE | TRUE | FALSE | FALSE | 22185.225 | 0 | Single Family_TRUE | Single Family_FALSE | Single Family_TRUE | Single Family_FALSE | Single Family_FALSE | unknown | unknownSingle Family_FALSE | unknownSingle Family_TRUE
Water_00001911 | SITE_01459 | Room_00005399 | Bathroom_2 | Bathroom | Bathroom Faucet | 1.5 |  | 1.5 | 1.5 |  | N/A | N/A | N/A | Unknown |  | N/A |  | N/A | OR | Single Family | Bathroom Faucet | 1973 | 8874.09 | Single Family | FALSE | FALSE |  |  |  | 13311.135 | 0 | Single Family_FALSE | Single Family_FALSE | Single Family_ | Single Family_ | Single Family_ | unknown | unknownSingle Family_ | unknownSingle Family_FALSE
Water_00001912 | SITE_01459 | Room_00005399 | Bathroom_2 | Bathroom | Shower | 2.5 |  | 2.5 | 2 |  | Primary | Daily / Almost Daily | N/A | Unknown |  | N/A |  | N/A | OR | Single Family | Shower | 1973 | 8874.09 | Single Family | TRUE | FALSE | TRUE | FALSE | FALSE | 22185.225 | 0 | Single Family_TRUE | Single Family_FALSE | Single Family_TRUE | Single Family_FALSE | Single Family_FALSE | unknown | unknownSingle Family_FALSE | unknownSingle Family_TRUE
Water_00001913 | SITE_01459 | Room_00005400 | Bathroom_3 | Bathroom | Bathroom Faucet | 1.5 |  | 1.5 | 1.5 |  | N/A | N/A | N/A | Unknown |  | N/A |  | N/A | OR | Single Family | Bathroom Faucet | 1973 | 8874.09 | Single Family | FALSE | FALSE |  |  |  | 13311.135 | 0 | Single Family_FALSE | Single Family_FALSE | Single Family_ | Single Family_ | Single Family_ | unknown | unknownSingle Family_ | unknownSingle Family_FALSE
Water_00001914 | SITE_01459 | Room_00005400 | Bathroom_3 | Bathroom | Shower | 2.2 |  | 2.2 |  | Unknown | Secondary | Never | Never used. Faucet would not turn. | Unknown |  | N/A |  | N/A | OR | Single Family | Shower | 1973 | 8874.09 | Single Family | TRUE | FALSE | TRUE | FALSE | FALSE | 19522.998 | 0 | Single Family_TRUE | Single Family_FALSE | Single Family_TRUE | Single Family_FALSE | Single Family_FALSE | unknown | unknownSingle Family_FALSE | unknownSingle Family_TRUE
Water_00001915 | SITE_01460 | Room_00005419 | Bathroom_1 | Bathroom | Bathroom Faucet | 1.7689 | 1.7689 |  | 2 |  | N/A | N/A | Old faucet | Bag | 0.796 |  | 1.592 |  | OR | Single Family | Bathroom Faucet | 1974 | 8874.09 | Single Family | FALSE | FALSE |  |  |  | 15697.2792 | 14127.5513 | Single Family_FALSE | Single Family_FALSE | Single Family_ | Single Family_ | Single Family_ | unknown | unknownSingle Family_ | unknownSingle Family_FALSE
Water_00001916 | SITE_01460 | Room_00005419 | Bathroom_1 | Bathroom | Shower | 4.66 | 4.66 |  | 4.5 |  | Unknown | A few times per month | N/A | Weir | 0.932 |  | 4.194 |  | OR | Single Family | Shower | 1974 | 8874.09 | Single Family | TRUE | FALSE | TRUE | TRUE | TRUE | 41353.2594 | 37217.9335 | Single Family_TRUE | Single Family_FALSE | Single Family_TRUE | Single Family_TRUE | Single Family_TRUE | gt2.5gpm | gt2.5gpmSingle Family_TRUE | gt2.5gpmSingle Family_TRUE
Water_00001917 | SITE_01460 | Room_00005418 | Basement_2 | Basement | Kitchen Faucet | 2.2 |  | 2.2 | 2.2 |  | N/A | N/A | Laundry sink | Unknown |  | N/A |  | N/A | OR | Single Family | Kitchen Faucet | 1974 | 8874.09 | Single Family | FALSE | FALSE |  |  |  | 19522.998 | 0 | Single Family_FALSE | Single Family_FALSE | Single Family_ | Single Family_ | Single Family_ | unknown | unknownSingle Family_ | unknownSingle Family_FALSE
Water_00001918 | SITE_01460 | Room_00005418 | Basement_2 | Basement | Kitchen Faucet | 2.2 |  | 2.2 | 2.2 |  | N/A | N/A | Laundry simk | Unknown |  | N/A |  | N/A | OR | Single Family | Kitchen Faucet | 1974 | 8874.09 | Single Family | FALSE | FALSE |  |  |  | 19522.998 | 0 | Single Family_FALSE | Single Family_FALSE | Single Family_ | Single Family_ | Single Family_ | unknown | unknownSingle Family_ | unknownSingle Family_FALSE
Water_00001919 | SITE_01460 | Room_00005441 | Kitchen_1 | Kitchen | Kitchen Faucet | unknown |  |  | 6 |  | N/A | N/A | N/A | Unknown |  | N/A |  | N/A | OR | Single Family | Kitchen Faucet | 1974 | 8874.09 | Single Family | FALSE | FALSE |  |  |  | 0 | 0 | Single Family_FALSE | Single Family_FALSE | Single Family_ | Single Family_ | Single Family_ | unknown | unknownSingle Family_ | unknownSingle Family_FALSE
Water_00001920 | SITE_01460 | Room_00005442 | Kitchen_2 | Kitchen | Kitchen Faucet | unknown |  |  | 5 |  | N/A | N/A | Old fixture | Unknown |  | N/A |  | N/A | OR | Single Family | Kitchen Faucet | 1974 | 8874.09 | Single Family | FALSE | FALSE |  |  |  | 0 | 0 | Single Family_FALSE | Single Family_FALSE | Single Family_ | Single Family_ | Single Family_ | unknown | unknownSingle Family_ | unknownSingle Family_FALSE
Water_00001921 | SITE_01460 | Room_00005420 | Bathroom_2 | Bathroom | Bathroom Faucet | 2.6533 | 2.6533 |  | 3 |  | N/A | N/A | Old fixture | Bag | 0.796 |  | 2.388 |  | OR | Single Family | Bathroom Faucet | 1974 | 8874.09 | Single Family | FALSE | FALSE |  |  |  | 23545.9188 | 21191.3269 | Single Family_FALSE | Single Family_FALSE | Single Family_ | Single Family_ | Single Family_ | unknown | unknownSingle Family_ | unknownSingle Family_FALSE
Water_00001922 | SITE_01460 | Room_00005421 | Bathroom_3 | Bathroom | Bathtub | unknown |  |  |  | N/A | N/A | N/A | N/A | Unknown |  | N/A |  | N/A | OR | Single Family | Bathtub | 1974 | 8874.09 | Single Family | FALSE | FALSE |  |  |  | 0 | 0 | Single Family_FALSE | Single Family_FALSE | Single Family_ | Single Family_ | Single Family_ | unknown | unknownSingle Family_ | unknownSingle Family_FALSE
Water_00001923 | SITE_01460 | Room_00005421 | Bathroom_3 | Bathroom | Shower | unknown |  |  |  | Unknown | Unknown | A few times per year | Shower used as storage | Weir | 0.932 |  |  | Unknown | OR | Single Family | Shower | 1974 | 8874.09 | Single Family | TRUE | FALSE | FALSE | FALSE | FALSE | 0 | 0 | Single Family_TRUE | Single Family_FALSE | Single Family_FALSE | Single Family_FALSE | Single Family_FALSE | unknown | unknownSingle Family_FALSE | unknownSingle Family_TRUE
Water_00001924 | SITE_01460 | Room_00005421 | Bathroom_3 | Bathroom | Bathroom Faucet | 3.5378 | 3.5378 |  | 4 |  | N/A | N/A | N/A | Bag | 0.796 |  | 3.184 |  | OR | Single Family | Bathroom Faucet | 1974 | 8874.09 | Single Family | FALSE | FALSE |  |  |  | 31394.5584 | 28255.1026 | Single Family_FALSE | Single Family_FALSE | Single Family_ | Single Family_ | Single Family_ | unknown | unknownSingle Family_ | unknownSingle Family_FALSE
Water_00001925 | SITE_01460 | Room_00005422 | Bathroom_4 | Bathroom | Bathroom Faucet | 3.5378 | 3.5378 |  | 4 |  | N/A | N/A | N/A | Bag | 0.796 |  | 3.184 |  | OR | Single Family | Bathroom Faucet | 1974 | 8874.09 | Single Family | FALSE | FALSE |  |  |  | 31394.5584 | 28255.1026 | Single Family_FALSE | Single Family_FALSE | Single Family_ | Single Family_ | Single Family_ | unknown | unknownSingle Family_ | unknownSingle Family_FALSE
Water_00001926 | SITE_01460 | Room_00005422 | Bathroom_4 | Bathroom | Bathtub | unknown |  |  |  | N/A | N/A | N/A | N/A | Unknown |  | N/A |  | N/A | OR | Single Family | Bathtub | 1974 | 8874.09 | Single Family | FALSE | FALSE |  |  |  | 0 | 0 | Single Family_FALSE | Single Family_FALSE | Single Family_ | Single Family_ | Single Family_ | unknown | unknownSingle Family_ | unknownSingle Family_FALSE
Water_00001927 | SITE_01460 | Room_00005423 | Bathroom_6 | Bathroom | Bathroom Faucet | unknown |  |  | 3 |  | N/A | N/A | N/A | Unknown |  | N/A |  | N/A | OR | Single Family | Bathroom Faucet | 1974 | 8874.09 | Single Family | FALSE | FALSE |  |  |  | 0 | 0 | Single Family_FALSE | Single Family_FALSE | Single Family_ | Single Family_ | Single Family_ | unknown | unknownSingle Family_ | unknownSingle Family_FALSE
Water_00001928 | SITE_01460 | Room_00005424 | Bathroom_7 | Bathroom | Kitchen Faucet | 3.0956 | 3.0956 |  | 3.5 |  | N/A | N/A | N/A | Bag | 0.796 |  | 2.786 |  | OR | Single Family | Kitchen Faucet | 1974 | 8874.09 | Single Family | FALSE | FALSE |  |  |  | 27470.2386 | 24723.2147 | Single Family_FALSE | Single Family_FALSE | Single Family_ | Single Family_ | Single Family_ | unknown | unknownSingle Family_ | unknownSingle Family_FALSE
Water_00001929 | SITE_01461 | Room_00005459 | Kitchen_1 | Kitchen | Kitchen Faucet | 1.5 | 1.1056 | 1.5 | 1.25 |  | N/A | N/A | N/A | Bag | 0.796 |  | 0.995 |  | OR | Single Family | Kitchen Faucet | 1975 | 8874.09 | Single Family | FALSE | FALSE |  |  |  | 13311.135 | 8829.7195 | Single Family_FALSE | Single Family_FALSE | Single Family_ | Single Family_ | Single Family_ | unknown | unknownSingle Family_ | unknownSingle Family_FALSE
Water_00001930 | SITE_01462 | Room_00005476 | Kitchen_1 | Kitchen | Kitchen Faucet | 1.5033 | 1.5033 |  | 1.7 |  | N/A | N/A | N/A | Bag | 0.796 |  | 1.353 |  | OR | Single Family | Kitchen Faucet | 1976 | 8874.09 | Single Family | FALSE | FALSE |  |  |  | 13340.7153 | 12006.6438 | Single Family_FALSE | Single Family_FALSE | Single Family_ | Single Family_ | Single Family_ | unknown | unknownSingle Family_ | unknownSingle Family_FALSE
Water_00001931 | SITE_01462 | Room_00005467 | Bathroom_6 | Bathroom | Bathroom Faucet | 0.97333 | 0.97333 |  | 1.1 |  | N/A | N/A | N/A | Bag | 0.796 |  | 0.876 |  | OR | Single Family | Bathroom Faucet | 1976 | 8874.09 | Single Family | FALSE | FALSE |  |  |  | 8637.4476 | 7773.7028 | Single Family_FALSE | Single Family_FALSE | Single Family_ | Single Family_ | Single Family_ | unknown | unknownSingle Family_ | unknownSingle Family_FALSE
Water_00001932 | SITE_01463 | Room_00005483 | Bathroom_1 | Bathroom | Bathroom Faucet | 2 |  | 2 | 1.5 |  | N/A | N/A | Flow bag | Unknown |  | N/A |  | N/A | OR | Single Family | Bathroom Faucet | 1977 | 8874.09 | Single Family | FALSE | FALSE |  |  |  | 17748.18 | 0 | Single Family_FALSE | Single Family_FALSE | Single Family_ | Single Family_ | Single Family_ | unknown | unknownSingle Family_ | unknownSingle Family_FALSE
Water_00001933 | SITE_01463 | Room_00005484 | Bathroom_2 | Bathroom | Bathroom Faucet | 1.5 |  | 1.5 | 2 |  | N/A | N/A | Flow bag | Unknown |  | N/A |  | N/A | OR | Single Family | Bathroom Faucet | 1977 | 8874.09 | Single Family | FALSE | FALSE |  |  |  | 13311.135 | 0 | Single Family_FALSE | Single Family_FALSE | Single Family_ | Single Family_ | Single Family_ | unknown | unknownSingle Family_ | unknownSingle Family_FALSE
Water_00001934 | SITE_01463 | Room_00005484 | Bathroom_2 | Bathroom | Shower | 1.5 |  | 1.5 | 1.5 |  | Primary | Daily / Almost Daily | N/A | Unknown |  | N/A |  | N/A | OR | Single Family | Shower | 1977 | 8874.09 | Single Family | TRUE | FALSE | TRUE | FALSE | FALSE | 13311.135 | 0 | Single Family_TRUE | Single Family_FALSE | Single Family_TRUE | Single Family_FALSE | Single Family_FALSE | unknown | unknownSingle Family_FALSE | unknownSingle Family_TRUE
Water_00001935 | SITE_01463 | Room_00005488 | Kitchen_1 | Kitchen | Kitchen Faucet | 1.5 |  | 1.5 | 0.5 |  | N/A | N/A | N/A | Unknown |  | N/A |  | N/A | OR | Single Family | Kitchen Faucet | 1977 | 8874.09 | Single Family | FALSE | FALSE |  |  |  | 13311.135 | 0 | Single Family_FALSE | Single Family_FALSE | Single Family_ | Single Family_ | Single Family_ | unknown | unknownSingle Family_ | unknownSingle Family_FALSE
Water_00001936 | SITE_01464 | Room_00005494 | Bathroom_1 | Bathroom | Bathroom Faucet | 2.2 | 2.1222 | 2.2 | 2.4 |  | N/A | N/A | N/A | Bag | 0.796 |  | 1.91 |  | OR | Single Family | Bathroom Faucet | 1978 | 8874.09 | Single Family | FALSE | FALSE |  |  |  | 19522.998 | 16949.5119 | Single Family_FALSE | Single Family_FALSE | Single Family_ | Single Family_ | Single Family_ | unknown | unknownSingle Family_ | unknownSingle Family_FALSE
Water_00001937 | SITE_01464 | Room_00005494 | Bathroom_1 | Bathroom | Shower / Bathtub combo with diverter valve | 2.5 |  | 2.5 | 2.6 |  | Secondary | Daily / Almost Daily | N/A | Unknown |  | N/A |  | N/A | OR | Single Family | Shower | 1978 | 8874.09 | Single Family | TRUE | TRUE | TRUE | FALSE | FALSE | 22185.225 | 0 | Single Family_TRUE | Single Family_TRUE | Single Family_TRUE | Single Family_FALSE | Single Family_FALSE | unknown | unknownSingle Family_FALSE | unknownSingle Family_TRUE
Water_00001938 | SITE_01464 | Room_00005502 | Kitchen_1 | Kitchen | Kitchen Faucet | 1.8 | 1.15 | 1.8 | 1.3 |  | N/A | N/A | N/A | Bag | 0.796 |  | 1.035 |  | OR | Single Family | Kitchen Faucet | 1978 | 8874.09 | Single Family | FALSE | FALSE |  |  |  | 15973.362 | 9184.6831 | Single Family_FALSE | Single Family_FALSE | Single Family_ | Single Family_ | Single Family_ | unknown | unknownSingle Family_ | unknownSingle Family_FALSE
Water_00001939 | SITE_01464 | Room_00005495 | Bathroom_2 | Bathroom | Bathroom Faucet | 2 | 1.3267 | 2 | 1.5 |  | N/A | N/A | Low pressure | Bag | 0.796 |  | 1.194 |  | OR | Single Family | Bathroom Faucet | 1978 | 8874.09 | Single Family | FALSE | FALSE |  |  |  | 17748.18 | 10595.6635 | Single Family_FALSE | Single Family_FALSE | Single Family_ | Single Family_ | Single Family_ | unknown | unknownSingle Family_ | unknownSingle Family_FALSE
Water_00001940 | SITE_01464 | Room_00005496 | Bathroom_3 | Bathroom | Bathroom Faucet | 2.2 | 1.7689 | 2.2 | 2 |  | N/A | N/A | N/A | Bag | 0.796 |  | 1.592 |  | OR | Single Family | Bathroom Faucet | 1978 | 8874.09 | Single Family | FALSE | FALSE |  |  |  | 19522.998 | 14127.5513 | Single Family_FALSE | Single Family_FALSE | Single Family_ | Single Family_ | Single Family_ | unknown | unknownSingle Family_ | unknownSingle Family_FALSE
Water_00001941 | SITE_01464 | Room_00005496 | Bathroom_3 | Bathroom | Bathroom Faucet | 1 | 0.70778 | 1 | 0.8 |  | N/A | N/A | N/A | Bag | 0.796 |  | 0.637 |  | OR | Single Family | Bathroom Faucet | 1978 | 8874.09 | Single Family | FALSE | FALSE |  |  |  | 8874.09 | 5652.7953 | Single Family_FALSE | Single Family_FALSE | Single Family_ | Single Family_ | Single Family_ | unknown | unknownSingle Family_ | unknownSingle Family_FALSE
Water_00001942 | SITE_01464 | Room_00005496 | Bathroom_3 | Bathroom | Shower | unknown |  |  | 1.8 |  | Primary | Daily / Almost Daily | N/A | Unknown |  | N/A |  | N/A | OR | Single Family | Shower | 1978 | 8874.09 | Single Family | TRUE | FALSE | FALSE | FALSE | FALSE | 0 | 0 | Single Family_TRUE | Single Family_FALSE | Single Family_FALSE | Single Family_FALSE | Single Family_FALSE | unknown | unknownSingle Family_FALSE | unknownSingle Family_TRUE
Water_00001943 | SITE_01465 | Room_00005512 | Kitchen_1 | Kitchen | Kitchen Faucet | 2.6533 | 2.6533 |  | 3 |  | N/A | N/A | No aerator | Bag | 0.796 |  | 2.388 |  | OR | Single Family | Kitchen Faucet | 1979 | 8874.09 | Single Family | FALSE | FALSE |  |  |  | 23545.9188 | 21191.3269 | Single Family_FALSE | Single Family_FALSE | Single Family_ | Single Family_ | Single Family_ | unknown | unknownSingle Family_ | unknownSingle Family_FALSE
Water_00001944 | SITE_01465 | Room_00005506 | Bathroom_1 | Bathroom | Bathroom Faucet | 2.6533 | 2.6533 |  | 3 |  | N/A | N/A | No aerator | Bag | 0.796 |  | 2.388 |  | OR | Single Family | Bathroom Faucet | 1979 | 8874.09 | Single Family | FALSE | FALSE |  |  |  | 23545.9188 | 21191.3269 | Single Family_FALSE | Single Family_FALSE | Single Family_ | Single Family_ | Single Family_ | unknown | unknownSingle Family_ | unknownSingle Family_FALSE
Water_00001945 | SITE_01465 | Room_00005506 | Bathroom_1 | Bathroom | Shower / Bathtub combo with diverter valve | 1.5 |  | 1.5 | 1 |  | Primary | Daily / Almost Daily | Low pressure | Unknown |  | N/A |  | N/A | OR | Single Family | Shower | 1979 | 8874.09 | Single Family | TRUE | TRUE | TRUE | FALSE | FALSE | 13311.135 | 0 | Single Family_TRUE | Single Family_TRUE | Single Family_TRUE | Single Family_FALSE | Single Family_FALSE | unknown | unknownSingle Family_FALSE | unknownSingle Family_TRUE
Water_00001946 | SITE_01466 | Room_00005516 | Bathroom_1 | Bathroom | Bathroom Faucet | 1.5922 | 1.5922 |  | 1.8 |  | N/A | N/A | N/A | Bag | 0.796 |  | 1.433 |  | OR | Single Family | Bathroom Faucet | 1980 | 8874.09 | Single Family | FALSE | FALSE |  |  |  | 14129.5233 | 12716.571 | Single Family_FALSE | Single Family_FALSE | Single Family_ | Single Family_ | Single Family_ | unknown | unknownSingle Family_ | unknownSingle Family_FALSE
Water_00001947 | SITE_01466 | Room_00005516 | Bathroom_1 | Bathroom | Bathroom Faucet | 1.7689 | 1.7689 |  | 2 |  | N/A | N/A | N/A | Bag | 0.796 |  | 1.592 |  | OR | Single Family | Bathroom Faucet | 1980 | 8874.09 | Single Family | FALSE | FALSE |  |  |  | 15697.2792 | 14127.5513 | Single Family_FALSE | Single Family_FALSE | Single Family_ | Single Family_ | Single Family_ | unknown | unknownSingle Family_ | unknownSingle Family_FALSE
Water_00001948 | SITE_01466 | Room_00005516 | Bathroom_1 | Bathroom | Shower | 2 |  | 2 |  | Unknown | Primary | Daily / Almost Daily | Two shower heads in same shower, shower spray too large for measuring bag | Unknown |  | N/A |  | N/A | OR | Single Family | Shower | 1980 | 8874.09 | Single Family | TRUE | FALSE | TRUE | FALSE | FALSE | 17748.18 | 0 | Single Family_TRUE | Single Family_FALSE | Single Family_TRUE | Single Family_FALSE | Single Family_FALSE | unknown | unknownSingle Family_FALSE | unknownSingle Family_TRUE
Water_00001949 | SITE_01466 | Room_00005516 | Bathroom_1 | Bathroom | Shower | 2 |  | 2 |  | Unknown | Primary | Daily / Almost Daily | N/A | Unknown |  | N/A |  | N/A | OR | Single Family | Shower | 1980 | 8874.09 | Single Family | TRUE | FALSE | TRUE | FALSE | FALSE | 17748.18 | 0 | Single Family_TRUE | Single Family_FALSE | Single Family_TRUE | Single Family_FALSE | Single Family_FALSE | unknown | unknownSingle Family_FALSE | unknownSingle Family_TRUE
Water_00001950 | SITE_01466 | Room_00005517 | Bathroom_2 | Bathroom | Bathroom Faucet | 2.2 | 1.3267 | 2.2 | 1.5 |  | N/A | N/A | N/A | Bag | 0.796 |  | 1.194 |  | OR | Single Family | Bathroom Faucet | 1980 | 8874.09 | Single Family | FALSE | FALSE |  |  |  | 19522.998 | 10595.6635 | Single Family_FALSE | Single Family_FALSE | Single Family_ | Single Family_ | Single Family_ | unknown | unknownSingle Family_ | unknownSingle Family_FALSE
Water_00001951 | SITE_01466 | Room_00005517 | Bathroom_2 | Bathroom | Shower / Bathtub combo with diverter valve | 2.5 |  | 2.5 | 2.8 |  | Secondary | Daily / Almost Daily | N/A | Unknown |  | N/A |  | N/A | OR | Single Family | Shower | 1980 | 8874.09 | Single Family | TRUE | TRUE | TRUE | FALSE | FALSE | 22185.225 | 0 | Single Family_TRUE | Single Family_TRUE | Single Family_TRUE | Single Family_FALSE | Single Family_FALSE | unknown | unknownSingle Family_FALSE | unknownSingle Family_TRUE
Water_00001952 | SITE_01466 | Room_00005530 | Kitchen_1 | Kitchen | Kitchen Faucet | unknown |  |  |  | Unknown | N/A | N/A | Full sink, plus cooking at the time | Bag | 0.796 |  |  | Unknown | OR | Single Family | Kitchen Faucet | 1980 | 8874.09 | Single Family | FALSE | FALSE |  |  |  | 0 | 0 | Single Family_FALSE | Single Family_FALSE | Single Family_ | Single Family_ | Single Family_ | unknown | unknownSingle Family_ | unknownSingle Family_FALSE
Water_00001953 | SITE_01466 | Room_00005518 | Bathroom_3 | Bathroom | Bathroom Faucet | 2.2 | 2.2111 | 2.2 | 2.5 |  | N/A | N/A | N/A | Bag | 0.796 |  | 1.99 |  | OR | Single Family | Bathroom Faucet | 1980 | 8874.09 | Single Family | FALSE | FALSE |  |  |  | 19522.998 | 17659.4391 | Single Family_FALSE | Single Family_FALSE | Single Family_ | Single Family_ | Single Family_ | unknown | unknownSingle Family_ | unknownSingle Family_FALSE
Water_00001954 | SITE_01466 | Room_00005518 | Bathroom_3 | Bathroom | Shower / Bathtub combo with diverter valve | unknown |  |  |  | Unknown | Secondary | Daily / Almost Daily | Shower head too big to get true reading | Unknown |  | N/A |  | N/A | OR | Single Family | Shower | 1980 | 8874.09 | Single Family | TRUE | TRUE | FALSE | FALSE | FALSE | 0 | 0 | Single Family_TRUE | Single Family_TRUE | Single Family_FALSE | Single Family_FALSE | Single Family_FALSE | unknown | unknownSingle Family_FALSE | unknownSingle Family_TRUE
Water_00001955 | SITE_01467 | Room_00005537 | Bathroom_2 | Bathroom | Shower | 2.5 |  | 2.5 | 2 |  | Primary | Daily / Almost Daily | Only used total family | Unknown |  | N/A |  | N/A | OR | Single Family | Shower | 1981 | 8874.09 | Single Family | TRUE | FALSE | TRUE | FALSE | FALSE | 22185.225 | 0 | Single Family_TRUE | Single Family_FALSE | Single Family_TRUE | Single Family_FALSE | Single Family_FALSE | unknown | unknownSingle Family_FALSE | unknownSingle Family_TRUE
Water_00001956 | SITE_01467 | Room_00005548 | Kitchen_1 | Kitchen | Kitchen Faucet | 0.88444 | 0.88444 |  | 1 |  | N/A | N/A | N/A | Bag | 0.796 |  | 0.796 |  | OR | Single Family | Kitchen Faucet | 1981 | 8874.09 | Single Family | FALSE | FALSE |  |  |  | 7848.6396 | 7063.7756 | Single Family_FALSE | Single Family_FALSE | Single Family_ | Single Family_ | Single Family_ | unknown | unknownSingle Family_ | unknownSingle Family_FALSE
Water_00001957 | SITE_01467 | Room_00005536 | Bathroom_1 | Bathroom | Bathroom Faucet | 0.66333 | 0.66333 |  | 0.75 |  | N/A | N/A | There is shower not used due to leaks in pan and panels . | Bag | 0.796 |  | 0.597 |  | OR | Single Family | Bathroom Faucet | 1981 | 8874.09 | Single Family | FALSE | FALSE |  |  |  | 5886.4797 | 5297.8317 | Single Family_FALSE | Single Family_FALSE | Single Family_ | Single Family_ | Single Family_ | unknown | unknownSingle Family_ | unknownSingle Family_FALSE
Water_00001958 | SITE_01468 | Room_00005554 | Bathroom_1 | Bathroom | Bathroom Faucet | 2.2 | 1.8578 | 2.2 | 2.1 |  | N/A | N/A | N/A | Bag | 0.796 |  | 1.672 |  | OR | Single Family | Bathroom Faucet | 1982 | 8874.09 | Single Family | FALSE | FALSE |  |  |  | 19522.998 | 14837.4785 | Single Family_FALSE | Single Family_FALSE | Single Family_ | Single Family_ | Single Family_ | unknown | unknownSingle Family_ | unknownSingle Family_FALSE
Water_00001959 | SITE_01468 | Room_00005566 | Kitchen_1 | Kitchen | Kitchen Faucet | 2 |  | 2 | 1.5 |  | N/A | N/A | Extra filter | Unknown |  | N/A |  | N/A | OR | Single Family | Kitchen Faucet | 1982 | 8874.09 | Single Family | FALSE | FALSE |  |  |  | 17748.18 | 0 | Single Family_FALSE | Single Family_FALSE | Single Family_ | Single Family_ | Single Family_ | unknown | unknownSingle Family_ | unknownSingle Family_FALSE
Water_00001960 | SITE_01468 | Room_00005555 | Bathroom_2 | Bathroom | Bathroom Faucet | 1.4156 | 1.4156 |  | 1.6 |  | N/A | N/A | N/A | Bag | 0.796 |  | 1.274 |  | OR | Single Family | Bathroom Faucet | 1982 | 8874.09 | Single Family | FALSE | FALSE |  |  |  | 12561.7674 | 11305.5907 | Single Family_FALSE | Single Family_FALSE | Single Family_ | Single Family_ | Single Family_ | unknown | unknownSingle Family_ | unknownSingle Family_FALSE
Water_00001961 | SITE_01468 | Room_00005555 | Bathroom_2 | Bathroom | Shower / Bathtub combo with diverter valve | 1.5533 | 1.5533 |  | 1.5 |  | Secondary | A few times per week | N/A | Weir | 0.932 |  | 1.398 |  | OR | Single Family | Shower | 1982 | 8874.09 | Single Family | TRUE | TRUE | TRUE | TRUE | TRUE | 13784.4198 | 12405.9778 | Single Family_TRUE | Single Family_TRUE | Single Family_TRUE | Single Family_TRUE | Single Family_TRUE | 1.8gpm | 1.8gpmSingle Family_TRUE | 1.8gpmSingle Family_TRUE
Water_00001962 | SITE_01468 | Room_00005556 | Bathroom_6 | Bathroom | Bathroom Faucet | unknown |  |  | 2.1 |  | N/A | N/A | N/A | Unknown |  | N/A |  | N/A | OR | Single Family | Bathroom Faucet | 1982 | 8874.09 | Single Family | FALSE | FALSE |  |  |  | 0 | 0 | Single Family_FALSE | Single Family_FALSE | Single Family_ | Single Family_ | Single Family_ | unknown | unknownSingle Family_ | unknownSingle Family_FALSE
Water_00001963 | SITE_01468 | Room_00005556 | Bathroom_6 | Bathroom | Shower | unknown |  |  | 1.9 |  | Primary | Daily / Almost Daily | N/A | Unknown |  | N/A |  | N/A | OR | Single Family | Shower | 1982 | 8874.09 | Single Family | TRUE | FALSE | FALSE | FALSE | FALSE | 0 | 0 | Single Family_TRUE | Single Family_FALSE | Single Family_FALSE | Single Family_FALSE | Single Family_FALSE | unknown | unknownSingle Family_FALSE | unknownSingle Family_TRUE
Water_00001964 | SITE_01469 | Room_00005579 | Kitchen_1 | Kitchen | Kitchen Faucet | 0.17667 | 0.17667 |  | 0.2 |  | N/A | N/A | N/A | Bag | 0.796 |  | 0.159 |  | OR | Single Family | Kitchen Faucet | 1983 | 8874.09 | Single Family | FALSE | FALSE |  |  |  | 1567.7559 | 1410.9803 | Single Family_FALSE | Single Family_FALSE | Single Family_ | Single Family_ | Single Family_ | unknown | unknownSingle Family_ | unknownSingle Family_FALSE
Water_00001965 | SITE_01469 | Room_00005573 | Bathroom_1 | Bathroom | Bathroom Faucet | 1.5 | 1.15 | 1.5 | 1.3 |  | N/A | N/A | N/A | Bag | 0.796 |  | 1.035 |  | OR | Single Family | Bathroom Faucet | 1983 | 8874.09 | Single Family | FALSE | FALSE |  |  |  | 13311.135 | 9184.6831 | Single Family_FALSE | Single Family_FALSE | Single Family_ | Single Family_ | Single Family_ | unknown | unknownSingle Family_ | unknownSingle Family_FALSE
Water_00001966 | SITE_01469 | Room_00005573 | Bathroom_1 | Bathroom | Shower / Bathtub combo with separate valve | unknown |  |  | 2.7 |  | Primary | Daily / Almost Daily | N/A | Unknown |  | N/A |  | N/A | OR | Single Family | Shower | 1983 | 8874.09 | Single Family | TRUE | TRUE | FALSE | FALSE | FALSE | 0 | 0 | Single Family_TRUE | Single Family_TRUE | Single Family_FALSE | Single Family_FALSE | Single Family_FALSE | unknown | unknownSingle Family_FALSE | unknownSingle Family_TRUE
Water_00001967 | SITE_01470 | Room_00005593 | Kitchen_1 | Kitchen | Kitchen Faucet | unknown |  |  |  | Unknown | N/A | N/A | N/A | Bag | 0.796 |  |  | Unknown | OR | Single Family | Kitchen Faucet | 1984 | 8874.09 | Single Family | FALSE | FALSE |  |  |  | 0 | 0 | Single Family_FALSE | Single Family_FALSE | Single Family_ | Single Family_ | Single Family_ | unknown | unknownSingle Family_ | unknownSingle Family_FALSE
Water_00001968 | SITE_01470 | Room_00005587 | Bathroom_1 | Bathroom | Bathroom Faucet | unknown |  |  |  | Unknown | N/A | N/A | N/A | Bag | 0.796 |  |  | Unknown | OR | Single Family | Bathroom Faucet | 1984 | 8874.09 | Single Family | FALSE | FALSE |  |  |  | 0 | 0 | Single Family_FALSE | Single Family_FALSE | Single Family_ | Single Family_ | Single Family_ | unknown | unknownSingle Family_ | unknownSingle Family_FALSE
Water_00001969 | SITE_01470 | Room_00005588 | Bathroom_2 | Bathroom | Bathroom Faucet | unknown |  |  |  | Unknown | N/A | N/A | N/A | Bag | 0.796 |  |  | Unknown | OR | Single Family | Bathroom Faucet | 1984 | 8874.09 | Single Family | FALSE | FALSE |  |  |  | 0 | 0 | Single Family_FALSE | Single Family_FALSE | Single Family_ | Single Family_ | Single Family_ | unknown | unknownSingle Family_ | unknownSingle Family_FALSE
Water_00001970 | SITE_01470 | Room_00005588 | Bathroom_2 | Bathroom | Shower / Bathtub combo with diverter valve | 2.5 |  | 2.5 |  | Unknown | Primary | Daily / Almost Daily | N/A | Bag | 0.8492 |  |  | Unknown | OR | Single Family | Shower | 1984 | 8874.09 | Single Family | TRUE | TRUE | TRUE | FALSE | FALSE | 22185.225 | 0 | Single Family_TRUE | Single Family_TRUE | Single Family_TRUE | Single Family_FALSE | Single Family_FALSE | unknown | unknownSingle Family_FALSE | unknownSingle Family_TRUE
Water_00001971 | SITE_01471 | Room_00005602 | Kitchen_1 | Kitchen | Kitchen Faucet | 1.8 | 0.70778 | 1.8 | 0.8 |  | N/A | N/A | N/A | Bag | 0.796 |  | 0.637 |  | OR | Multifamily Residence | Kitchen Faucet | 1985 | 4053.65 | Multifamily Residence | FALSE | FALSE |  |  |  | 7296.57 | 2582.1751 | Multifamily Residence_FALSE | Multifamily Residence_FALSE | Multifamily Residence_ | Multifamily Residence_ | Multifamily Residence_ | unknown | unknownMultifamily Residence_ | unknownMultifamily Residence_FALSE
Water_00001972 | SITE_01471 | Room_00005598 | Bathroom_1 | Bathroom | Shower | unknown |  |  | 1.3 |  | Primary | A few times per week | N/A | Unknown |  | N/A |  | N/A | OR | Multifamily Residence | Shower | 1985 | 4053.65 | Multifamily Residence | TRUE | FALSE | FALSE | FALSE | FALSE | 0 | 0 | Multifamily Residence_TRUE | Multifamily Residence_FALSE | Multifamily Residence_FALSE | Multifamily Residence_FALSE | Multifamily Residence_FALSE | unknown | unknownMultifamily Residence_FALSE | unknownMultifamily Residence_TRUE
Water_00001973 | SITE_01471 | Room_00005598 | Bathroom_1 | Bathroom | Bathroom Faucet | 0.66333 | 0.66333 |  | 0.75 |  | N/A | N/A | N/A | Bag | 0.796 |  | 0.597 |  | OR | Multifamily Residence | Bathroom Faucet | 1985 | 4053.65 | Multifamily Residence | FALSE | FALSE |  |  |  | 2688.9212 | 2420.0291 | Multifamily Residence_FALSE | Multifamily Residence_FALSE | Multifamily Residence_ | Multifamily Residence_ | Multifamily Residence_ | unknown | unknownMultifamily Residence_ | unknownMultifamily Residence_FALSE
Water_00001974 | SITE_01472 | Room_00005610 | Kitchen_1 | Kitchen | Kitchen Faucet | 1.7689 | 1.7689 |  | 2 |  | N/A | N/A | N/A | Bag | 0.796 |  | 1.592 |  | OR | Multifamily Residence | Kitchen Faucet | 1986 | 4053.65 | Multifamily Residence | FALSE | FALSE |  |  |  | 7170.4564 | 6453.4108 | Multifamily Residence_FALSE | Multifamily Residence_FALSE | Multifamily Residence_ | Multifamily Residence_ | Multifamily Residence_ | unknown | unknownMultifamily Residence_ | unknownMultifamily Residence_FALSE
Water_00001975 | SITE_01472 | Room_00005605 | Bathroom_1 | Bathroom | Bathroom Faucet | unknown |  |  | 2 |  | N/A | N/A | N/A | Unknown |  | N/A |  | N/A | OR | Multifamily Residence | Bathroom Faucet | 1986 | 4053.65 | Multifamily Residence | FALSE | FALSE |  |  |  | 0 | 0 | Multifamily Residence_FALSE | Multifamily Residence_FALSE | Multifamily Residence_ | Multifamily Residence_ | Multifamily Residence_ | unknown | unknownMultifamily Residence_ | unknownMultifamily Residence_FALSE
Water_00001976 | SITE_01472 | Room_00005605 | Bathroom_1 | Bathroom | Shower | unknown |  |  |  | Unknown | Secondary | Daily / Almost Daily | Broken operation knob | Unknown |  | N/A |  | N/A | OR | Multifamily Residence | Shower | 1986 | 4053.65 | Multifamily Residence | TRUE | FALSE | FALSE | FALSE | FALSE | 0 | 0 | Multifamily Residence_TRUE | Multifamily Residence_FALSE | Multifamily Residence_FALSE | Multifamily Residence_FALSE | Multifamily Residence_FALSE | unknown | unknownMultifamily Residence_FALSE | unknownMultifamily Residence_TRUE
Water_00001977 | SITE_01472 | Room_00005606 | Bathroom_2 | Bathroom | Shower | unknown |  |  | 2 |  | Primary | Daily / Almost Daily | N/A | Unknown |  | N/A |  | N/A | OR | Multifamily Residence | Shower | 1986 | 4053.65 | Multifamily Residence | TRUE | FALSE | FALSE | FALSE | FALSE | 0 | 0 | Multifamily Residence_TRUE | Multifamily Residence_FALSE | Multifamily Residence_FALSE | Multifamily Residence_FALSE | Multifamily Residence_FALSE | unknown | unknownMultifamily Residence_FALSE | unknownMultifamily Residence_TRUE
Water_00001978 | SITE_01472 | Room_00005606 | Bathroom_2 | Bathroom | Bathroom Faucet | unknown |  |  | 1.5 |  | N/A | N/A | N/A | Unknown |  | N/A |  | N/A | OR | Multifamily Residence | Bathroom Faucet | 1986 | 4053.65 | Multifamily Residence | FALSE | FALSE |  |  |  | 0 | 0 | Multifamily Residence_FALSE | Multifamily Residence_FALSE | Multifamily Residence_ | Multifamily Residence_ | Multifamily Residence_ | unknown | unknownMultifamily Residence_ | unknownMultifamily Residence_FALSE
Water_00001979 | SITE_01473 | Room_00005617 | Bathroom_1 | Bathroom | Bathroom Faucet | unknown |  |  | 1.7 |  | N/A | N/A | N/A | Unknown |  | N/A |  | N/A | OR | Manufactured | Bathroom Faucet | 1987 | 1745.15 | Manufactured | FALSE | FALSE |  |  |  | 0 | 0 | Manufactured_FALSE | Manufactured_FALSE | Manufactured_ | Manufactured_ | Manufactured_ | unknown | unknownManufactured_ | unknownManufactured_FALSE
Water_00001980 | SITE_01473 | Room_00005617 | Bathroom_1 | Bathroom | Bathroom Faucet | unknown |  |  | 1.5 |  | N/A | N/A | N/A | Unknown |  | N/A |  | N/A | OR | Manufactured | Bathroom Faucet | 1987 | 1745.15 | Manufactured | FALSE | FALSE |  |  |  | 0 | 0 | Manufactured_FALSE | Manufactured_FALSE | Manufactured_ | Manufactured_ | Manufactured_ | unknown | unknownManufactured_ | unknownManufactured_FALSE
Water_00001981 | SITE_01473 | Room_00005617 | Bathroom_1 | Bathroom | Bathtub | unknown |  |  |  | N/A | N/A | N/A | N/A | Unknown |  | N/A |  | N/A | OR | Manufactured | Bathtub | 1987 | 1745.15 | Manufactured | FALSE | FALSE |  |  |  | 0 | 0 | Manufactured_FALSE | Manufactured_FALSE | Manufactured_ | Manufactured_ | Manufactured_ | unknown | unknownManufactured_ | unknownManufactured_FALSE
Water_00001982 | SITE_01473 | Room_00005617 | Bathroom_1 | Bathroom | Shower | unknown |  |  | 6 |  | Primary | Daily / Almost Daily | Overflowed pitcher. Cold water knob is loose | Unknown |  | N/A |  | N/A | OR | Manufactured | Shower | 1987 | 1745.15 | Manufactured | TRUE | FALSE | FALSE | FALSE | FALSE | 0 | 0 | Manufactured_TRUE | Manufactured_FALSE | Manufactured_FALSE | Manufactured_FALSE | Manufactured_FALSE | unknown | unknownManufactured_FALSE | unknownManufactured_TRUE
Water_00001983 | SITE_01473 | Room_00005624 | Kitchen_1 | Kitchen | Kitchen Faucet | unknown |  |  | 1 |  | N/A | N/A | N/A | Unknown |  | N/A |  | N/A | OR | Manufactured | Kitchen Faucet | 1987 | 1745.15 | Manufactured | FALSE | FALSE |  |  |  | 0 | 0 | Manufactured_FALSE | Manufactured_FALSE | Manufactured_ | Manufactured_ | Manufactured_ | unknown | unknownManufactured_ | unknownManufactured_FALSE
Water_00001984 | SITE_01473 | Room_00005618 | Bathroom_2 | Bathroom | Bathroom Faucet | 2 |  | 2 | 1.7 |  | N/A | N/A | N/A | Unknown |  | N/A |  | N/A | OR | Manufactured | Bathroom Faucet | 1987 | 1745.15 | Manufactured | FALSE | FALSE |  |  |  | 3490.3 | 0 | Manufactured_FALSE | Manufactured_FALSE | Manufactured_ | Manufactured_ | Manufactured_ | unknown | unknownManufactured_ | unknownManufactured_FALSE
Water_00001985 | SITE_01473 | Room_00005618 | Bathroom_2 | Bathroom | Shower / Bathtub combo with diverter valve | unknown |  |  | 2.5 |  | Secondary | A few times per year | N/A | Unknown |  | N/A |  | N/A | OR | Manufactured | Shower | 1987 | 1745.15 | Manufactured | TRUE | TRUE | FALSE | FALSE | FALSE | 0 | 0 | Manufactured_TRUE | Manufactured_TRUE | Manufactured_FALSE | Manufactured_FALSE | Manufactured_FALSE | unknown | unknownManufactured_FALSE | unknownManufactured_TRUE
Water_00001986 | SITE_01473 | Room_00005625 | Laundry_1 | Laundry | Kitchen Faucet | unknown |  |  | 5 |  | N/A | N/A | N/A | Unknown |  | N/A |  | N/A | OR | Manufactured | Kitchen Faucet | 1987 | 1745.15 | Manufactured | FALSE | FALSE |  |  |  | 0 | 0 | Manufactured_FALSE | Manufactured_FALSE | Manufactured_ | Manufactured_ | Manufactured_ | unknown | unknownManufactured_ | unknownManufactured_FALSE
Water_00001987 | SITE_01474 | Room_00005630 | Bathroom_1 | Bathroom | Shower | 2.5 |  | 2.5 |  | Unknown | Primary | Daily / Almost Daily | N/A | Unknown |  | N/A |  | N/A | OR | Single Family | Shower | 1988 | 8874.09 | Single Family | TRUE | FALSE | TRUE | FALSE | FALSE | 22185.225 | 0 | Single Family_TRUE | Single Family_FALSE | Single Family_TRUE | Single Family_FALSE | Single Family_FALSE | unknown | unknownSingle Family_FALSE | unknownSingle Family_TRUE
Water_00001988 | SITE_01474 | Room_00005630 | Bathroom_1 | Bathroom | Bathroom Faucet | unknown |  |  |  | Unknown | N/A | N/A | N/A | Unknown |  | N/A |  | N/A | OR | Single Family | Bathroom Faucet | 1988 | 8874.09 | Single Family | FALSE | FALSE |  |  |  | 0 | 0 | Single Family_FALSE | Single Family_FALSE | Single Family_ | Single Family_ | Single Family_ | unknown | unknownSingle Family_ | unknownSingle Family_FALSE
Water_00001989 | SITE_01474 | Room_00005630 | Bathroom_1 | Bathroom | Bathroom Faucet | unknown |  |  |  | Unknown | N/A | N/A | N/A | Unknown |  | N/A |  | N/A | OR | Single Family | Bathroom Faucet | 1988 | 8874.09 | Single Family | FALSE | FALSE |  |  |  | 0 | 0 | Single Family_FALSE | Single Family_FALSE | Single Family_ | Single Family_ | Single Family_ | unknown | unknownSingle Family_ | unknownSingle Family_FALSE
Water_00001990 | SITE_01474 | Room_00005631 | Bathroom_2 | Bathroom | Bathroom Faucet | unknown |  |  |  | Unknown | N/A | N/A | N/A | Unknown |  | N/A |  | N/A | OR | Single Family | Bathroom Faucet | 1988 | 8874.09 | Single Family | FALSE | FALSE |  |  |  | 0 | 0 | Single Family_FALSE | Single Family_FALSE | Single Family_ | Single Family_ | Single Family_ | unknown | unknownSingle Family_ | unknownSingle Family_FALSE
Water_00001991 | SITE_01474 | Room_00005642 | Kitchen_1 | Kitchen | Kitchen Faucet | unknown |  |  |  | Unknown | N/A | N/A | N/A | Unknown |  | N/A |  | N/A | OR | Single Family | Kitchen Faucet | 1988 | 8874.09 | Single Family | FALSE | FALSE |  |  |  | 0 | 0 | Single Family_FALSE | Single Family_FALSE | Single Family_ | Single Family_ | Single Family_ | unknown | unknownSingle Family_ | unknownSingle Family_FALSE
Water_00001992 | SITE_01475 | Room_00005659 | Kitchen_1 | Kitchen | Kitchen Faucet | 2.4767 | 2.4767 |  | 2.8 |  | N/A | N/A | N/A | Bag | 0.796 |  | 2.229 |  | OR | Single Family | Kitchen Faucet | 1989 | 3405.58 | Single Family | FALSE | FALSE |  |  |  | 8434.4865 | 7591.0378 | Single Family_FALSE | Single Family_FALSE | Single Family_ | Single Family_ | Single Family_ | unknown | unknownSingle Family_ | unknownSingle Family_FALSE
Water_00001993 | SITE_01475 | Room_00005649 | Bathroom_1 | Bathroom | Bathroom Faucet | 2.2 | 2.5644 | 2.2 | 2.9 |  | N/A | N/A | N/A | Bag | 0.796 |  | 2.308 |  | OR | Single Family | Bathroom Faucet | 1989 | 3405.58 | Single Family | FALSE | FALSE |  |  |  | 7492.276 | 7860.0786 | Single Family_FALSE | Single Family_FALSE | Single Family_ | Single Family_ | Single Family_ | unknown | unknownSingle Family_ | unknownSingle Family_FALSE
Water_00001994 | SITE_01475 | Room_00005649 | Bathroom_1 | Bathroom | Shower / Bathtub combo with diverter valve | 2.5 |  | 2.5 | 3.2 |  | All used about the same | Unknown | N/A | Unknown |  | N/A |  | N/A | OR | Single Family | Shower | 1989 | 3405.58 | Single Family | TRUE | TRUE | TRUE | FALSE | FALSE | 8513.95 | 0 | Single Family_TRUE | Single Family_TRUE | Single Family_TRUE | Single Family_FALSE | Single Family_FALSE | unknown | unknownSingle Family_FALSE | unknownSingle Family_TRUE
Water_00001995 | SITE_01475 | Room_00005650 | Bathroom_2 | Bathroom | Bathroom Faucet | 2.2 | 2.2111 | 2.2 | 2.5 |  | N/A | N/A | N/A | Bag | 0.796 |  | 1.99 |  | OR | Single Family | Bathroom Faucet | 1989 | 3405.58 | Single Family | FALSE | FALSE |  |  |  | 7492.276 | 6777.1042 | Single Family_FALSE | Single Family_FALSE | Single Family_ | Single Family_ | Single Family_ | unknown | unknownSingle Family_ | unknownSingle Family_FALSE
Water_00001996 | SITE_01475 | Room_00005650 | Bathroom_2 | Bathroom | Shower / Bathtub combo with diverter valve | unknown |  |  | 2.3 |  | All used about the same | Daily / Almost Daily | N/A | Unknown |  | N/A |  | N/A | OR | Single Family | Shower | 1989 | 3405.58 | Single Family | TRUE | TRUE | FALSE | FALSE | FALSE | 0 | 0 | Single Family_TRUE | Single Family_TRUE | Single Family_FALSE | Single Family_FALSE | Single Family_FALSE | unknown | unknownSingle Family_FALSE | unknownSingle Family_TRUE
Water_00001997 | SITE_01476 | Room_00005678 | Laundry_1 | Laundry | Bathroom Faucet | unknown |  |  | 1.5 |  | N/A | N/A | N/A | Unknown |  | N/A |  | N/A | OR | Single Family | Bathroom Faucet | 1990 | 8874.09 | Single Family | FALSE | FALSE |  |  |  | 0 | 0 | Single Family_FALSE | Single Family_FALSE | Single Family_ | Single Family_ | Single Family_ | unknown | unknownSingle Family_ | unknownSingle Family_FALSE
Water_00001998 | SITE_01476 | Room_00005677 | Kitchen_1 | Kitchen | Kitchen Faucet | 2.2111 | 2.2111 |  | 2.5 |  | N/A | N/A | N/A | Bag | 0.796 |  | 1.99 |  | OR | Single Family | Kitchen Faucet | 1990 | 8874.09 | Single Family | FALSE | FALSE |  |  |  | 19621.599 | 17659.4391 | Single Family_FALSE | Single Family_FALSE | Single Family_ | Single Family_ | Single Family_ | unknown | unknownSingle Family_ | unknownSingle Family_FALSE
Water_00001999 | SITE_01476 | Room_00005663 | Bathroom_1 | Bathroom | Bathroom Faucet | unknown |  |  | 1.5 |  | N/A | N/A | N/A | Unknown |  | N/A |  | N/A | OR | Single Family | Bathroom Faucet | 1990 | 8874.09 | Single Family | FALSE | FALSE |  |  |  | 0 | 0 | Single Family_FALSE | Single Family_FALSE | Single Family_ | Single Family_ | Single Family_ | unknown | unknownSingle Family_ | unknownSingle Family_FALSE
Water_00002000 | SITE_01476 | Room_00005663 | Bathroom_1 | Bathroom | Bathtub | unknown |  |  |  | N/A | N/A | N/A | 1.5gpm | Unknown |  | N/A |  | N/A | OR | Single Family | Bathtub | 1990 | 8874.09 | Single Family | FALSE | FALSE |  |  |  | 0 | 0 | Single Family_FALSE | Single Family_FALSE | Single Family_ | Single Family_ | Single Family_ | unknown | unknownSingle Family_ | unknownSingle Family_FALSE
Water_00002001 | SITE_01476 | Room_00005663 | Bathroom_1 | Bathroom | Shower | unknown |  |  | 2.5 |  | Secondary | A few times per week | N/A | Unknown |  | N/A |  | N/A | OR | Single Family | Shower | 1990 | 8874.09 | Single Family | TRUE | FALSE | FALSE | FALSE | FALSE | 0 | 0 | Single Family_TRUE | Single Family_FALSE | Single Family_FALSE | Single Family_FALSE | Single Family_FALSE | unknown | unknownSingle Family_FALSE | unknownSingle Family_TRUE
Water_00002002 | SITE_01476 | Room_00005664 | Bathroom_2 | Bathroom | Shower | unknown |  |  | 2 |  | Primary | Daily / Almost Daily | N/A | Unknown |  | N/A |  | N/A | OR | Single Family | Shower | 1990 | 8874.09 | Single Family | TRUE | FALSE | FALSE | FALSE | FALSE | 0 | 0 | Single Family_TRUE | Single Family_FALSE | Single Family_FALSE | Single Family_FALSE | Single Family_FALSE | unknown | unknownSingle Family_FALSE | unknownSingle Family_TRUE
Water_00002003 | SITE_01476 | Room_00005664 | Bathroom_2 | Bathroom | Bathroom Faucet | unknown |  |  | 1.5 |  | N/A | N/A | N/A | Unknown |  | N/A |  | N/A | OR | Single Family | Bathroom Faucet | 1990 | 8874.09 | Single Family | FALSE | FALSE |  |  |  | 0 | 0 | Single Family_FALSE | Single Family_FALSE | Single Family_ | Single Family_ | Single Family_ | unknown | unknownSingle Family_ | unknownSingle Family_FALSE
Water_00002004 | SITE_01476 | Room_00005664 | Bathroom_2 | Bathroom | Bathroom Faucet | unknown |  |  | 1.5 |  | N/A | N/A | N/A | Unknown |  | N/A |  | N/A | OR | Single Family | Bathroom Faucet | 1990 | 8874.09 | Single Family | FALSE | FALSE |  |  |  | 0 | 0 | Single Family_FALSE | Single Family_FALSE | Single Family_ | Single Family_ | Single Family_ | unknown | unknownSingle Family_ | unknownSingle Family_FALSE
Water_00002005 | SITE_01476 | Room_00005665 | Bathroom_3 | Bathroom | Bathroom Faucet | unknown |  |  | 1.5 |  | N/A | N/A | N/A | Unknown |  | N/A |  | N/A | OR | Single Family | Bathroom Faucet | 1990 | 8874.09 | Single Family | FALSE | FALSE |  |  |  | 0 | 0 | Single Family_FALSE | Single Family_FALSE | Single Family_ | Single Family_ | Single Family_ | unknown | unknownSingle Family_ | unknownSingle Family_FALSE
Water_00002006 | SITE_01476 | Room_00005665 | Bathroom_3 | Bathroom | Bathroom Faucet | unknown |  |  | 2 |  | N/A | N/A | N/A | Unknown |  | N/A |  | N/A | OR | Single Family | Bathroom Faucet | 1990 | 8874.09 | Single Family | FALSE | FALSE |  |  |  | 0 | 0 | Single Family_FALSE | Single Family_FALSE | Single Family_ | Single Family_ | Single Family_ | unknown | unknownSingle Family_ | unknownSingle Family_FALSE
Water_00002007 | SITE_01476 | Room_00005665 | Bathroom_3 | Bathroom | Bathtub | unknown |  |  |  | N/A | N/A | N/A | 2.5 gpm | Unknown |  | N/A |  | N/A | OR | Single Family | Bathtub | 1990 | 8874.09 | Single Family | FALSE | FALSE |  |  |  | 0 | 0 | Single Family_FALSE | Single Family_FALSE | Single Family_ | Single Family_ | Single Family_ | unknown | unknownSingle Family_ | unknownSingle Family_FALSE
Water_00002008 | SITE_01476 | Room_00005665 | Bathroom_3 | Bathroom | Shower | unknown |  |  | 1 |  | Primary | Daily / Almost Daily | N/A | Unknown |  | N/A |  | N/A | OR | Single Family | Shower | 1990 | 8874.09 | Single Family | TRUE | FALSE | FALSE | FALSE | FALSE | 0 | 0 | Single Family_TRUE | Single Family_FALSE | Single Family_FALSE | Single Family_FALSE | Single Family_FALSE | unknown | unknownSingle Family_FALSE | unknownSingle Family_TRUE
Water_00002009 | SITE_01477 | Room_00005694 | Kitchen_1 | Kitchen | Kitchen Faucet | unknown |  |  | 2.5 |  | N/A | N/A | N/A | Unknown |  | N/A |  | N/A | OR | Single Family | Kitchen Faucet | 1991 | 8874.09 | Single Family | FALSE | FALSE |  |  |  | 0 | 0 | Single Family_FALSE | Single Family_FALSE | Single Family_ | Single Family_ | Single Family_ | unknown | unknownSingle Family_ | unknownSingle Family_FALSE
Water_00002010 | SITE_01477 | Room_00005685 | Bathroom_1 | Bathroom | Bathroom Faucet | 2.2 | 2.1222 | 2.2 | 2.4 |  | N/A | N/A | N/A | Bag | 0.796 |  | 1.91 |  | OR | Single Family | Bathroom Faucet | 1991 | 8874.09 | Single Family | FALSE | FALSE |  |  |  | 19522.998 | 16949.5119 | Single Family_FALSE | Single Family_FALSE | Single Family_ | Single Family_ | Single Family_ | unknown | unknownSingle Family_ | unknownSingle Family_FALSE
Water_00002011 | SITE_01477 | Room_00005685 | Bathroom_1 | Bathroom | Shower / Bathtub combo with diverter valve | 2.5 | 2.5889 | 2.5 | 2.5 |  | Secondary | A few times per month | N/A | Weir | 0.932 |  | 2.33 |  | OR | Single Family | Shower | 1991 | 8874.09 | Single Family | TRUE | TRUE | TRUE | TRUE | TRUE | 22185.225 | 20676.6297 | Single Family_TRUE | Single Family_TRUE | Single Family_TRUE | Single Family_TRUE | Single Family_TRUE | 2.5gpm | 2.5gpmSingle Family_TRUE | 2.5gpmSingle Family_TRUE
Water_00002012 | SITE_01477 | Room_00005686 | Bathroom_2 | Bathroom | Bathroom Faucet | 2.2111 | 2.2111 |  | 2.5 |  | N/A | N/A | Rated 2.75 | Bag | 0.796 |  | 1.99 |  | OR | Single Family | Bathroom Faucet | 1991 | 8874.09 | Single Family | FALSE | FALSE |  |  |  | 19621.599 | 17659.4391 | Single Family_FALSE | Single Family_FALSE | Single Family_ | Single Family_ | Single Family_ | unknown | unknownSingle Family_ | unknownSingle Family_FALSE
Water_00002013 | SITE_01477 | Room_00005686 | Bathroom_2 | Bathroom | Shower | 2.5 | 2.5889 | 2.5 | 2.5 |  | Primary | Daily / Almost Daily | N/A | Weir | 0.932 |  | 2.33 |  | OR | Single Family | Shower | 1991 | 8874.09 | Single Family | TRUE | FALSE | TRUE | TRUE | TRUE | 22185.225 | 20676.6297 | Single Family_TRUE | Single Family_FALSE | Single Family_TRUE | Single Family_TRUE | Single Family_TRUE | 2.5gpm | 2.5gpmSingle Family_TRUE | 2.5gpmSingle Family_TRUE
Water_00002014 | SITE_01478 | Room_00005717 | Laundry_1 | Laundry | Bathroom Faucet | 2 | 1.15 | 2 | 1.3 |  | N/A | N/A | N/A | Bag | 0.796 |  | 1.035 |  | OR | Single Family | Bathroom Faucet | 1992 | 3405.58 | Single Family | FALSE | FALSE |  |  |  | 6811.16 | 3524.7753 | Single Family_FALSE | Single Family_FALSE | Single Family_ | Single Family_ | Single Family_ | unknown | unknownSingle Family_ | unknownSingle Family_FALSE
Water_00002015 | SITE_01478 | Room_00005700 | Bathroom_1 | Bathroom | Bathroom Faucet | 1.5 | 0.97333 | 1.5 | 1.1 |  | N/A | N/A | N/A | Bag | 0.796 |  | 0.876 |  | OR | Single Family | Bathroom Faucet | 1992 | 3405.58 | Single Family | FALSE | FALSE |  |  |  | 5108.37 | 2983.2881 | Single Family_FALSE | Single Family_FALSE | Single Family_ | Single Family_ | Single Family_ | unknown | unknownSingle Family_ | unknownSingle Family_FALSE
Water_00002016 | SITE_01478 | Room_00005715 | Kitchen_1 | Kitchen | Kitchen Faucet | 0.44222 | 0.44222 |  | 0.5 |  | N/A | N/A | N/A | Bag | 0.796 |  | 0.398 |  | OR | Single Family | Kitchen Faucet | 1992 | 3405.58 | Single Family | FALSE | FALSE |  |  |  | 1506.0232 | 1355.4208 | Single Family_FALSE | Single Family_FALSE | Single Family_ | Single Family_ | Single Family_ | unknown | unknownSingle Family_ | unknownSingle Family_FALSE
Water_00002017 | SITE_01478 | Room_00005701 | Bathroom_2 | Bathroom | Shower | 1.5 |  | 1.5 | 1 |  | Primary | A few times per month | N/A | Unknown |  | N/A |  | N/A | OR | Single Family | Shower | 1992 | 3405.58 | Single Family | TRUE | FALSE | TRUE | FALSE | FALSE | 5108.37 | 0 | Single Family_TRUE | Single Family_FALSE | Single Family_TRUE | Single Family_FALSE | Single Family_FALSE | unknown | unknownSingle Family_FALSE | unknownSingle Family_TRUE
Water_00002018 | SITE_01478 | Room_00005702 | Bathroom_3 | Bathroom | Shower | unknown |  |  | 1.5 |  | Primary | A few times per week | N/A | Unknown |  | N/A |  | N/A | OR | Single Family | Shower | 1992 | 3405.58 | Single Family | TRUE | FALSE | FALSE | FALSE | FALSE | 0 | 0 | Single Family_TRUE | Single Family_FALSE | Single Family_FALSE | Single Family_FALSE | Single Family_FALSE | unknown | unknownSingle Family_FALSE | unknownSingle Family_TRUE
Water_00002019 | SITE_01478 | Room_00005702 | Bathroom_3 | Bathroom | Bathroom Faucet | 0.51333 | 0.51333 |  | 0.58 |  | N/A | N/A | N/A | Bag | 0.796 |  | 0.462 |  | OR | Single Family | Bathroom Faucet | 1992 | 3405.58 | Single Family | FALSE | FALSE |  |  |  | 1748.1977 | 1573.378 | Single Family_FALSE | Single Family_FALSE | Single Family_ | Single Family_ | Single Family_ | unknown | unknownSingle Family_ | unknownSingle Family_FALSE
Water_00002020 | SITE_01479 | Room_00005732 | Kitchen_1 | Kitchen | Kitchen Faucet | 1.3267 | 1.3267 |  | 1.5 |  | N/A | N/A | N/A | Bag | 0.796 |  | 1.194 |  | OR | Single Family | Kitchen Faucet | 1993 | 8874.09 | Single Family | FALSE | FALSE |  |  |  | 11772.9594 | 10595.6635 | Single Family_FALSE | Single Family_FALSE | Single Family_ | Single Family_ | Single Family_ | unknown | unknownSingle Family_ | unknownSingle Family_FALSE
Water_00002021 | SITE_01479 | Room_00005726 | Bathroom_1 | Bathroom | Bathroom Faucet | unknown |  |  | 2 |  | N/A | N/A | N/A | Unknown |  | N/A |  | N/A | OR | Single Family | Bathroom Faucet | 1993 | 8874.09 | Single Family | FALSE | FALSE |  |  |  | 0 | 0 | Single Family_FALSE | Single Family_FALSE | Single Family_ | Single Family_ | Single Family_ | unknown | unknownSingle Family_ | unknownSingle Family_FALSE
Water_00002022 | SITE_01479 | Room_00005726 | Bathroom_1 | Bathroom | Shower | unknown |  |  |  | Unknown | Primary | Daily / Almost Daily | Could not run. Tap was disassembled by owner to clean out ants. | Unknown |  | N/A |  | N/A | OR | Single Family | Shower | 1993 | 8874.09 | Single Family | TRUE | FALSE | FALSE | FALSE | FALSE | 0 | 0 | Single Family_TRUE | Single Family_FALSE | Single Family_FALSE | Single Family_FALSE | Single Family_FALSE | unknown | unknownSingle Family_FALSE | unknownSingle Family_TRUE
Water_00002023 | SITE_01480 | Room_00005748 | Kitchen_1 | Kitchen | Kitchen Faucet | 2.2 | 1.7689 | 2.2 | 2 |  | N/A | N/A | N/A | Bag | 0.796 |  | 1.592 |  | OR | Single Family | Kitchen Faucet | 1994 | 8874.09 | Single Family | FALSE | FALSE |  |  |  | 19522.998 | 14127.5513 | Single Family_FALSE | Single Family_FALSE | Single Family_ | Single Family_ | Single Family_ | unknown | unknownSingle Family_ | unknownSingle Family_FALSE
Water_00002024 | SITE_01480 | Room_00005737 | Bathroom_1 | Bathroom | Bathroom Faucet | 2 | 2.4767 | 2 | 2.8 |  | N/A | N/A | N/A | Bag | 0.796 |  | 2.229 |  | OR | Single Family | Bathroom Faucet | 1994 | 8874.09 | Single Family | FALSE | FALSE |  |  |  | 17748.18 | 19780.3466 | Single Family_FALSE | Single Family_FALSE | Single Family_ | Single Family_ | Single Family_ | unknown | unknownSingle Family_ | unknownSingle Family_FALSE
Water_00002025 | SITE_01480 | Room_00005738 | Bathroom_2 | Bathroom | Bathroom Faucet | 2 | 2.2111 | 2 | 2.5 |  | N/A | N/A | N/A | Bag | 0.796 |  | 1.99 |  | OR | Single Family | Bathroom Faucet | 1994 | 8874.09 | Single Family | FALSE | FALSE |  |  |  | 17748.18 | 17659.4391 | Single Family_FALSE | Single Family_FALSE | Single Family_ | Single Family_ | Single Family_ | unknown | unknownSingle Family_ | unknownSingle Family_FALSE
Water_00002026 | SITE_01480 | Room_00005739 | Bathroom_3 | Bathroom | Shower | 2 | 1.8867 | 2 | 2 |  | Primary | Daily / Almost Daily | N/A | Bag | 0.8492 |  | 1.698 |  | OR | Single Family | Shower | 1994 | 8874.09 | Single Family | TRUE | FALSE | TRUE | TRUE | TRUE | 17748.18 | 15068.2048 | Single Family_TRUE | Single Family_FALSE | Single Family_TRUE | Single Family_TRUE | Single Family_TRUE | 2.0gpm | 2.0gpmSingle Family_TRUE | 2.0gpmSingle Family_TRUE
Water_00002027 | SITE_01480 | Room_00005739 | Bathroom_3 | Bathroom | Bathroom Faucet | 2 | 2.1222 | 2 | 2.4 |  | N/A | N/A | N/A | Bag | 0.796 |  | 1.91 |  | OR | Single Family | Bathroom Faucet | 1994 | 8874.09 | Single Family | FALSE | FALSE |  |  |  | 17748.18 | 16949.5119 | Single Family_FALSE | Single Family_FALSE | Single Family_ | Single Family_ | Single Family_ | unknown | unknownSingle Family_ | unknownSingle Family_FALSE
Water_00002028 | SITE_01480 | Room_00005739 | Bathroom_3 | Bathroom | Bathroom Faucet | 2 | 2.1222 | 2 | 2.4 |  | N/A | N/A | N/A | Bag | 0.796 |  | 1.91 |  | OR | Single Family | Bathroom Faucet | 1994 | 8874.09 | Single Family | FALSE | FALSE |  |  |  | 17748.18 | 16949.5119 | Single Family_FALSE | Single Family_FALSE | Single Family_ | Single Family_ | Single Family_ | unknown | unknownSingle Family_ | unknownSingle Family_FALSE
Water_00002029 | SITE_01480 | Room_00005738 | Bathroom_2 | Bathroom | Shower | 1.8867 | 1.8867 |  | 2 |  | Secondary | Daily / Almost Daily | N/A | Bag | 0.8492 |  | 1.698 |  | OR | Single Family | Shower | 1994 | 8874.09 | Single Family | TRUE | FALSE | TRUE | TRUE | TRUE | 16742.4498 | 15068.2048 | Single Family_TRUE | Single Family_FALSE | Single Family_TRUE | Single Family_TRUE | Single Family_TRUE | 2.0gpm | 2.0gpmSingle Family_TRUE | 2.0gpmSingle Family_TRUE
Water_00002030 | SITE_01481 | Room_00005754 | Bathroom_1 | Bathroom | Bathroom Faucet | 2 | 1.2378 | 2 | 1.4 |  | N/A | N/A | N/A | Bag | 0.796 |  | 1.114 |  | OR | Single Family | Bathroom Faucet | 1995 | 8874.09 | Single Family | FALSE | FALSE |  |  |  | 17748.18 | 9885.7363 | Single Family_FALSE | Single Family_FALSE | Single Family_ | Single Family_ | Single Family_ | unknown | unknownSingle Family_ | unknownSingle Family_FALSE
Water_00002031 | SITE_01481 | Room_00005754 | Bathroom_1 | Bathroom | Shower / Bathtub combo with diverter valve | 2.4533 | 2.4533 |  | 2.6 |  | Primary | A few times per year | N/A | Bag | 0.8492 |  | 2.208 |  | OR | Single Family | Shower | 1995 | 8874.09 | Single Family | TRUE | TRUE | TRUE | TRUE | TRUE | 21771.1008 | 19593.9907 | Single Family_TRUE | Single Family_TRUE | Single Family_TRUE | Single Family_TRUE | Single Family_TRUE | 2.5gpm | 2.5gpmSingle Family_TRUE | 2.5gpmSingle Family_TRUE
Water_00002032 | SITE_01481 | Room_00005759 | Kitchen_1 | Kitchen | Kitchen Faucet | 2 | 1.7689 | 2 | 2 |  | N/A | N/A | N/A | Bag | 0.796 |  | 1.592 |  | OR | Single Family | Kitchen Faucet | 1995 | 8874.09 | Single Family | FALSE | FALSE |  |  |  | 17748.18 | 14127.5513 | Single Family_FALSE | Single Family_FALSE | Single Family_ | Single Family_ | Single Family_ | unknown | unknownSingle Family_ | unknownSingle Family_FALSE
Water_00002033 | SITE_01482 | Room_00005771 | Kitchen_1 | Kitchen | Kitchen Faucet | 1.5 |  | 1.5 | 1.5 |  | N/A | N/A | N/A | Unknown |  | N/A |  | N/A | OR | Manufactured | Kitchen Faucet | 1996 | 894.83 | Manufactured | FALSE | FALSE |  |  |  | 1342.245 | 0 | Manufactured_FALSE | Manufactured_FALSE | Manufactured_ | Manufactured_ | Manufactured_ | unknown | unknownManufactured_ | unknownManufactured_FALSE
Water_00002034 | SITE_01482 | Room_00005763 | Bathroom_1 | Bathroom | Bathroom Faucet | 1.7689 | 1.7689 |  | 2 |  | N/A | N/A | N/A | Bag | 0.796 |  | 1.592 |  | OR | Manufactured | Bathroom Faucet | 1996 | 894.83 | Manufactured | FALSE | FALSE |  |  |  | 1582.8548 | 1424.5694 | Manufactured_FALSE | Manufactured_FALSE | Manufactured_ | Manufactured_ | Manufactured_ | unknown | unknownManufactured_ | unknownManufactured_FALSE
Water_00002035 | SITE_01482 | Room_00005763 | Bathroom_1 | Bathroom | Shower / Bathtub combo with diverter valve | 3.1067 | 3.1067 |  | 3 |  | Secondary | A few times per year | N/A | Weir | 0.932 |  | 2.796 |  | OR | Manufactured | Shower | 1996 | 894.83 | Manufactured | TRUE | TRUE | TRUE | TRUE | TRUE | 2779.9385 | 2501.9447 | Manufactured_TRUE | Manufactured_TRUE | Manufactured_TRUE | Manufactured_TRUE | Manufactured_TRUE | gt2.5gpm | gt2.5gpmManufactured_TRUE | gt2.5gpmManufactured_TRUE
Water_00002036 | SITE_01482 | Room_00005764 | Bathroom_6 | Bathroom | Bathroom Faucet | unknown |  |  | 1.5 |  | N/A | N/A | N/A | Unknown |  | N/A |  | N/A | OR | Manufactured | Bathroom Faucet | 1996 | 894.83 | Manufactured | FALSE | FALSE |  |  |  | 0 | 0 | Manufactured_FALSE | Manufactured_FALSE | Manufactured_ | Manufactured_ | Manufactured_ | unknown | unknownManufactured_ | unknownManufactured_FALSE
Water_00002037 | SITE_01482 | Room_00005764 | Bathroom_6 | Bathroom | Bathroom Faucet | unknown |  |  | 2.1 |  | N/A | N/A | N/A | Unknown |  | N/A |  | N/A | OR | Manufactured | Bathroom Faucet | 1996 | 894.83 | Manufactured | FALSE | FALSE |  |  |  | 0 | 0 | Manufactured_FALSE | Manufactured_FALSE | Manufactured_ | Manufactured_ | Manufactured_ | unknown | unknownManufactured_ | unknownManufactured_FALSE
Water_00002038 | SITE_01482 | Room_00005764 | Bathroom_6 | Bathroom | Shower | 2.5 |  | 2.5 | 2.1 |  | Primary | Daily / Almost Daily | N/A | Unknown |  | N/A |  | N/A | OR | Manufactured | Shower | 1996 | 894.83 | Manufactured | TRUE | FALSE | TRUE | FALSE | FALSE | 2237.075 | 0 | Manufactured_TRUE | Manufactured_FALSE | Manufactured_TRUE | Manufactured_FALSE | Manufactured_FALSE | unknown | unknownManufactured_FALSE | unknownManufactured_TRUE
Water_00002042 | SITE_01484 | Room_00005789 | Bathroom_1 | Bathroom | Bathroom Faucet | 2.2 |  | 2.2 |  | Unknown | N/A | N/A | N/A | Bag | 0.796 |  |  | Unknown | OR | Single Family | Bathroom Faucet | 1997 | 8874.09 | Single Family | FALSE | FALSE |  |  |  | 19522.998 | 0 | Single Family_FALSE | Single Family_FALSE | Single Family_ | Single Family_ | Single Family_ | unknown | unknownSingle Family_ | unknownSingle Family_FALSE
Water_00002043 | SITE_01484 | Room_00005789 | Bathroom_1 | Bathroom | Shower / Bathtub combo with diverter valve | unknown |  |  |  | Unknown | Never / rarely used | A few times per year | No Gpm info | Bag | 0.8492 |  |  | Unknown | OR | Single Family | Shower | 1997 | 8874.09 | Single Family | TRUE | TRUE | FALSE | FALSE | FALSE | 0 | 0 | Single Family_TRUE | Single Family_TRUE | Single Family_FALSE | Single Family_FALSE | Single Family_FALSE | unknown | unknownSingle Family_FALSE | unknownSingle Family_TRUE
Water_00002044 | SITE_01484 | Room_00005800 | Kitchen_1 | Kitchen | Kitchen Faucet | unknown |  |  |  | Unknown | N/A | N/A | N/A | Bag | 0.796 |  |  | Unknown | OR | Single Family | Kitchen Faucet | 1997 | 8874.09 | Single Family | FALSE | FALSE |  |  |  | 0 | 0 | Single Family_FALSE | Single Family_FALSE | Single Family_ | Single Family_ | Single Family_ | unknown | unknownSingle Family_ | unknownSingle Family_FALSE
Water_00002045 | SITE_01484 | Room_00005790 | Bathroom_2 | Bathroom | Bathroom Faucet | unknown |  |  |  | Unknown | N/A | N/A | N/A | Bag | 0.796 |  |  | Unknown | OR | Single Family | Bathroom Faucet | 1997 | 8874.09 | Single Family | FALSE | FALSE |  |  |  | 0 | 0 | Single Family_FALSE | Single Family_FALSE | Single Family_ | Single Family_ | Single Family_ | unknown | unknownSingle Family_ | unknownSingle Family_FALSE
Water_00002046 | SITE_01484 | Room_00005790 | Bathroom_2 | Bathroom | Shower / Bathtub combo with diverter valve | 2.5 |  | 2.5 |  | Unknown | Never / rarely used | A few times per year | N/A | Bag | 0.8492 |  |  | Unknown | OR | Single Family | Shower | 1997 | 8874.09 | Single Family | TRUE | TRUE | TRUE | FALSE | FALSE | 22185.225 | 0 | Single Family_TRUE | Single Family_TRUE | Single Family_TRUE | Single Family_FALSE | Single Family_FALSE | unknown | unknownSingle Family_FALSE | unknownSingle Family_TRUE
Water_00002047 | SITE_01484 | Room_00005791 | Bathroom_3 | Bathroom | Bathroom Faucet | unknown |  |  |  | Unknown | N/A | N/A | N/A | Bag | 0.796 |  |  | Unknown | OR | Single Family | Bathroom Faucet | 1997 | 8874.09 | Single Family | FALSE | FALSE |  |  |  | 0 | 0 | Single Family_FALSE | Single Family_FALSE | Single Family_ | Single Family_ | Single Family_ | unknown | unknownSingle Family_ | unknownSingle Family_FALSE
Water_00002048 | SITE_01484 | Room_00005791 | Bathroom_3 | Bathroom | Shower / Bathtub combo with diverter valve | 2.5 |  | 2.5 |  | Unknown | Primary | Daily / Almost Daily | N/A | Bag | 0.8492 |  |  | Unknown | OR | Single Family | Shower | 1997 | 8874.09 | Single Family | TRUE | TRUE | TRUE | FALSE | FALSE | 22185.225 | 0 | Single Family_TRUE | Single Family_TRUE | Single Family_TRUE | Single Family_FALSE | Single Family_FALSE | unknown | unknownSingle Family_FALSE | unknownSingle Family_TRUE
Water_00002049 | SITE_01485 | Room_00005805 | Bathroom_1 | Bathroom | Bathroom Faucet | 2.2 | 2.6533 | 2.2 | 3 |  | N/A | N/A | N/A | Bag | 0.796 |  | 2.388 |  | OR | Single Family | Bathroom Faucet | 1998 | 8874.09 | Single Family | FALSE | FALSE |  |  |  | 19522.998 | 21191.3269 | Single Family_FALSE | Single Family_FALSE | Single Family_ | Single Family_ | Single Family_ | unknown | unknownSingle Family_ | unknownSingle Family_FALSE
Water_00002050 | SITE_01485 | Room_00005805 | Bathroom_1 | Bathroom | Shower | unknown |  |  |  | Unknown | Primary | Daily / Almost Daily | Massive showerhead | Unknown |  | N/A |  | N/A | OR | Single Family | Shower | 1998 | 8874.09 | Single Family | TRUE | FALSE | FALSE | FALSE | FALSE | 0 | 0 | Single Family_TRUE | Single Family_FALSE | Single Family_FALSE | Single Family_FALSE | Single Family_FALSE | unknown | unknownSingle Family_FALSE | unknownSingle Family_TRUE
Water_00002051 | SITE_01485 | Room_00005817 | Kitchen_1 | Kitchen | Kitchen Faucet | 1.4156 | 1.4156 |  | 1.6 |  | N/A | N/A | N/A | Bag | 0.796 |  | 1.274 |  | OR | Single Family | Kitchen Faucet | 1998 | 8874.09 | Single Family | FALSE | FALSE |  |  |  | 12561.7674 | 11305.5907 | Single Family_FALSE | Single Family_FALSE | Single Family_ | Single Family_ | Single Family_ | unknown | unknownSingle Family_ | unknownSingle Family_FALSE
Water_00002052 | SITE_01485 | Room_00005806 | Bathroom_2 | Bathroom | Bathroom Faucet | 2.2 | 0.97333 | 2.2 | 1.1 |  | N/A | N/A | N/A | Bag | 0.796 |  | 0.876 |  | OR | Single Family | Bathroom Faucet | 1998 | 8874.09 | Single Family | FALSE | FALSE |  |  |  | 19522.998 | 7773.7028 | Single Family_FALSE | Single Family_FALSE | Single Family_ | Single Family_ | Single Family_ | unknown | unknownSingle Family_ | unknownSingle Family_FALSE
Water_00002053 | SITE_01485 | Room_00005806 | Bathroom_2 | Bathroom | Shower / Bathtub combo with diverter valve | unknown |  |  | 1.9 |  | All used about the same | A few times per week | N/A | Unknown |  | N/A |  | N/A | OR | Single Family | Shower | 1998 | 8874.09 | Single Family | TRUE | TRUE | FALSE | FALSE | FALSE | 0 | 0 | Single Family_TRUE | Single Family_TRUE | Single Family_FALSE | Single Family_FALSE | Single Family_FALSE | unknown | unknownSingle Family_FALSE | unknownSingle Family_TRUE
Water_00002054 | SITE_01486 | Room_00005823 | Bathroom_1 | Bathroom | Bathroom Faucet | unknown |  |  | 4 |  | N/A | N/A | N/A | Unknown |  | N/A |  | N/A | OR | Single Family | Bathroom Faucet | 1999 | 3405.58 | Single Family | FALSE | FALSE |  |  |  | 0 | 0 | Single Family_FALSE | Single Family_FALSE | Single Family_ | Single Family_ | Single Family_ | unknown | unknownSingle Family_ | unknownSingle Family_FALSE
Water_00002055 | SITE_01486 | Room_00005823 | Bathroom_1 | Bathroom | Shower / Bathtub combo with diverter valve | 2.5 |  | 2.5 | 2.2 |  | Primary | Daily / Almost Daily | N/A | Unknown |  | N/A |  | N/A | OR | Single Family | Shower | 1999 | 3405.58 | Single Family | TRUE | TRUE | TRUE | FALSE | FALSE | 8513.95 | 0 | Single Family_TRUE | Single Family_TRUE | Single Family_TRUE | Single Family_FALSE | Single Family_FALSE | unknown | unknownSingle Family_FALSE | unknownSingle Family_TRUE
Water_00002056 | SITE_01486 | Room_00005829 | Kitchen_1 | Kitchen | Kitchen Faucet | 1.8 |  | 1.8 | 1.5 |  | N/A | N/A | N/A | Unknown |  | N/A |  | N/A | OR | Single Family | Kitchen Faucet | 1999 | 3405.58 | Single Family | FALSE | FALSE |  |  |  | 6130.044 | 0 | Single Family_FALSE | Single Family_FALSE | Single Family_ | Single Family_ | Single Family_ | unknown | unknownSingle Family_ | unknownSingle Family_FALSE
Water_00002057 | SITE_01487 | Room_00005840 | Kitchen_1 | Kitchen | Kitchen Faucet | unknown |  |  | 1.5 |  | N/A | N/A | Moen | Unknown |  | N/A |  | N/A | OR | Single Family | Kitchen Faucet | 2000 | 8874.09 | Single Family | FALSE | FALSE |  |  |  | 0 | 0 | Single Family_FALSE | Single Family_FALSE | Single Family_ | Single Family_ | Single Family_ | unknown | unknownSingle Family_ | unknownSingle Family_FALSE
Water_00002058 | SITE_01487 | Room_00005835 | Bathroom_1 | Bathroom | Kitchen Faucet | 1.5 |  | 1.5 | 1.5 |  | N/A | N/A | N/A | Unknown |  | N/A |  | N/A | OR | Single Family | Kitchen Faucet | 2000 | 8874.09 | Single Family | FALSE | FALSE |  |  |  | 13311.135 | 0 | Single Family_FALSE | Single Family_FALSE | Single Family_ | Single Family_ | Single Family_ | unknown | unknownSingle Family_ | unknownSingle Family_FALSE
Water_00002059 | SITE_01487 | Room_00005835 | Bathroom_1 | Bathroom | Shower / Bathtub combo with diverter valve | unknown |  |  | 1.6 |  | Primary | Daily / Almost Daily | N/A | Unknown |  | N/A |  | N/A | OR | Single Family | Shower | 2000 | 8874.09 | Single Family | TRUE | TRUE | FALSE | FALSE | FALSE | 0 | 0 | Single Family_TRUE | Single Family_TRUE | Single Family_FALSE | Single Family_FALSE | Single Family_FALSE | unknown | unknownSingle Family_FALSE | unknownSingle Family_TRUE
Water_00002060 | SITE_01488 | Room_00005856 | Kitchen_1 | Kitchen | Kitchen Faucet | 2.2 | 1.5478 | 2.2 | 1.75 |  | N/A | N/A | N/A | Bag | 0.796 |  | 1.393 |  | OR | Single Family | Kitchen Faucet | 2001 | 3405.58 | Single Family | FALSE | FALSE |  |  |  | 7492.276 | 4743.9729 | Single Family_FALSE | Single Family_FALSE | Single Family_ | Single Family_ | Single Family_ | unknown | unknownSingle Family_ | unknownSingle Family_FALSE
Water_00002061 | SITE_01488 | Room_00005846 | Bathroom_1 | Bathroom | Bathroom Faucet | 2.2 | 2.83 | 2.2 | 3.2 |  | N/A | N/A | N/A | Bag | 0.796 |  | 2.547 |  | OR | Single Family | Bathroom Faucet | 2001 | 3405.58 | Single Family | FALSE | FALSE |  |  |  | 7492.276 | 8674.0123 | Single Family_FALSE | Single Family_FALSE | Single Family_ | Single Family_ | Single Family_ | unknown | unknownSingle Family_ | unknownSingle Family_FALSE
Water_00002062 | SITE_01488 | Room_00005847 | Bathroom_2 | Bathroom | Bathroom Faucet | 2 | 2.4767 | 2 | 2.8 |  | N/A | N/A | N/A | Bag | 0.796 |  | 2.229 |  | OR | Single Family | Bathroom Faucet | 2001 | 3405.58 | Single Family | FALSE | FALSE |  |  |  | 6811.16 | 7591.0378 | Single Family_FALSE | Single Family_FALSE | Single Family_ | Single Family_ | Single Family_ | unknown | unknownSingle Family_ | unknownSingle Family_FALSE
Water_00002063 | SITE_01488 | Room_00005847 | Bathroom_2 | Bathroom | Shower / Bathtub combo with diverter valve | unknown |  |  |  | Unknown | Unknown | Never | Not workinh | Bag | 0.8492 |  |  | Unknown | OR | Single Family | Shower | 2001 | 3405.58 | Single Family | TRUE | TRUE | FALSE | FALSE | FALSE | 0 | 0 | Single Family_TRUE | Single Family_TRUE | Single Family_FALSE | Single Family_FALSE | Single Family_FALSE | unknown | unknownSingle Family_FALSE | unknownSingle Family_TRUE
Water_00002064 | SITE_01488 | Room_00005846 | Bathroom_1 | Bathroom | Shower / Bathtub combo with diverter valve | 1.8 | 1.3211 | 1.8 | 1.4 |  | Secondary | Daily / Almost Daily | N/A | Bag | 0.8492 |  | 1.189 |  | OR | Single Family | Shower | 2001 | 3405.58 | Single Family | TRUE | TRUE | TRUE | TRUE | TRUE | 6130.044 | 4049.2346 | Single Family_TRUE | Single Family_TRUE | Single Family_TRUE | Single Family_TRUE | Single Family_TRUE | 1.8gpm | 1.8gpmSingle Family_TRUE | 1.8gpmSingle Family_TRUE
Water_00002065 | SITE_01488 | Room_00005845 | Basement_1 | Basement | Shower | 2.5 | 1.8867 | 2.5 | 2 |  | Primary | Daily / Almost Daily | N/A | Bag | 0.8492 |  | 1.698 |  | OR | Single Family | Shower | 2001 | 3405.58 | Single Family | TRUE | FALSE | TRUE | TRUE | TRUE | 8513.95 | 5782.6748 | Single Family_TRUE | Single Family_FALSE | Single Family_TRUE | Single Family_TRUE | Single Family_TRUE | 2.5gpm | 2.5gpmSingle Family_TRUE | 2.5gpmSingle Family_TRUE
Water_00002066 | SITE_01488 | Room_00005845 | Basement_1 | Basement | Kitchen Faucet | 2.2 | 1.3267 | 2.2 | 1.5 |  | N/A | N/A | N/A | Bag | 0.796 |  | 1.194 |  | OR | Single Family | Kitchen Faucet | 2001 | 3405.58 | Single Family | FALSE | FALSE |  |  |  | 7492.276 | 4066.2625 | Single Family_FALSE | Single Family_FALSE | Single Family_ | Single Family_ | Single Family_ | unknown | unknownSingle Family_ | unknownSingle Family_FALSE
Water_00002067 | SITE_01489 | Room_00005873 | Laundry_1 | Laundry | Kitchen Faucet | 2 |  | 2 | 2.2 |  | N/A | N/A | N/A | Unknown |  | N/A |  | N/A | OR | Single Family | Kitchen Faucet | 2002 | 8874.09 | Single Family | FALSE | FALSE |  |  |  | 17748.18 | 0 | Single Family_FALSE | Single Family_FALSE | Single Family_ | Single Family_ | Single Family_ | unknown | unknownSingle Family_ | unknownSingle Family_FALSE
Water_00002068 | SITE_01489 | Room_00005872 | Kitchen_1 | Kitchen | Kitchen Faucet | unknown |  |  | 3 |  | N/A | N/A | N/A | Unknown |  | N/A |  | N/A | OR | Single Family | Kitchen Faucet | 2002 | 8874.09 | Single Family | FALSE | FALSE |  |  |  | 0 | 0 | Single Family_FALSE | Single Family_FALSE | Single Family_ | Single Family_ | Single Family_ | unknown | unknownSingle Family_ | unknownSingle Family_FALSE
Water_00002069 | SITE_01489 | Room_00005861 | Bathroom_1 | Bathroom | Bathroom Faucet | 2.83 | 2.83 |  | 3.2 |  | N/A | N/A | Rated 2.5 | Bag | 0.796 |  | 2.547 |  | OR | Single Family | Bathroom Faucet | 2002 | 8874.09 | Single Family | FALSE | FALSE |  |  |  | 25113.6747 | 22602.3072 | Single Family_FALSE | Single Family_FALSE | Single Family_ | Single Family_ | Single Family_ | unknown | unknownSingle Family_ | unknownSingle Family_FALSE
Water_00002070 | SITE_01489 | Room_00005862 | Bathroom_2 | Bathroom | Bathroom Faucet | 2.2111 | 2.2111 |  | 2.5 |  | N/A | N/A | N/A | Bag | 0.796 |  | 1.99 |  | OR | Single Family | Bathroom Faucet | 2002 | 8874.09 | Single Family | FALSE | FALSE |  |  |  | 19621.599 | 17659.4391 | Single Family_FALSE | Single Family_FALSE | Single Family_ | Single Family_ | Single Family_ | unknown | unknownSingle Family_ | unknownSingle Family_FALSE
Water_00002071 | SITE_01489 | Room_00005862 | Bathroom_2 | Bathroom | Shower / Bathtub combo with diverter valve | 2.5889 | 2.5889 |  | 2.5 |  | Secondary | A few times per month | N/A | Weir | 0.932 |  | 2.33 |  | OR | Single Family | Shower | 2002 | 8874.09 | Single Family | TRUE | TRUE | TRUE | TRUE | TRUE | 22974.033 | 20676.6297 | Single Family_TRUE | Single Family_TRUE | Single Family_TRUE | Single Family_TRUE | Single Family_TRUE | gt2.5gpm | gt2.5gpmSingle Family_TRUE | gt2.5gpmSingle Family_TRUE
Water_00002072 | SITE_01489 | Room_00005863 | Bathroom_3 | Bathroom | Bathtub | unknown |  |  |  | N/A | N/A | N/A | N/A | Unknown |  | N/A |  | N/A | OR | Single Family | Bathtub | 2002 | 8874.09 | Single Family | FALSE | FALSE |  |  |  | 0 | 0 | Single Family_FALSE | Single Family_FALSE | Single Family_ | Single Family_ | Single Family_ | unknown | unknownSingle Family_ | unknownSingle Family_FALSE
Water_00002073 | SITE_01489 | Room_00005863 | Bathroom_3 | Bathroom | Bathroom Faucet | 2.6533 | 2.6533 |  | 3 |  | N/A | N/A | N/A | Bag | 0.796 |  | 2.388 |  | OR | Single Family | Bathroom Faucet | 2002 | 8874.09 | Single Family | FALSE | FALSE |  |  |  | 23545.9188 | 21191.3269 | Single Family_FALSE | Single Family_FALSE | Single Family_ | Single Family_ | Single Family_ | unknown | unknownSingle Family_ | unknownSingle Family_FALSE
Water_00002074 | SITE_01489 | Room_00005863 | Bathroom_3 | Bathroom | Bathroom Faucet | 3.0956 | 3.0956 |  | 3.5 |  | N/A | N/A | N/A | Bag | 0.796 |  | 2.786 |  | OR | Single Family | Bathroom Faucet | 2002 | 8874.09 | Single Family | FALSE | FALSE |  |  |  | 27470.2386 | 24723.2147 | Single Family_FALSE | Single Family_FALSE | Single Family_ | Single Family_ | Single Family_ | unknown | unknownSingle Family_ | unknownSingle Family_FALSE
Water_00002075 | SITE_01489 | Room_00005863 | Bathroom_3 | Bathroom | Shower | 3.6244 | 3.6244 |  | 3.5 |  | Primary | Daily / Almost Daily | N/A | Weir | 0.932 |  | 3.262 |  | OR | Single Family | Shower | 2002 | 8874.09 | Single Family | TRUE | FALSE | TRUE | TRUE | TRUE | 32163.6462 | 28947.2816 | Single Family_TRUE | Single Family_FALSE | Single Family_TRUE | Single Family_TRUE | Single Family_TRUE | gt2.5gpm | gt2.5gpmSingle Family_TRUE | gt2.5gpmSingle Family_TRUE
Water_00002076 | SITE_01490 | Room_00005880 | Bathroom_6 | Bathroom | Bathroom Faucet | 1.5 |  | 1.5 | 1 |  | N/A | N/A | N/A | Unknown |  | N/A |  | N/A | OR | Single Family | Bathroom Faucet | 2003 | 8874.09 | Single Family | FALSE | FALSE |  |  |  | 13311.135 | 0 | Single Family_FALSE | Single Family_FALSE | Single Family_ | Single Family_ | Single Family_ | unknown | unknownSingle Family_ | unknownSingle Family_FALSE
Water_00002077 | SITE_01490 | Room_00005880 | Bathroom_6 | Bathroom | Shower | 2.5 |  | 2.5 | 1 |  | Primary | Daily / Almost Daily | Special reducer used by resident. | Unknown |  | N/A |  | N/A | OR | Single Family | Shower | 2003 | 8874.09 | Single Family | TRUE | FALSE | TRUE | FALSE | FALSE | 22185.225 | 0 | Single Family_TRUE | Single Family_FALSE | Single Family_TRUE | Single Family_FALSE | Single Family_FALSE | unknown | unknownSingle Family_FALSE | unknownSingle Family_TRUE
Water_00002078 | SITE_01491 | Room_00005892 | Bathroom_1 | Bathroom | Bathroom Faucet | unknown |  |  |  | Unknown | N/A | N/A | N/A | Unknown |  | N/A |  | N/A | OR | Single Family | Bathroom Faucet | 2004 | 8874.09 | Single Family | FALSE | FALSE |  |  |  | 0 | 0 | Single Family_FALSE | Single Family_FALSE | Single Family_ | Single Family_ | Single Family_ | unknown | unknownSingle Family_ | unknownSingle Family_FALSE
Water_00002079 | SITE_01491 | Room_00005893 | Bathroom_2 | Bathroom | Shower | unknown |  |  |  | Unknown | Primary | Daily / Almost Daily | N/A | Unknown |  | N/A |  | N/A | OR | Single Family | Shower | 2004 | 8874.09 | Single Family | TRUE | FALSE | FALSE | FALSE | FALSE | 0 | 0 | Single Family_TRUE | Single Family_FALSE | Single Family_FALSE | Single Family_FALSE | Single Family_FALSE | unknown | unknownSingle Family_FALSE | unknownSingle Family_TRUE
Water_00002080 | SITE_01491 | Room_00005893 | Bathroom_2 | Bathroom | Bathroom Faucet | unknown |  |  |  | Unknown | N/A | N/A | N/A | Unknown |  | N/A |  | N/A | OR | Single Family | Bathroom Faucet | 2004 | 8874.09 | Single Family | FALSE | FALSE |  |  |  | 0 | 0 | Single Family_FALSE | Single Family_FALSE | Single Family_ | Single Family_ | Single Family_ | unknown | unknownSingle Family_ | unknownSingle Family_FALSE
Water_00002081 | SITE_01491 | Room_00005904 | Kitchen_1 | Kitchen | Kitchen Faucet | unknown |  |  |  | Unknown | N/A | N/A | N/A | Unknown |  | N/A |  | N/A | OR | Single Family | Kitchen Faucet | 2004 | 8874.09 | Single Family | FALSE | FALSE |  |  |  | 0 | 0 | Single Family_FALSE | Single Family_FALSE | Single Family_ | Single Family_ | Single Family_ | unknown | unknownSingle Family_ | unknownSingle Family_FALSE
Water_00002082 | SITE_01492 | Room_00005914 | Kitchen_1 | Kitchen | Kitchen Faucet | 2.2 | 1.9456 | 2.2 | 2.2 |  | N/A | N/A | N/A | Bag | 0.796 |  | 1.751 |  | OR | Single Family | Kitchen Faucet | 2005 | 8874.09 | Single Family | FALSE | FALSE |  |  |  | 19522.998 | 15538.5316 | Single Family_FALSE | Single Family_FALSE | Single Family_ | Single Family_ | Single Family_ | unknown | unknownSingle Family_ | unknownSingle Family_FALSE
Water_00002083 | SITE_01492 | Room_00005907 | Bathroom_1 | Bathroom | Bathroom Faucet | 1.15 | 1.15 |  | 1.3 |  | N/A | N/A | N/A | Bag | 0.796 |  | 1.035 |  | OR | Single Family | Bathroom Faucet | 2005 | 8874.09 | Single Family | FALSE | FALSE |  |  |  | 10205.2035 | 9184.6831 | Single Family_FALSE | Single Family_FALSE | Single Family_ | Single Family_ | Single Family_ | unknown | unknownSingle Family_ | unknownSingle Family_FALSE
Water_00002084 | SITE_01492 | Room_00005907 | Bathroom_1 | Bathroom | Shower / Bathtub combo with diverter valve | 2.5 |  | 2.5 | 2.3 |  | Primary | Daily / Almost Daily | N/A | Unknown |  | N/A |  | N/A | OR | Single Family | Shower | 2005 | 8874.09 | Single Family | TRUE | TRUE | TRUE | FALSE | FALSE | 22185.225 | 0 | Single Family_TRUE | Single Family_TRUE | Single Family_TRUE | Single Family_FALSE | Single Family_FALSE | unknown | unknownSingle Family_FALSE | unknownSingle Family_TRUE
Water_00002085 | SITE_01493 | Room_00005930 | Kitchen_1 | Kitchen | Kitchen Faucet | 1.5 | 1.4156 | 1.5 | 1.6 |  | N/A | N/A | N/A | Bag | 0.796 |  | 1.274 |  | OR | Single Family | Kitchen Faucet | 2006 | 8874.09 | Single Family | FALSE | FALSE |  |  |  | 13311.135 | 11305.5907 | Single Family_FALSE | Single Family_FALSE | Single Family_ | Single Family_ | Single Family_ | unknown | unknownSingle Family_ | unknownSingle Family_FALSE
Water_00002086 | SITE_01493 | Room_00005919 | Bathroom_1 | Bathroom | Bathroom Faucet | 2.2 | 1.68 | 2.2 | 1.9 |  | N/A | N/A | N/A | Bag | 0.796 |  | 1.512 |  | OR | Single Family | Bathroom Faucet | 2006 | 8874.09 | Single Family | FALSE | FALSE |  |  |  | 19522.998 | 13417.6241 | Single Family_FALSE | Single Family_FALSE | Single Family_ | Single Family_ | Single Family_ | unknown | unknownSingle Family_ | unknownSingle Family_FALSE
Water_00002087 | SITE_01493 | Room_00005919 | Bathroom_1 | Bathroom | Shower / Bathtub combo with diverter valve | 2.5 |  | 2.5 | 2.2 |  | All used about the same | Daily / Almost Daily | N/A | Unknown |  | N/A |  | N/A | OR | Single Family | Shower | 2006 | 8874.09 | Single Family | TRUE | TRUE | TRUE | FALSE | FALSE | 22185.225 | 0 | Single Family_TRUE | Single Family_TRUE | Single Family_TRUE | Single Family_FALSE | Single Family_FALSE | unknown | unknownSingle Family_FALSE | unknownSingle Family_TRUE
Water_00002088 | SITE_01493 | Room_00005920 | Bathroom_2 | Bathroom | Bathroom Faucet | 2.2 | 2.3 | 2.2 | 2.6 |  | N/A | N/A | N/A | Bag | 0.796 |  | 2.07 |  | OR | Single Family | Bathroom Faucet | 2006 | 8874.09 | Single Family | FALSE | FALSE |  |  |  | 19522.998 | 18369.3663 | Single Family_FALSE | Single Family_FALSE | Single Family_ | Single Family_ | Single Family_ | unknown | unknownSingle Family_ | unknownSingle Family_FALSE
Water_00002089 | SITE_01493 | Room_00005920 | Bathroom_2 | Bathroom | Shower | 2.5 |  | 2.5 | 2.6 |  | All used about the same | Daily / Almost Daily | N/A | Unknown |  | N/A |  | N/A | OR | Single Family | Shower | 2006 | 8874.09 | Single Family | TRUE | FALSE | TRUE | FALSE | FALSE | 22185.225 | 0 | Single Family_TRUE | Single Family_FALSE | Single Family_TRUE | Single Family_FALSE | Single Family_FALSE | unknown | unknownSingle Family_FALSE | unknownSingle Family_TRUE
Water_00002090 | SITE_01494 | Room_00005946 | Kitchen_1 | Kitchen | Bathroom Faucet | 2.2 |  | 2.2 | 2 |  | N/A | N/A | N/A | Unknown |  | N/A |  | N/A | OR | Single Family | Bathroom Faucet | 2007 | 8874.09 | Single Family | FALSE | FALSE |  |  |  | 19522.998 | 0 | Single Family_FALSE | Single Family_FALSE | Single Family_ | Single Family_ | Single Family_ | unknown | unknownSingle Family_ | unknownSingle Family_FALSE
Water_00002091 | SITE_01494 | Room_00005936 | Bathroom_1 | Bathroom | Bathroom Faucet | 2.2 |  | 2.2 | 1.5 |  | N/A | N/A | N/A | Unknown |  | N/A |  | N/A | OR | Single Family | Bathroom Faucet | 2007 | 8874.09 | Single Family | FALSE | FALSE |  |  |  | 19522.998 | 0 | Single Family_FALSE | Single Family_FALSE | Single Family_ | Single Family_ | Single Family_ | unknown | unknownSingle Family_ | unknownSingle Family_FALSE
Water_00002092 | SITE_01494 | Room_00005937 | Bathroom_2 | Bathroom | Bathroom Faucet | 2 |  | 2 | 1.5 |  | N/A | N/A | N/A | Unknown |  | N/A |  | N/A | OR | Single Family | Bathroom Faucet | 2007 | 8874.09 | Single Family | FALSE | FALSE |  |  |  | 17748.18 | 0 | Single Family_FALSE | Single Family_FALSE | Single Family_ | Single Family_ | Single Family_ | unknown | unknownSingle Family_ | unknownSingle Family_FALSE
Water_00002093 | SITE_01494 | Room_00005937 | Bathroom_2 | Bathroom | Bathroom Faucet | 2 |  | 2 | 1.5 |  | N/A | N/A | N/A | Unknown |  | N/A |  | N/A | OR | Single Family | Bathroom Faucet | 2007 | 8874.09 | Single Family | FALSE | FALSE |  |  |  | 17748.18 | 0 | Single Family_FALSE | Single Family_FALSE | Single Family_ | Single Family_ | Single Family_ | unknown | unknownSingle Family_ | unknownSingle Family_FALSE
Water_00002094 | SITE_01494 | Room_00005937 | Bathroom_2 | Bathroom | Shower | unknown |  |  | 2.2 |  | Primary | Daily / Almost Daily | N/A | Unknown |  | N/A |  | N/A | OR | Single Family | Shower | 2007 | 8874.09 | Single Family | TRUE | FALSE | FALSE | FALSE | FALSE | 0 | 0 | Single Family_TRUE | Single Family_FALSE | Single Family_FALSE | Single Family_FALSE | Single Family_FALSE | unknown | unknownSingle Family_FALSE | unknownSingle Family_TRUE
Water_00002095 | SITE_01494 | Room_00005938 | Bathroom_3 | Bathroom | Bathroom Faucet | 2.2 |  | 2.2 | 1.5 |  | N/A | N/A | N/A | Unknown |  | N/A |  | N/A | OR | Single Family | Bathroom Faucet | 2007 | 8874.09 | Single Family | FALSE | FALSE |  |  |  | 19522.998 | 0 | Single Family_FALSE | Single Family_FALSE | Single Family_ | Single Family_ | Single Family_ | unknown | unknownSingle Family_ | unknownSingle Family_FALSE
Water_00002096 | SITE_01494 | Room_00005938 | Bathroom_3 | Bathroom | Shower | unknown |  |  | 3 |  | Secondary | A few times per month | N/A | Unknown |  | N/A |  | N/A | OR | Single Family | Shower | 2007 | 8874.09 | Single Family | TRUE | FALSE | FALSE | FALSE | FALSE | 0 | 0 | Single Family_TRUE | Single Family_FALSE | Single Family_FALSE | Single Family_FALSE | Single Family_FALSE | unknown | unknownSingle Family_FALSE | unknownSingle Family_TRUE
Water_00002097 | SITE_01495 | Room_00005952 | Bathroom_1 | Bathroom | Bathroom Faucet | unknown |  |  |  | Unknown | N/A | N/A | N/A | Unknown |  | N/A |  | N/A | OR | Single Family | Bathroom Faucet | 2008 | 8874.09 | Single Family | FALSE | FALSE |  |  |  | 0 | 0 | Single Family_FALSE | Single Family_FALSE | Single Family_ | Single Family_ | Single Family_ | unknown | unknownSingle Family_ | unknownSingle Family_FALSE
Water_00002098 | SITE_01495 | Room_00005965 | Kitchen_1 | Kitchen | Kitchen Faucet | unknown |  |  |  | Unknown | N/A | N/A | N/A | Unknown |  | N/A |  | N/A | OR | Single Family | Kitchen Faucet | 2008 | 8874.09 | Single Family | FALSE | FALSE |  |  |  | 0 | 0 | Single Family_FALSE | Single Family_FALSE | Single Family_ | Single Family_ | Single Family_ | unknown | unknownSingle Family_ | unknownSingle Family_FALSE
Water_00002099 | SITE_01495 | Room_00005966 | Laundry_1 | Laundry | Kitchen Faucet | 2.2 |  | 2.2 |  | Unknown | N/A | N/A | N/A | Unknown |  | N/A |  | N/A | OR | Single Family | Kitchen Faucet | 2008 | 8874.09 | Single Family | FALSE | FALSE |  |  |  | 19522.998 | 0 | Single Family_FALSE | Single Family_FALSE | Single Family_ | Single Family_ | Single Family_ | unknown | unknownSingle Family_ | unknownSingle Family_FALSE
Water_00002100 | SITE_01495 | Room_00005956 | Bedroom_1 | Bedroom | Bathroom Faucet | 1.5 |  | 1.5 |  | Unknown | N/A | N/A | N/A | Unknown |  | N/A |  | N/A | OR | Single Family | Bathroom Faucet | 2008 | 8874.09 | Single Family | FALSE | FALSE |  |  |  | 13311.135 | 0 | Single Family_FALSE | Single Family_FALSE | Single Family_ | Single Family_ | Single Family_ | unknown | unknownSingle Family_ | unknownSingle Family_FALSE
Water_00002101 | SITE_01495 | Room_00005953 | Bathroom_2 | Bathroom | Shower / Bathtub combo with diverter valve | 2.5 |  | 2.5 |  | Unknown | Primary | Daily / Almost Daily | N/A | Unknown |  | N/A |  | N/A | OR | Single Family | Shower | 2008 | 8874.09 | Single Family | TRUE | TRUE | TRUE | FALSE | FALSE | 22185.225 | 0 | Single Family_TRUE | Single Family_TRUE | Single Family_TRUE | Single Family_FALSE | Single Family_FALSE | unknown | unknownSingle Family_FALSE | unknownSingle Family_TRUE
Water_00002102 | SITE_01495 | Room_00005953 | Bathroom_2 | Bathroom | Bathroom Faucet | 1.5 |  | 1.5 |  | Unknown | N/A | N/A | N/A | Unknown |  | N/A |  | N/A | OR | Single Family | Bathroom Faucet | 2008 | 8874.09 | Single Family | FALSE | FALSE |  |  |  | 13311.135 | 0 | Single Family_FALSE | Single Family_FALSE | Single Family_ | Single Family_ | Single Family_ | unknown | unknownSingle Family_ | unknownSingle Family_FALSE
Water_00002103 | SITE_01495 | Room_00005955 | Bathroom_6 | Bathroom | Shower | unknown |  |  | 2.5 |  | All used about the same | Daily / Almost Daily | N/A | Unknown |  | N/A |  | N/A | OR | Single Family | Shower | 2008 | 8874.09 | Single Family | TRUE | FALSE | FALSE | FALSE | FALSE | 0 | 0 | Single Family_TRUE | Single Family_FALSE | Single Family_FALSE | Single Family_FALSE | Single Family_FALSE | unknown | unknownSingle Family_FALSE | unknownSingle Family_TRUE
Water_00002104 | SITE_01495 | Room_00005955 | Bathroom_6 | Bathroom | Bathroom Faucet | unknown |  |  | 2 |  | N/A | N/A | N/A | Unknown |  | N/A |  | N/A | OR | Single Family | Bathroom Faucet | 2008 | 8874.09 | Single Family | FALSE | FALSE |  |  |  | 0 | 0 | Single Family_FALSE | Single Family_FALSE | Single Family_ | Single Family_ | Single Family_ | unknown | unknownSingle Family_ | unknownSingle Family_FALSE
Water_00002105 | SITE_01496 | Room_00005981 | Kitchen_1 | Kitchen | Kitchen Faucet | unknown |  |  | 1.5 |  | N/A | N/A | N/A | Unknown |  | N/A |  | N/A | OR | Single Family | Kitchen Faucet | 2009 | 3405.58 | Single Family | FALSE | FALSE |  |  |  | 0 | 0 | Single Family_FALSE | Single Family_FALSE | Single Family_ | Single Family_ | Single Family_ | unknown | unknownSingle Family_ | unknownSingle Family_FALSE
Water_00002106 | SITE_01496 | Room_00005970 | Bathroom_1 | Bathroom | Bathroom Faucet | 1.5 |  | 1.5 | 1.3 |  | N/A | N/A | N/A | Unknown |  | N/A |  | N/A | OR | Single Family | Bathroom Faucet | 2009 | 3405.58 | Single Family | FALSE | FALSE |  |  |  | 5108.37 | 0 | Single Family_FALSE | Single Family_FALSE | Single Family_ | Single Family_ | Single Family_ | unknown | unknownSingle Family_ | unknownSingle Family_FALSE
Water_00002107 | SITE_01496 | Room_00005970 | Bathroom_1 | Bathroom | Shower / Bathtub combo with diverter valve | unknown |  |  | 2.25 |  | Primary | Daily / Almost Daily | N/A | Unknown |  | N/A |  | N/A | OR | Single Family | Shower | 2009 | 3405.58 | Single Family | TRUE | TRUE | FALSE | FALSE | FALSE | 0 | 0 | Single Family_TRUE | Single Family_TRUE | Single Family_FALSE | Single Family_FALSE | Single Family_FALSE | unknown | unknownSingle Family_FALSE | unknownSingle Family_TRUE
Water_00002108 | SITE_01496 | Room_00005971 | Bathroom_2 | Bathroom | Bathroom Faucet | unknown |  |  | 1.1 |  | N/A | N/A | N/A | Unknown |  | N/A |  | N/A | OR | Single Family | Bathroom Faucet | 2009 | 3405.58 | Single Family | FALSE | FALSE |  |  |  | 0 | 0 | Single Family_FALSE | Single Family_FALSE | Single Family_ | Single Family_ | Single Family_ | unknown | unknownSingle Family_ | unknownSingle Family_FALSE
Water_00002109 | SITE_01496 | Room_00005971 | Bathroom_2 | Bathroom | Shower | unknown |  |  | 3.2 |  | All used about the same | Daily / Almost Daily | N/A | Unknown |  | N/A |  | N/A | OR | Single Family | Shower | 2009 | 3405.58 | Single Family | TRUE | FALSE | FALSE | FALSE | FALSE | 0 | 0 | Single Family_TRUE | Single Family_FALSE | Single Family_FALSE | Single Family_FALSE | Single Family_FALSE | unknown | unknownSingle Family_FALSE | unknownSingle Family_TRUE
Water_00002110 | SITE_01496 | Room_00005972 | Bathroom_3 | Bathroom | Kitchen Faucet | unknown |  |  | 3.75 |  | N/A | N/A | N/A | Unknown |  | N/A |  | N/A | OR | Single Family | Kitchen Faucet | 2009 | 3405.58 | Single Family | FALSE | FALSE |  |  |  | 0 | 0 | Single Family_FALSE | Single Family_FALSE | Single Family_ | Single Family_ | Single Family_ | unknown | unknownSingle Family_ | unknownSingle Family_FALSE
Water_00002111 | SITE_01497 | Room_00006004 | Kitchen_1 | Kitchen | Kitchen Faucet | 0.88444 | 0.88444 |  | 1 |  | N/A | N/A | Low pressure | Bag | 0.796 |  | 0.796 |  | OR | Single Family | Kitchen Faucet | 2010 | 8874.09 | Single Family | FALSE | FALSE |  |  |  | 7848.6396 | 7063.7756 | Single Family_FALSE | Single Family_FALSE | Single Family_ | Single Family_ | Single Family_ | unknown | unknownSingle Family_ | unknownSingle Family_FALSE
Water_00002112 | SITE_01497 | Room_00005987 | Bathroom_1 | Bathroom | Bathroom Faucet | 2.2 | 1.3267 | 2.2 | 1.5 |  | N/A | N/A | N/A | Bag | 0.796 |  | 1.194 |  | OR | Single Family | Bathroom Faucet | 2010 | 8874.09 | Single Family | FALSE | FALSE |  |  |  | 19522.998 | 10595.6635 | Single Family_FALSE | Single Family_FALSE | Single Family_ | Single Family_ | Single Family_ | unknown | unknownSingle Family_ | unknownSingle Family_FALSE
Water_00002113 | SITE_01497 | Room_00005988 | Bathroom_2 | Bathroom | Bathroom Faucet | 2.2 | 1.3267 | 2.2 | 1.5 |  | N/A | N/A | N/A | Bag | 0.796 |  | 1.194 |  | OR | Single Family | Bathroom Faucet | 2010 | 8874.09 | Single Family | FALSE | FALSE |  |  |  | 19522.998 | 10595.6635 | Single Family_FALSE | Single Family_FALSE | Single Family_ | Single Family_ | Single Family_ | unknown | unknownSingle Family_ | unknownSingle Family_FALSE
Water_00002114 | SITE_01497 | Room_00005988 | Bathroom_2 | Bathroom | Shower / Bathtub combo with diverter valve | unknown |  |  | 2.5 |  | All used about the same | Daily / Almost Daily | N/A | Unknown |  | N/A |  | N/A | OR | Single Family | Shower | 2010 | 8874.09 | Single Family | TRUE | TRUE | FALSE | FALSE | FALSE | 0 | 0 | Single Family_TRUE | Single Family_TRUE | Single Family_FALSE | Single Family_FALSE | Single Family_FALSE | unknown | unknownSingle Family_FALSE | unknownSingle Family_TRUE
Water_00002115 | SITE_01497 | Room_00005989 | Bathroom_3 | Bathroom | Bathroom Faucet | 2.2 | 1.7689 | 2.2 | 2 |  | N/A | N/A | N/A | Bag | 0.796 |  | 1.592 |  | OR | Single Family | Bathroom Faucet | 2010 | 8874.09 | Single Family | FALSE | FALSE |  |  |  | 19522.998 | 14127.5513 | Single Family_FALSE | Single Family_FALSE | Single Family_ | Single Family_ | Single Family_ | unknown | unknownSingle Family_ | unknownSingle Family_FALSE
Water_00002116 | SITE_01497 | Room_00005989 | Bathroom_3 | Bathroom | Bathroom Faucet | 2.2 | 1.7689 | 2.2 | 2 |  | N/A | N/A | N/A | Bag | 0.796 |  | 1.592 |  | OR | Single Family | Bathroom Faucet | 2010 | 8874.09 | Single Family | FALSE | FALSE |  |  |  | 19522.998 | 14127.5513 | Single Family_FALSE | Single Family_FALSE | Single Family_ | Single Family_ | Single Family_ | unknown | unknownSingle Family_ | unknownSingle Family_FALSE
Water_00002117 | SITE_01497 | Room_00005989 | Bathroom_3 | Bathroom | Shower | unknown |  |  | 2.7 |  | Primary | Daily / Almost Daily | N/A | Unknown |  | N/A |  | N/A | OR | Single Family | Shower | 2010 | 8874.09 | Single Family | TRUE | FALSE | FALSE | FALSE | FALSE | 0 | 0 | Single Family_TRUE | Single Family_FALSE | Single Family_FALSE | Single Family_FALSE | Single Family_FALSE | unknown | unknownSingle Family_FALSE | unknownSingle Family_TRUE
Water_00002118 | SITE_01497 | Room_00005990 | Bathroom_4 | Bathroom | Bathroom Faucet | 2.2 | 1.15 | 2.2 | 1.3 |  | N/A | N/A | N/A | Bag | 0.796 |  | 1.035 |  | OR | Single Family | Bathroom Faucet | 2010 | 8874.09 | Single Family | FALSE | FALSE |  |  |  | 19522.998 | 9184.6831 | Single Family_FALSE | Single Family_FALSE | Single Family_ | Single Family_ | Single Family_ | unknown | unknownSingle Family_ | unknownSingle Family_FALSE
Water_00002119 | SITE_01497 | Room_00005990 | Bathroom_4 | Bathroom | Shower | unknown |  |  | 2.7 |  | Unknown | A few times per year | N/A | Unknown |  | N/A |  | N/A | OR | Single Family | Shower | 2010 | 8874.09 | Single Family | TRUE | FALSE | FALSE | FALSE | FALSE | 0 | 0 | Single Family_TRUE | Single Family_FALSE | Single Family_FALSE | Single Family_FALSE | Single Family_FALSE | unknown | unknownSingle Family_FALSE | unknownSingle Family_TRUE
Water_00002120 | SITE_01497 | Room_00006006 | Office_1 | Office | Bathroom Faucet | 2 | 1.7689 | 2 | 2 |  | N/A | N/A | Includes small, partial bathroom | Bag | 0.796 |  | 1.592 |  | OR | Single Family | Bathroom Faucet | 2010 | 8874.09 | Single Family | FALSE | FALSE |  |  |  | 17748.18 | 14127.5513 | Single Family_FALSE | Single Family_FALSE | Single Family_ | Single Family_ | Single Family_ | unknown | unknownSingle Family_ | unknownSingle Family_FALSE
Water_00002121 | SITE_01498 | Room_00006016 | Kitchen_1 | Kitchen | Kitchen Faucet | 2.2 | 1.7689 | 2.2 | 2 |  | N/A | N/A | N/A | Bag | 0.796 |  | 1.592 |  | OR | Single Family | Kitchen Faucet | 2011 | 8874.09 | Single Family | FALSE | FALSE |  |  |  | 19522.998 | 14127.5513 | Single Family_FALSE | Single Family_FALSE | Single Family_ | Single Family_ | Single Family_ | unknown | unknownSingle Family_ | unknownSingle Family_FALSE
Water_00002122 | SITE_01498 | Room_00006010 | Bathroom_1 | Bathroom | Bathroom Faucet | 4.4222 | 4.4222 |  | 5 |  | N/A | N/A | N/A | Bag | 0.796 |  | 3.98 |  | OR | Single Family | Bathroom Faucet | 2011 | 8874.09 | Single Family | FALSE | FALSE |  |  |  | 39243.198 | 35318.8782 | Single Family_FALSE | Single Family_FALSE | Single Family_ | Single Family_ | Single Family_ | unknown | unknownSingle Family_ | unknownSingle Family_FALSE
Water_00002123 | SITE_01498 | Room_00006010 | Bathroom_1 | Bathroom | Shower / Bathtub combo with diverter valve | 2.5 | 3.3022 | 2.5 | 3.5 |  | Never / rarely used | A few times per week | N/A | Bag | 0.8492 |  | 2.972 |  | OR | Single Family | Shower | 2011 | 8874.09 | Single Family | TRUE | TRUE | TRUE | TRUE | TRUE | 22185.225 | 26373.7955 | Single Family_TRUE | Single Family_TRUE | Single Family_TRUE | Single Family_TRUE | Single Family_TRUE | 2.5gpm | 2.5gpmSingle Family_TRUE | 2.5gpmSingle Family_TRUE
Water_00002124 | SITE_01498 | Room_00006011 | Bathroom_2 | Bathroom | Bathroom Faucet | 2.2111 | 2.2111 |  | 2.5 |  | N/A | N/A | N/A | Bag | 0.796 |  | 1.99 |  | OR | Single Family | Bathroom Faucet | 2011 | 8874.09 | Single Family | FALSE | FALSE |  |  |  | 19621.599 | 17659.4391 | Single Family_FALSE | Single Family_FALSE | Single Family_ | Single Family_ | Single Family_ | unknown | unknownSingle Family_ | unknownSingle Family_FALSE
Water_00002125 | SITE_01498 | Room_00006011 | Bathroom_2 | Bathroom | Bathroom Faucet | 2.0344 | 2.0344 |  | 2.3 |  | N/A | N/A | N/A | Bag | 0.796 |  | 1.831 |  | OR | Single Family | Bathroom Faucet | 2011 | 8874.09 | Single Family | FALSE | FALSE |  |  |  | 18053.8431 | 16248.4588 | Single Family_FALSE | Single Family_FALSE | Single Family_ | Single Family_ | Single Family_ | unknown | unknownSingle Family_ | unknownSingle Family_FALSE
Water_00002126 | SITE_01498 | Room_00006011 | Bathroom_2 | Bathroom | Shower | unknown |  |  |  | Unknown | Primary | Daily / Almost Daily | Could not run water, shower actively being cleaned with soap | Bag | 0.8492 |  |  | Unknown | OR | Single Family | Shower | 2011 | 8874.09 | Single Family | TRUE | FALSE | FALSE | FALSE | FALSE | 0 | 0 | Single Family_TRUE | Single Family_FALSE | Single Family_FALSE | Single Family_FALSE | Single Family_FALSE | unknown | unknownSingle Family_FALSE | unknownSingle Family_TRUE
Water_00002127 | SITE_01498 | Room_00006011 | Bathroom_2 | Bathroom | Bathtub | unknown |  |  |  | N/A | N/A | N/A | N/A | Unknown |  | N/A |  | N/A | OR | Single Family | Bathtub | 2011 | 8874.09 | Single Family | FALSE | FALSE |  |  |  | 0 | 0 | Single Family_FALSE | Single Family_FALSE | Single Family_ | Single Family_ | Single Family_ | unknown | unknownSingle Family_ | unknownSingle Family_FALSE
Water_00002128 | SITE_01499 | Room_00006029 | Kitchen_1 | Kitchen | Kitchen Faucet | 2.2 | 0.44222 | 2.2 | 0.5 |  | N/A | N/A | Water main recently broke. | Bag | 0.796 |  | 0.398 |  | OR | Single Family | Kitchen Faucet | 2012 | 8874.09 | Single Family | FALSE | FALSE |  |  |  | 19522.998 | 3531.8878 | Single Family_FALSE | Single Family_FALSE | Single Family_ | Single Family_ | Single Family_ | unknown | unknownSingle Family_ | unknownSingle Family_FALSE
Water_00002129 | SITE_01499 | Room_00006021 | Bathroom_1 | Bathroom | Shower | 2.5 |  | 2.5 | 1.5 |  | Secondary | Unknown | N/A | Unknown |  | N/A |  | N/A | OR | Single Family | Shower | 2012 | 8874.09 | Single Family | TRUE | FALSE | TRUE | FALSE | FALSE | 22185.225 | 0 | Single Family_TRUE | Single Family_FALSE | Single Family_TRUE | Single Family_FALSE | Single Family_FALSE | unknown | unknownSingle Family_FALSE | unknownSingle Family_TRUE
Water_00002130 | SITE_01499 | Room_00006021 | Bathroom_1 | Bathroom | Bathroom Faucet | 2 |  | 2 | 2 |  | N/A | N/A | N/A | Unknown |  | N/A |  | N/A | OR | Single Family | Bathroom Faucet | 2012 | 8874.09 | Single Family | FALSE | FALSE |  |  |  | 17748.18 | 0 | Single Family_FALSE | Single Family_FALSE | Single Family_ | Single Family_ | Single Family_ | unknown | unknownSingle Family_ | unknownSingle Family_FALSE
Water_00002131 | SITE_01499 | Room_00006022 | Bathroom_2 | Bathroom | Bathroom Faucet | unknown |  |  |  | Unknown | N/A | N/A | Valve intentionally shut off by owner. | Unknown |  | N/A |  | N/A | OR | Single Family | Bathroom Faucet | 2012 | 8874.09 | Single Family | FALSE | FALSE |  |  |  | 0 | 0 | Single Family_FALSE | Single Family_FALSE | Single Family_ | Single Family_ | Single Family_ | unknown | unknownSingle Family_ | unknownSingle Family_FALSE
Water_00002132 | SITE_01499 | Room_00006022 | Bathroom_2 | Bathroom | Shower | 2.5 |  | 2.5 | 1.5 |  | Primary | Daily / Almost Daily | N/A | Unknown |  | N/A |  | N/A | OR | Single Family | Shower | 2012 | 8874.09 | Single Family | TRUE | FALSE | TRUE | FALSE | FALSE | 22185.225 | 0 | Single Family_TRUE | Single Family_FALSE | Single Family_TRUE | Single Family_FALSE | Single Family_FALSE | unknown | unknownSingle Family_FALSE | unknownSingle Family_TRUE
Water_00002133 | SITE_01500 | Room_00006033 | Bathroom_1 | Bathroom | Bathtub | unknown |  |  |  | N/A | N/A | N/A | N/A | Unknown |  | N/A |  | N/A | OR | Single Family | Bathtub | 2013 | 3405.58 | Single Family | FALSE | FALSE |  |  |  | 0 | 0 | Single Family_FALSE | Single Family_FALSE | Single Family_ | Single Family_ | Single Family_ | unknown | unknownSingle Family_ | unknownSingle Family_FALSE
Water_00002134 | SITE_01500 | Room_00006033 | Bathroom_1 | Bathroom | Shower | 2.5 |  | 2.5 | 1.3 |  | All used about the same | Daily / Almost Daily | Both heads in same place | Unknown |  | N/A |  | N/A | OR | Single Family | Shower | 2013 | 3405.58 | Single Family | TRUE | FALSE | TRUE | FALSE | FALSE | 8513.95 | 0 | Single Family_TRUE | Single Family_FALSE | Single Family_TRUE | Single Family_FALSE | Single Family_FALSE | unknown | unknownSingle Family_FALSE | unknownSingle Family_TRUE
Water_00002135 | SITE_01500 | Room_00006033 | Bathroom_1 | Bathroom | Shower | unknown |  |  | 1 |  | All used about the same | Daily / Almost Daily | N/A | Unknown |  | N/A |  | N/A | OR | Single Family | Shower | 2013 | 3405.58 | Single Family | TRUE | FALSE | FALSE | FALSE | FALSE | 0 | 0 | Single Family_TRUE | Single Family_FALSE | Single Family_FALSE | Single Family_FALSE | Single Family_FALSE | unknown | unknownSingle Family_FALSE | unknownSingle Family_TRUE
Water_00002136 | SITE_01500 | Room_00006033 | Bathroom_1 | Bathroom | Bathroom Faucet | 1.5 |  | 1.5 | 1.2 |  | N/A | N/A | N/A | Unknown |  | N/A |  | N/A | OR | Single Family | Bathroom Faucet | 2013 | 3405.58 | Single Family | FALSE | FALSE |  |  |  | 5108.37 | 0 | Single Family_FALSE | Single Family_FALSE | Single Family_ | Single Family_ | Single Family_ | unknown | unknownSingle Family_ | unknownSingle Family_FALSE
Water_00002137 | SITE_01500 | Room_00006033 | Bathroom_1 | Bathroom | Bathroom Faucet | 1.5 |  | 1.5 | 1.2 |  | N/A | N/A | N/A | Unknown |  | N/A |  | N/A | OR | Single Family | Bathroom Faucet | 2013 | 3405.58 | Single Family | FALSE | FALSE |  |  |  | 5108.37 | 0 | Single Family_FALSE | Single Family_FALSE | Single Family_ | Single Family_ | Single Family_ | unknown | unknownSingle Family_ | unknownSingle Family_FALSE
Water_00002138 | SITE_01500 | Room_00006034 | Bathroom_2 | Bathroom | Bathroom Faucet | 1.5 |  | 1.5 | 1 |  | N/A | N/A | N/A | Unknown |  | N/A |  | N/A | OR | Single Family | Bathroom Faucet | 2013 | 3405.58 | Single Family | FALSE | FALSE |  |  |  | 5108.37 | 0 | Single Family_FALSE | Single Family_FALSE | Single Family_ | Single Family_ | Single Family_ | unknown | unknownSingle Family_ | unknownSingle Family_FALSE
Water_00002139 | SITE_01500 | Room_00006034 | Bathroom_2 | Bathroom | Shower | unknown |  |  | 1.9 |  | Secondary | Unknown | N/A | Unknown |  | N/A |  | N/A | OR | Single Family | Shower | 2013 | 3405.58 | Single Family | TRUE | FALSE | FALSE | FALSE | FALSE | 0 | 0 | Single Family_TRUE | Single Family_FALSE | Single Family_FALSE | Single Family_FALSE | Single Family_FALSE | unknown | unknownSingle Family_FALSE | unknownSingle Family_TRUE
Water_00002140 | SITE_01500 | Room_00006045 | Kitchen_1 | Kitchen | Kitchen Faucet | 2.2 |  | 2.2 | 1.2 |  | N/A | N/A | N/A | Unknown |  | N/A |  | N/A | OR | Single Family | Kitchen Faucet | 2013 | 3405.58 | Single Family | FALSE | FALSE |  |  |  | 7492.276 | 0 | Single Family_FALSE | Single Family_FALSE | Single Family_ | Single Family_ | Single Family_ | unknown | unknownSingle Family_ | unknownSingle Family_FALSE
Water_00002141 | SITE_01500 | Room_00006045 | Kitchen_1 | Kitchen | Kitchen Faucet | 2.2 |  | 2.2 | 1.3 |  | N/A | N/A | N/A | Unknown |  | N/A |  | N/A | OR | Single Family | Kitchen Faucet | 2013 | 3405.58 | Single Family | FALSE | FALSE |  |  |  | 7492.276 | 0 | Single Family_FALSE | Single Family_FALSE | Single Family_ | Single Family_ | Single Family_ | unknown | unknownSingle Family_ | unknownSingle Family_FALSE
Water_00002142 | SITE_01500 | Room_00006045 | Kitchen_1 | Kitchen | Kitchen Faucet | unknown |  |  |  | Unknown | N/A | N/A | Stove pot filler | Unknown |  | N/A |  | N/A | OR | Single Family | Kitchen Faucet | 2013 | 3405.58 | Single Family | FALSE | FALSE |  |  |  | 0 | 0 | Single Family_FALSE | Single Family_FALSE | Single Family_ | Single Family_ | Single Family_ | unknown | unknownSingle Family_ | unknownSingle Family_FALSE
Water_00002143 | SITE_01500 | Room_00006035 | Bathroom_3 | Bathroom | Bathroom Faucet | unknown |  |  | 1.5 |  | N/A | N/A | Flow bag | Unknown |  | N/A |  | N/A | OR | Single Family | Bathroom Faucet | 2013 | 3405.58 | Single Family | FALSE | FALSE |  |  |  | 0 | 0 | Single Family_FALSE | Single Family_FALSE | Single Family_ | Single Family_ | Single Family_ | unknown | unknownSingle Family_ | unknownSingle Family_FALSE
Water_00002144 | SITE_01500 | Room_00006046 | Laundry_1 | Laundry | Kitchen Faucet | 2.2 |  | 2.2 | 1.5 |  | N/A | N/A | N/A | Unknown |  | N/A |  | N/A | OR | Single Family | Kitchen Faucet | 2013 | 3405.58 | Single Family | FALSE | FALSE |  |  |  | 7492.276 | 0 | Single Family_FALSE | Single Family_FALSE | Single Family_ | Single Family_ | Single Family_ | unknown | unknownSingle Family_ | unknownSingle Family_FALSE
Water_00002145 | SITE_01500 | Room_00006036 | Bathroom_4 | Bathroom | Bathroom Faucet | 1.5 |  | 1.5 | 1.2 |  | N/A | N/A | N/A | Unknown |  | N/A |  | N/A | OR | Single Family | Bathroom Faucet | 2013 | 3405.58 | Single Family | FALSE | FALSE |  |  |  | 5108.37 | 0 | Single Family_FALSE | Single Family_FALSE | Single Family_ | Single Family_ | Single Family_ | unknown | unknownSingle Family_ | unknownSingle Family_FALSE
Water_00002146 | SITE_01500 | Room_00006036 | Bathroom_4 | Bathroom | Shower / Bathtub combo with diverter valve | unknown |  |  | 1.5 |  | Secondary | A few times per year | N/A | Unknown |  | N/A |  | N/A | OR | Single Family | Shower | 2013 | 3405.58 | Single Family | TRUE | TRUE | FALSE | FALSE | FALSE | 0 | 0 | Single Family_TRUE | Single Family_TRUE | Single Family_FALSE | Single Family_FALSE | Single Family_FALSE | unknown | unknownSingle Family_FALSE | unknownSingle Family_TRUE
Water_00002147 | SITE_01500 | Room_00006037 | Bathroom_6 | Bathroom | Shower | unknown |  |  | 2.5 |  | Unknown | A few times per year | N/A | Unknown |  | N/A |  | N/A | OR | Single Family | Shower | 2013 | 3405.58 | Single Family | TRUE | FALSE | FALSE | FALSE | FALSE | 0 | 0 | Single Family_TRUE | Single Family_FALSE | Single Family_FALSE | Single Family_FALSE | Single Family_FALSE | unknown | unknownSingle Family_FALSE | unknownSingle Family_TRUE
Water_00002148 | SITE_01500 | Room_00006037 | Bathroom_6 | Bathroom | Bathroom Faucet | 1 |  | 1 | 1.3 |  | N/A | N/A | N/A | Unknown |  | N/A |  | N/A | OR | Single Family | Bathroom Faucet | 2013 | 3405.58 | Single Family | FALSE | FALSE |  |  |  | 3405.58 | 0 | Single Family_FALSE | Single Family_FALSE | Single Family_ | Single Family_ | Single Family_ | unknown | unknownSingle Family_ | unknownSingle Family_FALSE
Water_00002149 | SITE_01501 | Room_00006061 | Dining Room_1 | Dining Room | Kitchen Faucet | 0.88444 | 0.88444 |  | 1 |  | N/A | N/A | N/A | Bag | 0.796 |  | 0.796 |  | OR | Single Family | Kitchen Faucet | 2014 | 8874.09 | Single Family | FALSE | FALSE |  |  |  | 7848.6396 | 7063.7756 | Single Family_FALSE | Single Family_FALSE | Single Family_ | Single Family_ | Single Family_ | unknown | unknownSingle Family_ | unknownSingle Family_FALSE
Water_00002150 | SITE_01501 | Room_00006053 | Bathroom_1 | Bathroom | Bathroom Faucet | 0.88444 | 0.88444 |  | 1 |  | N/A | N/A | N/A | Bag | 0.796 |  | 0.796 |  | OR | Single Family | Bathroom Faucet | 2014 | 8874.09 | Single Family | FALSE | FALSE |  |  |  | 7848.6396 | 7063.7756 | Single Family_FALSE | Single Family_FALSE | Single Family_ | Single Family_ | Single Family_ | unknown | unknownSingle Family_ | unknownSingle Family_FALSE
Water_00002151 | SITE_01501 | Room_00006053 | Bathroom_1 | Bathroom | Shower | 1.5 |  | 1.5 | 1.3 |  | Secondary | A few times per year | N/A | Unknown |  | N/A |  | N/A | OR | Single Family | Shower | 2014 | 8874.09 | Single Family | TRUE | FALSE | TRUE | FALSE | FALSE | 13311.135 | 0 | Single Family_TRUE | Single Family_FALSE | Single Family_TRUE | Single Family_FALSE | Single Family_FALSE | unknown | unknownSingle Family_FALSE | unknownSingle Family_TRUE
Water_00002152 | SITE_01501 | Room_00006054 | Bathroom_2 | Bathroom | Shower | unknown |  |  | 2 |  | Primary | Daily / Almost Daily | N/A | Unknown |  | N/A |  | N/A | OR | Single Family | Shower | 2014 | 8874.09 | Single Family | TRUE | FALSE | FALSE | FALSE | FALSE | 0 | 0 | Single Family_TRUE | Single Family_FALSE | Single Family_FALSE | Single Family_FALSE | Single Family_FALSE | unknown | unknownSingle Family_FALSE | unknownSingle Family_TRUE
Water_00002153 | SITE_01501 | Room_00006054 | Bathroom_2 | Bathroom | Bathroom Faucet | 1.3267 | 1.3267 |  | 1.5 |  | N/A | N/A | N/A | Bag | 0.796 |  | 1.194 |  | OR | Single Family | Bathroom Faucet | 2014 | 8874.09 | Single Family | FALSE | FALSE |  |  |  | 11772.9594 | 10595.6635 | Single Family_FALSE | Single Family_FALSE | Single Family_ | Single Family_ | Single Family_ | unknown | unknownSingle Family_ | unknownSingle Family_FALSE
Water_00002154 | SITE_01502 | Room_00006080 | Laundry_1 | Laundry | Kitchen Faucet | 2.2 |  | 2.2 | 2.2 |  | N/A | N/A | Laundry sink | Unknown |  | N/A |  | N/A | OR | Single Family | Kitchen Faucet | 2015 | 3405.58 | Single Family | FALSE | FALSE |  |  |  | 7492.276 | 0 | Single Family_FALSE | Single Family_FALSE | Single Family_ | Single Family_ | Single Family_ | unknown | unknownSingle Family_ | unknownSingle Family_FALSE
Water_00002155 | SITE_01502 | Room_00006072 | Bathroom_1 | Bathroom | Bathroom Faucet | 2.1222 | 2.1222 |  | 2.4 |  | N/A | N/A | N/A | Bag | 0.796 |  | 1.91 |  | OR | Single Family | Bathroom Faucet | 2015 | 3405.58 | Single Family | FALSE | FALSE |  |  |  | 7227.3976 | 6504.6578 | Single Family_FALSE | Single Family_FALSE | Single Family_ | Single Family_ | Single Family_ | unknown | unknownSingle Family_ | unknownSingle Family_FALSE
Water_00002156 | SITE_01502 | Room_00006072 | Bathroom_1 | Bathroom | Shower | 1.5533 | 1.5533 |  | 1.5 |  | Primary | Daily / Almost Daily | N/A | Weir | 0.932 |  | 1.398 |  | OR | Single Family | Shower | 2015 | 3405.58 | Single Family | TRUE | FALSE | TRUE | TRUE | TRUE | 5290.0009 | 4761.0008 | Single Family_TRUE | Single Family_FALSE | Single Family_TRUE | Single Family_TRUE | Single Family_TRUE | 1.8gpm | 1.8gpmSingle Family_TRUE | 1.8gpmSingle Family_TRUE
Water_00002157 | SITE_01502 | Room_00006079 | Kitchen_1 | Kitchen | Kitchen Faucet | unknown |  |  | 2.4 |  | N/A | N/A | N/A | Unknown |  | N/A |  | N/A | OR | Single Family | Kitchen Faucet | 2015 | 3405.58 | Single Family | FALSE | FALSE |  |  |  | 0 | 0 | Single Family_FALSE | Single Family_FALSE | Single Family_ | Single Family_ | Single Family_ | unknown | unknownSingle Family_ | unknownSingle Family_FALSE
Water_00002158 | SITE_01502 | Room_00006073 | Bathroom_6 | Bathroom | Bathroom Faucet | 2.2 |  | 2.2 | 1.9 |  | N/A | N/A | N/A | Unknown |  | N/A |  | N/A | OR | Single Family | Bathroom Faucet | 2015 | 3405.58 | Single Family | FALSE | FALSE |  |  |  | 7492.276 | 0 | Single Family_FALSE | Single Family_FALSE | Single Family_ | Single Family_ | Single Family_ | unknown | unknownSingle Family_ | unknownSingle Family_FALSE
Water_00002159 | SITE_01502 | Room_00006073 | Bathroom_6 | Bathroom | Shower / Bathtub combo with diverter valve | 2.5 |  | 2.5 | 2.4 |  | Secondary | A few times per year | N/A | Unknown |  | N/A |  | N/A | OR | Single Family | Shower | 2015 | 3405.58 | Single Family | TRUE | TRUE | TRUE | FALSE | FALSE | 8513.95 | 0 | Single Family_TRUE | Single Family_TRUE | Single Family_TRUE | Single Family_FALSE | Single Family_FALSE | unknown | unknownSingle Family_FALSE | unknownSingle Family_TRUE
Water_00002160 | SITE_01503 | Room_00006084 | Bathroom_1 | Bathroom | Bathroom Faucet | unknown |  |  | 2.5 |  | N/A | N/A | N/A | Unknown |  | N/A |  | N/A | OR | Single Family | Bathroom Faucet | 2016 | 8874.09 | Single Family | FALSE | FALSE |  |  |  | 0 | 0 | Single Family_FALSE | Single Family_FALSE | Single Family_ | Single Family_ | Single Family_ | unknown | unknownSingle Family_ | unknownSingle Family_FALSE
Water_00002161 | SITE_01503 | Room_00006084 | Bathroom_1 | Bathroom | Shower | 2.5 |  | 2.5 | 3.5 |  | All used about the same | Daily / Almost Daily | N/A | Unknown |  | N/A |  | N/A | OR | Single Family | Shower | 2016 | 8874.09 | Single Family | TRUE | FALSE | TRUE | FALSE | FALSE | 22185.225 | 0 | Single Family_TRUE | Single Family_FALSE | Single Family_TRUE | Single Family_FALSE | Single Family_FALSE | unknown | unknownSingle Family_FALSE | unknownSingle Family_TRUE
Water_00002162 | SITE_01503 | Room_00006091 | Kitchen_1 | Kitchen | Kitchen Faucet | 1.5 |  | 1.5 | 1.6 |  | N/A | N/A | N/A | Unknown |  | N/A |  | N/A | OR | Single Family | Kitchen Faucet | 2016 | 8874.09 | Single Family | FALSE | FALSE |  |  |  | 13311.135 | 0 | Single Family_FALSE | Single Family_FALSE | Single Family_ | Single Family_ | Single Family_ | unknown | unknownSingle Family_ | unknownSingle Family_FALSE
Water_00002163 | SITE_01503 | Room_00006085 | Bathroom_2 | Bathroom | Bathroom Faucet | unknown |  |  | 2.7 |  | N/A | N/A | N/A | Unknown |  | N/A |  | N/A | OR | Single Family | Bathroom Faucet | 2016 | 8874.09 | Single Family | FALSE | FALSE |  |  |  | 0 | 0 | Single Family_FALSE | Single Family_FALSE | Single Family_ | Single Family_ | Single Family_ | unknown | unknownSingle Family_ | unknownSingle Family_FALSE
Water_00002164 | SITE_01503 | Room_00006085 | Bathroom_2 | Bathroom | Shower / Bathtub combo with separate valve | unknown |  |  | 2.4 |  | All used about the same | Daily / Almost Daily | N/A | Unknown |  | N/A |  | N/A | OR | Single Family | Shower | 2016 | 8874.09 | Single Family | TRUE | TRUE | FALSE | FALSE | FALSE | 0 | 0 | Single Family_TRUE | Single Family_TRUE | Single Family_FALSE | Single Family_FALSE | Single Family_FALSE | unknown | unknownSingle Family_FALSE | unknownSingle Family_TRUE
Water_00002165 | SITE_01504 | Room_00006102 | Dining Room_1 | Dining Room | Kitchen Faucet | 2.2 |  | 2.2 | 1.7 |  | N/A | N/A | N/A | Unknown |  | N/A |  | N/A | OR | Single Family | Kitchen Faucet | 2017 | 8874.09 | Single Family | FALSE | FALSE |  |  |  | 19522.998 | 0 | Single Family_FALSE | Single Family_FALSE | Single Family_ | Single Family_ | Single Family_ | unknown | unknownSingle Family_ | unknownSingle Family_FALSE
Water_00002166 | SITE_01504 | Room_00006096 | Bathroom_1 | Bathroom | Bathroom Faucet | unknown |  |  | 1.7 |  | N/A | N/A | N/A | Unknown |  | N/A |  | N/A | OR | Single Family | Bathroom Faucet | 2017 | 8874.09 | Single Family | FALSE | FALSE |  |  |  | 0 | 0 | Single Family_FALSE | Single Family_FALSE | Single Family_ | Single Family_ | Single Family_ | unknown | unknownSingle Family_ | unknownSingle Family_FALSE
Water_00002167 | SITE_01504 | Room_00006096 | Bathroom_1 | Bathroom | Shower / Bathtub combo with diverter valve | unknown |  |  | 2.1 |  | Secondary | A few times per week | N/A | Unknown |  | N/A |  | N/A | OR | Single Family | Shower | 2017 | 8874.09 | Single Family | TRUE | TRUE | FALSE | FALSE | FALSE | 0 | 0 | Single Family_TRUE | Single Family_TRUE | Single Family_FALSE | Single Family_FALSE | Single Family_FALSE | unknown | unknownSingle Family_FALSE | unknownSingle Family_TRUE
Water_00002168 | SITE_01504 | Room_00006097 | Bathroom_2 | Bathroom | Shower | 2.2 |  | 2.2 | 2.3 |  | Primary | Daily / Almost Daily | N/A | Unknown |  | N/A |  | N/A | OR | Single Family | Shower | 2017 | 8874.09 | Single Family | TRUE | FALSE | TRUE | FALSE | FALSE | 19522.998 | 0 | Single Family_TRUE | Single Family_FALSE | Single Family_TRUE | Single Family_FALSE | Single Family_FALSE | unknown | unknownSingle Family_FALSE | unknownSingle Family_TRUE
Water_00002169 | SITE_01504 | Room_00006097 | Bathroom_2 | Bathroom | Bathroom Faucet | unknown |  |  | 1.7 |  | N/A | N/A | N/A | Unknown |  | N/A |  | N/A | OR | Single Family | Bathroom Faucet | 2017 | 8874.09 | Single Family | FALSE | FALSE |  |  |  | 0 | 0 | Single Family_FALSE | Single Family_FALSE | Single Family_ | Single Family_ | Single Family_ | unknown | unknownSingle Family_ | unknownSingle Family_FALSE
Water_00002170 | SITE_01505 | Room_00006122 | Kitchen_1 | Kitchen | Kitchen Faucet | 2.2111 | 2.2111 |  | 2.5 |  | N/A | N/A | N/A | Bag | 0.796 |  | 1.99 |  | OR | Single Family | Kitchen Faucet | 2018 | 8874.09 | Single Family | FALSE | FALSE |  |  |  | 19621.599 | 17659.4391 | Single Family_FALSE | Single Family_FALSE | Single Family_ | Single Family_ | Single Family_ | unknown | unknownSingle Family_ | unknownSingle Family_FALSE
Water_00002171 | SITE_01505 | Room_00006109 | Bathroom_1 | Bathroom | Bathroom Faucet | unknown |  |  | 1.5 |  | N/A | N/A | N/A | Unknown |  | N/A |  | N/A | OR | Single Family | Bathroom Faucet | 2018 | 8874.09 | Single Family | FALSE | FALSE |  |  |  | 0 | 0 | Single Family_FALSE | Single Family_FALSE | Single Family_ | Single Family_ | Single Family_ | unknown | unknownSingle Family_ | unknownSingle Family_FALSE
Water_00002172 | SITE_01505 | Room_00006109 | Bathroom_1 | Bathroom | Bathroom Faucet | unknown |  |  | 1.5 |  | N/A | N/A | N/A | Unknown |  | N/A |  | N/A | OR | Single Family | Bathroom Faucet | 2018 | 8874.09 | Single Family | FALSE | FALSE |  |  |  | 0 | 0 | Single Family_FALSE | Single Family_FALSE | Single Family_ | Single Family_ | Single Family_ | unknown | unknownSingle Family_ | unknownSingle Family_FALSE
Water_00002173 | SITE_01505 | Room_00006110 | Bathroom_2 | Bathroom | Bathroom Faucet | unknown |  |  | 2 |  | N/A | N/A | N/A | Unknown |  | N/A |  | N/A | OR | Single Family | Bathroom Faucet | 2018 | 8874.09 | Single Family | FALSE | FALSE |  |  |  | 0 | 0 | Single Family_FALSE | Single Family_FALSE | Single Family_ | Single Family_ | Single Family_ | unknown | unknownSingle Family_ | unknownSingle Family_FALSE
Water_00002174 | SITE_01505 | Room_00006110 | Bathroom_2 | Bathroom | Shower | unknown |  |  | 3 |  | Primary | Daily / Almost Daily | N/A | Unknown |  | N/A |  | N/A | OR | Single Family | Shower | 2018 | 8874.09 | Single Family | TRUE | FALSE | FALSE | FALSE | FALSE | 0 | 0 | Single Family_TRUE | Single Family_FALSE | Single Family_FALSE | Single Family_FALSE | Single Family_FALSE | unknown | unknownSingle Family_FALSE | unknownSingle Family_TRUE
Water_00002175 | SITE_01505 | Room_00006109 | Bathroom_1 | Bathroom | Shower | unknown |  |  | 2.4 |  | Secondary | A few times per year | N/A | Unknown |  | N/A |  | N/A | OR | Single Family | Shower | 2018 | 8874.09 | Single Family | TRUE | FALSE | FALSE | FALSE | FALSE | 0 | 0 | Single Family_TRUE | Single Family_FALSE | Single Family_FALSE | Single Family_FALSE | Single Family_FALSE | unknown | unknownSingle Family_FALSE | unknownSingle Family_TRUE
Water_00002176 | SITE_01505 | Room_00006111 | Bathroom_3 | Bathroom | Bathroom Faucet | unknown |  |  | 2.5 |  | N/A | N/A | N/A | Unknown |  | N/A |  | N/A | OR | Single Family | Bathroom Faucet | 2018 | 8874.09 | Single Family | FALSE | FALSE |  |  |  | 0 | 0 | Single Family_FALSE | Single Family_FALSE | Single Family_ | Single Family_ | Single Family_ | unknown | unknownSingle Family_ | unknownSingle Family_FALSE
Water_00002177 | SITE_01505 | Room_00006111 | Bathroom_3 | Bathroom | Shower | unknown |  |  | 3 |  | Secondary | Unknown | N/A | Unknown |  | N/A |  | N/A | OR | Single Family | Shower | 2018 | 8874.09 | Single Family | TRUE | FALSE | FALSE | FALSE | FALSE | 0 | 0 | Single Family_TRUE | Single Family_FALSE | Single Family_FALSE | Single Family_FALSE | Single Family_FALSE | unknown | unknownSingle Family_FALSE | unknownSingle Family_TRUE
Water_00002178 | SITE_01506 | Room_00006140 | Kitchen_1 | Kitchen | Kitchen Faucet | unknown |  |  |  | Unknown | N/A | N/A | N/A | Bag | 0.796 |  |  | Unknown | OR | Single Family | Kitchen Faucet | 2019 | 3405.58 | Single Family | FALSE | FALSE |  |  |  | 0 | 0 | Single Family_FALSE | Single Family_FALSE | Single Family_ | Single Family_ | Single Family_ | unknown | unknownSingle Family_ | unknownSingle Family_FALSE
Water_00002179 | SITE_01506 | Room_00006128 | Bathroom_1 | Bathroom | Bathroom Faucet | unknown |  |  |  | Unknown | N/A | N/A | N/A | Bag | 0.796 |  |  | Unknown | OR | Single Family | Bathroom Faucet | 2019 | 3405.58 | Single Family | FALSE | FALSE |  |  |  | 0 | 0 | Single Family_FALSE | Single Family_FALSE | Single Family_ | Single Family_ | Single Family_ | unknown | unknownSingle Family_ | unknownSingle Family_FALSE
Water_00002180 | SITE_01506 | Room_00006130 | Bathroom_3 | Bathroom | Bathroom Faucet | unknown |  |  |  | Unknown | N/A | N/A | N/A | Bag | 0.796 |  |  | Unknown | OR | Single Family | Bathroom Faucet | 2019 | 3405.58 | Single Family | FALSE | FALSE |  |  |  | 0 | 0 | Single Family_FALSE | Single Family_FALSE | Single Family_ | Single Family_ | Single Family_ | unknown | unknownSingle Family_ | unknownSingle Family_FALSE
Water_00002181 | SITE_01506 | Room_00006130 | Bathroom_3 | Bathroom | Bathroom Faucet | unknown |  |  |  | Unknown | N/A | N/A | N/A | Bag | 0.796 |  |  | Unknown | OR | Single Family | Bathroom Faucet | 2019 | 3405.58 | Single Family | FALSE | FALSE |  |  |  | 0 | 0 | Single Family_FALSE | Single Family_FALSE | Single Family_ | Single Family_ | Single Family_ | unknown | unknownSingle Family_ | unknownSingle Family_FALSE
Water_00002182 | SITE_01506 | Room_00006130 | Bathroom_3 | Bathroom | Shower | unknown |  |  |  | Unknown | Unknown | Unknown | N/A | Bag | 0.8492 |  |  | Unknown | OR | Single Family | Shower | 2019 | 3405.58 | Single Family | TRUE | FALSE | FALSE | FALSE | FALSE | 0 | 0 | Single Family_TRUE | Single Family_FALSE | Single Family_FALSE | Single Family_FALSE | Single Family_FALSE | unknown | unknownSingle Family_FALSE | unknownSingle Family_TRUE
Water_00002183 | SITE_01506 | Room_00006129 | Bathroom_2 | Bathroom | Shower / Bathtub combo with diverter valve | unknown |  |  |  | Unknown | Unknown | Unknown | N/A | Bag | 0.8492 |  |  | Unknown | OR | Single Family | Shower | 2019 | 3405.58 | Single Family | TRUE | TRUE | FALSE | FALSE | FALSE | 0 | 0 | Single Family_TRUE | Single Family_TRUE | Single Family_FALSE | Single Family_FALSE | Single Family_FALSE | unknown | unknownSingle Family_FALSE | unknownSingle Family_TRUE
Water_00002184 | SITE_01506 | Room_00006129 | Bathroom_2 | Bathroom | Bathroom Faucet | unknown |  |  |  | Unknown | N/A | N/A | N/A | Bag | 0.796 |  |  | Unknown | OR | Single Family | Bathroom Faucet | 2019 | 3405.58 | Single Family | FALSE | FALSE |  |  |  | 0 | 0 | Single Family_FALSE | Single Family_FALSE | Single Family_ | Single Family_ | Single Family_ | unknown | unknownSingle Family_ | unknownSingle Family_FALSE
Water_00002185 | SITE_01506 | Room_00006129 | Bathroom_2 | Bathroom | Bathroom Faucet | unknown |  |  |  | Unknown | N/A | N/A | N/A | Bag | 0.796 |  |  | Unknown | OR | Single Family | Bathroom Faucet | 2019 | 3405.58 | Single Family | FALSE | FALSE |  |  |  | 0 | 0 | Single Family_FALSE | Single Family_FALSE | Single Family_ | Single Family_ | Single Family_ | unknown | unknownSingle Family_ | unknownSingle Family_FALSE
Water_00002186 | SITE_01507 | Room_00006153 | Kitchen_1 | Kitchen | Kitchen Faucet | 2.2 |  | 2.2 | 2.7 |  | N/A | N/A | N/A | Unknown |  | N/A |  | N/A | OR | Multifamily Residence | Kitchen Faucet | 2020 | 751.56 | Multifamily Residence | FALSE | FALSE |  |  |  | 1653.432 | 0 | Multifamily Residence_FALSE | Multifamily Residence_FALSE | Multifamily Residence_ | Multifamily Residence_ | Multifamily Residence_ | unknown | unknownMultifamily Residence_ | unknownMultifamily Residence_FALSE
Water_00002187 | SITE_01507 | Room_00006146 | Bathroom_1 | Bathroom | Bathroom Faucet | 2.2 | 2.2111 | 2.2 | 2.5 |  | N/A | N/A | N/A | Bag | 0.796 |  | 1.99 |  | OR | Multifamily Residence | Bathroom Faucet | 2020 | 751.56 | Multifamily Residence | FALSE | FALSE |  |  |  | 1653.432 | 1495.6044 | Multifamily Residence_FALSE | Multifamily Residence_FALSE | Multifamily Residence_ | Multifamily Residence_ | Multifamily Residence_ | unknown | unknownMultifamily Residence_ | unknownMultifamily Residence_FALSE
Water_00002188 | SITE_01507 | Room_00006146 | Bathroom_1 | Bathroom | Shower / Bathtub combo with diverter valve | 2.5 | 3.6244 | 2.5 | 3.5 |  | Primary | Daily / Almost Daily | N/A | Weir | 0.932 |  | 3.262 |  | OR | Multifamily Residence | Shower | 2020 | 751.56 | Multifamily Residence | TRUE | TRUE | TRUE | TRUE | TRUE | 1878.9 | 2451.5887 | Multifamily Residence_TRUE | Multifamily Residence_TRUE | Multifamily Residence_TRUE | Multifamily Residence_TRUE | Multifamily Residence_TRUE | 2.5gpm | 2.5gpmMultifamily Residence_TRUE | 2.5gpmMultifamily Residence_TRUE
Water_00002189 | SITE_01508 | Room_00006163 | Bathroom_1 | Bathroom | Bathroom Faucet | unknown |  |  | 1.5 |  | N/A | N/A | N/A | Unknown |  | N/A |  | N/A | OR | Single Family | Bathroom Faucet | 2021 | 8874.09 | Single Family | FALSE | FALSE |  |  |  | 0 | 0 | Single Family_FALSE | Single Family_FALSE | Single Family_ | Single Family_ | Single Family_ | unknown | unknownSingle Family_ | unknownSingle Family_FALSE
Water_00002190 | SITE_01508 | Room_00006163 | Bathroom_1 | Bathroom | Bathroom Faucet | unknown |  |  | 1.5 |  | N/A | N/A | N/A | Unknown |  | N/A |  | N/A | OR | Single Family | Bathroom Faucet | 2021 | 8874.09 | Single Family | FALSE | FALSE |  |  |  | 0 | 0 | Single Family_FALSE | Single Family_FALSE | Single Family_ | Single Family_ | Single Family_ | unknown | unknownSingle Family_ | unknownSingle Family_FALSE
Water_00002191 | SITE_01508 | Room_00006163 | Bathroom_1 | Bathroom | Bathtub | unknown |  |  |  | N/A | N/A | N/A | 5gm | Unknown |  | N/A |  | N/A | OR | Single Family | Bathtub | 2021 | 8874.09 | Single Family | FALSE | FALSE |  |  |  | 0 | 0 | Single Family_FALSE | Single Family_FALSE | Single Family_ | Single Family_ | Single Family_ | unknown | unknownSingle Family_ | unknownSingle Family_FALSE
Water_00002192 | SITE_01508 | Room_00006164 | Bathroom_2 | Bathroom | Shower | unknown |  |  | 2 |  | Primary | Daily / Almost Daily | N/A | Unknown |  | N/A |  | N/A | OR | Single Family | Shower | 2021 | 8874.09 | Single Family | TRUE | FALSE | FALSE | FALSE | FALSE | 0 | 0 | Single Family_TRUE | Single Family_FALSE | Single Family_FALSE | Single Family_FALSE | Single Family_FALSE | unknown | unknownSingle Family_FALSE | unknownSingle Family_TRUE
Water_00002193 | SITE_01508 | Room_00006164 | Bathroom_2 | Bathroom | Bathroom Faucet | 2.2 |  | 2.2 | 2 |  | N/A | N/A | N/A | Unknown |  | N/A |  | N/A | OR | Single Family | Bathroom Faucet | 2021 | 8874.09 | Single Family | FALSE | FALSE |  |  |  | 19522.998 | 0 | Single Family_FALSE | Single Family_FALSE | Single Family_ | Single Family_ | Single Family_ | unknown | unknownSingle Family_ | unknownSingle Family_FALSE
Water_00002194 | SITE_01508 | Room_00006177 | Kitchen_1 | Kitchen | Kitchen Faucet | unknown |  |  | 1.1 |  | N/A | N/A | N/A | Unknown |  | N/A |  | N/A | OR | Single Family | Kitchen Faucet | 2021 | 8874.09 | Single Family | FALSE | FALSE |  |  |  | 0 | 0 | Single Family_FALSE | Single Family_FALSE | Single Family_ | Single Family_ | Single Family_ | unknown | unknownSingle Family_ | unknownSingle Family_FALSE
Water_00002195 | SITE_01508 | Room_00006177 | Kitchen_1 | Kitchen | Kitchen Faucet | unknown |  |  | 0.75 |  | N/A | N/A | N/A | Unknown |  | N/A |  | N/A | OR | Single Family | Kitchen Faucet | 2021 | 8874.09 | Single Family | FALSE | FALSE |  |  |  | 0 | 0 | Single Family_FALSE | Single Family_FALSE | Single Family_ | Single Family_ | Single Family_ | unknown | unknownSingle Family_ | unknownSingle Family_FALSE
Water_00002196 | SITE_01508 | Room_00006165 | Bathroom_3 | Bathroom | Bathroom Faucet | 2.2 |  | 2.2 |  | Unknown | N/A | N/A | N/A | Unknown |  | N/A |  | N/A | OR | Single Family | Bathroom Faucet | 2021 | 8874.09 | Single Family | FALSE | FALSE |  |  |  | 19522.998 | 0 | Single Family_FALSE | Single Family_FALSE | Single Family_ | Single Family_ | Single Family_ | unknown | unknownSingle Family_ | unknownSingle Family_FALSE
Water_00002197 | SITE_01508 | Room_00006165 | Bathroom_3 | Bathroom | Shower | unknown |  |  |  | Unknown | Secondary | A few times per month | N/A | Unknown |  | N/A |  | N/A | OR | Single Family | Shower | 2021 | 8874.09 | Single Family | TRUE | FALSE | FALSE | FALSE | FALSE | 0 | 0 | Single Family_TRUE | Single Family_FALSE | Single Family_FALSE | Single Family_FALSE | Single Family_FALSE | unknown | unknownSingle Family_FALSE | unknownSingle Family_TRUE
Water_00002198 | SITE_01508 | Room_00006179 | Laundry_1 | Laundry | Kitchen Faucet | 1.5478 | 1.5478 |  | 1.75 |  | N/A | N/A | N/A | Bag | 0.796 |  | 1.393 |  | OR | Single Family | Kitchen Faucet | 2021 | 8874.09 | Single Family | FALSE | FALSE |  |  |  | 13735.1193 | 12361.6074 | Single Family_FALSE | Single Family_FALSE | Single Family_ | Single Family_ | Single Family_ | unknown | unknownSingle Family_ | unknownSingle Family_FALSE
Water_00002199 | SITE_01508 | Room_00006166 | Bathroom_3 | Bathroom | Shower | unknown |  |  | 1.5 |  | Secondary | A few times per week | N/A | Unknown |  | N/A |  | N/A | OR | Single Family | Shower | 2021 | 8874.09 | Single Family | TRUE | FALSE | FALSE | FALSE | FALSE | 0 | 0 | Single Family_TRUE | Single Family_FALSE | Single Family_FALSE | Single Family_FALSE | Single Family_FALSE | unknown | unknownSingle Family_FALSE | unknownSingle Family_TRUE
Water_00002200 | SITE_01508 | Room_00006166 | Bathroom_3 | Bathroom | Bathroom Faucet | 0.66333 | 0.66333 |  | 0.75 |  | N/A | N/A | N/A | Bag | 0.796 |  | 0.597 |  | OR | Single Family | Bathroom Faucet | 2021 | 8874.09 | Single Family | FALSE | FALSE |  |  |  | 5886.4797 | 5297.8317 | Single Family_FALSE | Single Family_FALSE | Single Family_ | Single Family_ | Single Family_ | unknown | unknownSingle Family_ | unknownSingle Family_FALSE
Water_00002201 | SITE_01509 | Room_00006196 | Kitchen_1 | Kitchen | Kitchen Faucet | unknown |  |  | 3 |  | N/A | N/A | N/A | Unknown |  | N/A |  | N/A | OR | Single Family | Kitchen Faucet | 2022 | 8874.09 | Single Family | FALSE | FALSE |  |  |  | 0 | 0 | Single Family_FALSE | Single Family_FALSE | Single Family_ | Single Family_ | Single Family_ | unknown | unknownSingle Family_ | unknownSingle Family_FALSE
Water_00002202 | SITE_01509 | Room_00006184 | Bathroom_1 | Bathroom | Bathroom Faucet | unknown |  |  | 5 |  | N/A | N/A | N/A | Unknown |  | N/A |  | N/A | OR | Single Family | Bathroom Faucet | 2022 | 8874.09 | Single Family | FALSE | FALSE |  |  |  | 0 | 0 | Single Family_FALSE | Single Family_FALSE | Single Family_ | Single Family_ | Single Family_ | unknown | unknownSingle Family_ | unknownSingle Family_FALSE
Water_00002203 | SITE_01509 | Room_00006184 | Bathroom_1 | Bathroom | Bathtub | unknown |  |  |  | N/A | N/A | N/A | N/A | Unknown |  | N/A |  | N/A | OR | Single Family | Bathtub | 2022 | 8874.09 | Single Family | FALSE | FALSE |  |  |  | 0 | 0 | Single Family_FALSE | Single Family_FALSE | Single Family_ | Single Family_ | Single Family_ | unknown | unknownSingle Family_ | unknownSingle Family_FALSE
Water_00002204 | SITE_01510 | Room_00006209 | Kitchen_1 | Kitchen | Kitchen Faucet | 2.2 | 1.9456 | 2.2 | 2.2 |  | N/A | N/A | N/A | Bag | 0.796 |  | 1.751 |  | OR | Multifamily Residence | Kitchen Faucet | 2023 | 4053.65 | Multifamily Residence | FALSE | FALSE |  |  |  | 8918.03 | 7097.9411 | Multifamily Residence_FALSE | Multifamily Residence_FALSE | Multifamily Residence_ | Multifamily Residence_ | Multifamily Residence_ | unknown | unknownMultifamily Residence_ | unknownMultifamily Residence_FALSE
Water_00002205 | SITE_01510 | Room_00006205 | Bathroom_1 | Bathroom | Bathroom Faucet | 2.2 |  | 2.2 | 2.5 |  | N/A | N/A | N/A | Unknown |  | N/A |  | N/A | OR | Multifamily Residence | Bathroom Faucet | 2023 | 4053.65 | Multifamily Residence | FALSE | FALSE |  |  |  | 8918.03 | 0 | Multifamily Residence_FALSE | Multifamily Residence_FALSE | Multifamily Residence_ | Multifamily Residence_ | Multifamily Residence_ | unknown | unknownMultifamily Residence_ | unknownMultifamily Residence_FALSE
Water_00002206 | SITE_01510 | Room_00006205 | Bathroom_1 | Bathroom | Shower | 2 |  | 2 | 2.5 |  | Primary | Daily / Almost Daily | N/A | Unknown |  | N/A |  | N/A | OR | Multifamily Residence | Shower | 2023 | 4053.65 | Multifamily Residence | TRUE | FALSE | TRUE | FALSE | FALSE | 8107.3 | 0 | Multifamily Residence_TRUE | Multifamily Residence_FALSE | Multifamily Residence_TRUE | Multifamily Residence_FALSE | Multifamily Residence_FALSE | unknown | unknownMultifamily Residence_FALSE | unknownMultifamily Residence_TRUE
Water_00002207 | SITE_01511 | Room_00006230 | Kitchen_1 | Kitchen | Kitchen Faucet | 1.5 | 1.2378 | 1.5 | 1.4 |  | N/A | N/A | N/A | Bag | 0.796 |  | 1.114 |  | OR | Single Family | Kitchen Faucet | 2024 | 8874.09 | Single Family | FALSE | FALSE |  |  |  | 13311.135 | 9885.7363 | Single Family_FALSE | Single Family_FALSE | Single Family_ | Single Family_ | Single Family_ | unknown | unknownSingle Family_ | unknownSingle Family_FALSE
Water_00002208 | SITE_01511 | Room_00006213 | Bathroom_1 | Bathroom | Bathroom Faucet | 2.2 | 1.5922 | 2.2 | 1.8 |  | N/A | N/A | N/A | Bag | 0.796 |  | 1.433 |  | OR | Single Family | Bathroom Faucet | 2024 | 8874.09 | Single Family | FALSE | FALSE |  |  |  | 19522.998 | 12716.571 | Single Family_FALSE | Single Family_FALSE | Single Family_ | Single Family_ | Single Family_ | unknown | unknownSingle Family_ | unknownSingle Family_FALSE
Water_00002209 | SITE_01511 | Room_00006214 | Bathroom_2 | Bathroom | Bathroom Faucet | 2.2 | 1.9456 | 2.2 | 2.2 |  | N/A | N/A | N/A | Bag | 0.796 |  | 1.751 |  | OR | Single Family | Bathroom Faucet | 2024 | 8874.09 | Single Family | FALSE | FALSE |  |  |  | 19522.998 | 15538.5316 | Single Family_FALSE | Single Family_FALSE | Single Family_ | Single Family_ | Single Family_ | unknown | unknownSingle Family_ | unknownSingle Family_FALSE
Water_00002210 | SITE_01511 | Room_00006214 | Bathroom_2 | Bathroom | Bathroom Faucet | 2.2 | 2.0344 | 2.2 | 2.3 |  | N/A | N/A | N/A | Bag | 0.796 |  | 1.831 |  | OR | Single Family | Bathroom Faucet | 2024 | 8874.09 | Single Family | FALSE | FALSE |  |  |  | 19522.998 | 16248.4588 | Single Family_FALSE | Single Family_FALSE | Single Family_ | Single Family_ | Single Family_ | unknown | unknownSingle Family_ | unknownSingle Family_FALSE
Water_00002211 | SITE_01511 | Room_00006214 | Bathroom_2 | Bathroom | Shower | 2.5 |  | 2.5 | 2.5 |  | Never / rarely used | A few times per year | N/A | Unknown |  | N/A |  | N/A | OR | Single Family | Shower | 2024 | 8874.09 | Single Family | TRUE | FALSE | TRUE | FALSE | FALSE | 22185.225 | 0 | Single Family_TRUE | Single Family_FALSE | Single Family_TRUE | Single Family_FALSE | Single Family_FALSE | unknown | unknownSingle Family_FALSE | unknownSingle Family_TRUE
Water_00002212 | SITE_01511 | Room_00006215 | Bathroom_3 | Bathroom | Bathroom Faucet | 2.2 | 1.4156 | 2.2 | 1.6 |  | N/A | N/A | N/A | Bag | 0.796 |  | 1.274 |  | OR | Single Family | Bathroom Faucet | 2024 | 8874.09 | Single Family | FALSE | FALSE |  |  |  | 19522.998 | 11305.5907 | Single Family_FALSE | Single Family_FALSE | Single Family_ | Single Family_ | Single Family_ | unknown | unknownSingle Family_ | unknownSingle Family_FALSE
Water_00002213 | SITE_01511 | Room_00006215 | Bathroom_3 | Bathroom | Bathroom Faucet | 2.2 | 1.7689 | 2.2 | 2 |  | N/A | N/A | N/A | Bag | 0.796 |  | 1.592 |  | OR | Single Family | Bathroom Faucet | 2024 | 8874.09 | Single Family | FALSE | FALSE |  |  |  | 19522.998 | 14127.5513 | Single Family_FALSE | Single Family_FALSE | Single Family_ | Single Family_ | Single Family_ | unknown | unknownSingle Family_ | unknownSingle Family_FALSE
Water_00002214 | SITE_01511 | Room_00006215 | Bathroom_3 | Bathroom | Shower / Bathtub combo with diverter valve | unknown |  |  | 1.8 |  | Secondary | Daily / Almost Daily | N/A | Unknown |  | N/A |  | N/A | OR | Single Family | Shower | 2024 | 8874.09 | Single Family | TRUE | TRUE | FALSE | FALSE | FALSE | 0 | 0 | Single Family_TRUE | Single Family_TRUE | Single Family_FALSE | Single Family_FALSE | Single Family_FALSE | unknown | unknownSingle Family_FALSE | unknownSingle Family_TRUE
Water_00002215 | SITE_01511 | Room_00006216 | Bathroom_4 | Bathroom | Bathroom Faucet | 2.2 | 1.5033 | 2.2 | 1.7 |  | N/A | N/A | N/A | Bag | 0.796 |  | 1.353 |  | OR | Single Family | Bathroom Faucet | 2024 | 8874.09 | Single Family | FALSE | FALSE |  |  |  | 19522.998 | 12006.6438 | Single Family_FALSE | Single Family_FALSE | Single Family_ | Single Family_ | Single Family_ | unknown | unknownSingle Family_ | unknownSingle Family_FALSE
Water_00002216 | SITE_01511 | Room_00006216 | Bathroom_4 | Bathroom | Bathroom Faucet | 2.2 | 1.7689 | 2.2 | 2 |  | N/A | N/A | N/A | Bag | 0.796 |  | 1.592 |  | OR | Single Family | Bathroom Faucet | 2024 | 8874.09 | Single Family | FALSE | FALSE |  |  |  | 19522.998 | 14127.5513 | Single Family_FALSE | Single Family_FALSE | Single Family_ | Single Family_ | Single Family_ | unknown | unknownSingle Family_ | unknownSingle Family_FALSE
Water_00002217 | SITE_01511 | Room_00006216 | Bathroom_4 | Bathroom | Shower | unknown |  |  | 2.4 |  | Primary | Daily / Almost Daily | N/A | Unknown |  | N/A |  | N/A | OR | Single Family | Shower | 2024 | 8874.09 | Single Family | TRUE | FALSE | FALSE | FALSE | FALSE | 0 | 0 | Single Family_TRUE | Single Family_FALSE | Single Family_FALSE | Single Family_FALSE | Single Family_FALSE | unknown | unknownSingle Family_FALSE | unknownSingle Family_TRUE
Water_00002218 | SITE_01512 | Room_00006236 | Bathroom_1 | Bathroom | Bathroom Faucet | 2.2 |  | 2.2 | 1.5 |  | N/A | N/A | Flow bag | Unknown |  | N/A |  | N/A | OR | Single Family | Bathroom Faucet | 2025 | 8874.09 | Single Family | FALSE | FALSE |  |  |  | 19522.998 | 0 | Single Family_FALSE | Single Family_FALSE | Single Family_ | Single Family_ | Single Family_ | unknown | unknownSingle Family_ | unknownSingle Family_FALSE
Water_00002219 | SITE_01512 | Room_00006236 | Bathroom_1 | Bathroom | Shower | unknown |  |  | 2.2 |  | Primary | Daily / Almost Daily | N/A | Unknown |  | N/A |  | N/A | OR | Single Family | Shower | 2025 | 8874.09 | Single Family | TRUE | FALSE | FALSE | FALSE | FALSE | 0 | 0 | Single Family_TRUE | Single Family_FALSE | Single Family_FALSE | Single Family_FALSE | Single Family_FALSE | unknown | unknownSingle Family_FALSE | unknownSingle Family_TRUE
Water_00002220 | SITE_01512 | Room_00006241 | Laundry_1 | Laundry | Bathroom Faucet | unknown |  |  |  | Unknown | N/A | N/A | Water turned off | Unknown |  | N/A |  | N/A | OR | Single Family | Bathroom Faucet | 2025 | 8874.09 | Single Family | FALSE | FALSE |  |  |  | 0 | 0 | Single Family_FALSE | Single Family_FALSE | Single Family_ | Single Family_ | Single Family_ | unknown | unknownSingle Family_ | unknownSingle Family_FALSE
Water_00002221 | SITE_01512 | Room_00006240 | Kitchen_1 | Kitchen | Kitchen Faucet | unknown |  |  | 1.5 |  | N/A | N/A | N/A | Unknown |  | N/A |  | N/A | OR | Single Family | Kitchen Faucet | 2025 | 8874.09 | Single Family | FALSE | FALSE |  |  |  | 0 | 0 | Single Family_FALSE | Single Family_FALSE | Single Family_ | Single Family_ | Single Family_ | unknown | unknownSingle Family_ | unknownSingle Family_FALSE
Water_00002222 | SITE_01513 | Room_00006253 | Kitchen_1 | Kitchen | Kitchen Faucet | unknown |  |  | 2.5 |  | N/A | N/A | N/A | Unknown |  | N/A |  | N/A | OR | Manufactured | Kitchen Faucet | 2026 | 894.83 | Manufactured | FALSE | FALSE |  |  |  | 0 | 0 | Manufactured_FALSE | Manufactured_FALSE | Manufactured_ | Manufactured_ | Manufactured_ | unknown | unknownManufactured_ | unknownManufactured_FALSE
Water_00002223 | SITE_01513 | Room_00006244 | Bathroom_1 | Bathroom | Bathroom Faucet | unknown |  |  | 3 |  | N/A | N/A | N/A | Unknown |  | N/A |  | N/A | OR | Manufactured | Bathroom Faucet | 2026 | 894.83 | Manufactured | FALSE | FALSE |  |  |  | 0 | 0 | Manufactured_FALSE | Manufactured_FALSE | Manufactured_ | Manufactured_ | Manufactured_ | unknown | unknownManufactured_ | unknownManufactured_FALSE
Water_00002224 | SITE_01513 | Room_00006244 | Bathroom_1 | Bathroom | Bathroom Faucet | unknown |  |  | 3.5 |  | N/A | N/A | N/A | Unknown |  | N/A |  | N/A | OR | Manufactured | Bathroom Faucet | 2026 | 894.83 | Manufactured | FALSE | FALSE |  |  |  | 0 | 0 | Manufactured_FALSE | Manufactured_FALSE | Manufactured_ | Manufactured_ | Manufactured_ | unknown | unknownManufactured_ | unknownManufactured_FALSE
Water_00002225 | SITE_01513 | Room_00006245 | Bathroom_6 | Bathroom | Bathroom Faucet | 1.5 | 1.3267 | 1.5 | 1.5 |  | N/A | N/A | N/A | Bag | 0.796 |  | 1.194 |  | OR | Manufactured | Bathroom Faucet | 2026 | 894.83 | Manufactured | FALSE | FALSE |  |  |  | 1342.245 | 1068.427 | Manufactured_FALSE | Manufactured_FALSE | Manufactured_ | Manufactured_ | Manufactured_ | unknown | unknownManufactured_ | unknownManufactured_FALSE
Water_00002226 | SITE_01513 | Room_00006245 | Bathroom_6 | Bathroom | Shower / Bathtub combo with diverter valve | 2 |  | 2 |  | Unknown | Secondary | A few times per year | Never tried to use shower. Blocked due to furniture in tub. | Weir | 0.932 |  |  | Unknown | OR | Manufactured | Shower | 2026 | 894.83 | Manufactured | TRUE | TRUE | TRUE | FALSE | FALSE | 1789.66 | 0 | Manufactured_TRUE | Manufactured_TRUE | Manufactured_TRUE | Manufactured_FALSE | Manufactured_FALSE | unknown | unknownManufactured_FALSE | unknownManufactured_TRUE
Water_00002227 | SITE_01522 | Room_00006259 | Bathroom_1 | Bathroom | Bathroom Faucet | 2.3878 | 2.3878 |  | 2.7 |  | N/A | N/A | N/A | Bag | 0.796 |  | 2.149 |  | OR | Single Family | Bathroom Faucet | 2032 | 8874.09 | Single Family | FALSE | FALSE |  |  |  | 21189.3549 | 19070.4194 | Single Family_FALSE | Single Family_FALSE | Single Family_ | Single Family_ | Single Family_ | unknown | unknownSingle Family_ | unknownSingle Family_FALSE
Water_00002228 | SITE_01522 | Room_00006259 | Bathroom_1 | Bathroom | Shower | 2.9 | 2.9 |  | 2.8 |  | Secondary | Daily / Almost Daily | N/A | Weir | 0.932 |  | 2.61 |  | OR | Single Family | Shower | 2032 | 8874.09 | Single Family | TRUE | FALSE | TRUE | TRUE | TRUE | 25734.861 | 23161.3749 | Single Family_TRUE | Single Family_FALSE | Single Family_TRUE | Single Family_TRUE | Single Family_TRUE | gt2.5gpm | gt2.5gpmSingle Family_TRUE | gt2.5gpmSingle Family_TRUE
Water_00002229 | SITE_01522 | Room_00006260 | Bathroom_2 | Bathroom | Bathroom Faucet | 2.2111 | 2.2111 |  | 2.5 |  | N/A | N/A | N/A | Bag | 0.796 |  | 1.99 |  | OR | Single Family | Bathroom Faucet | 2032 | 8874.09 | Single Family | FALSE | FALSE |  |  |  | 19621.599 | 17659.4391 | Single Family_FALSE | Single Family_FALSE | Single Family_ | Single Family_ | Single Family_ | unknown | unknownSingle Family_ | unknownSingle Family_FALSE
Water_00002230 | SITE_01522 | Room_00006260 | Bathroom_2 | Bathroom | Shower / Bathtub combo with diverter valve | 2.5 | 3.1067 | 2.5 | 3 |  | Primary | Daily / Almost Daily | N/A | Weir | 0.932 |  | 2.796 |  | OR | Single Family | Shower | 2032 | 8874.09 | Single Family | TRUE | TRUE | TRUE | TRUE | TRUE | 22185.225 | 24811.9556 | Single Family_TRUE | Single Family_TRUE | Single Family_TRUE | Single Family_TRUE | Single Family_TRUE | 2.5gpm | 2.5gpmSingle Family_TRUE | 2.5gpmSingle Family_TRUE
Water_00002231 | SITE_01522 | Room_00006267 | Kitchen_1 | Kitchen | Kitchen Faucet | unknown |  |  | 2 |  | N/A | N/A | N/A | Unknown |  | N/A |  | N/A | OR | Single Family | Kitchen Faucet | 2032 | 8874.09 | Single Family | FALSE | FALSE |  |  |  | 0 | 0 | Single Family_FALSE | Single Family_FALSE | Single Family_ | Single Family_ | Single Family_ | unknown | unknownSingle Family_ | unknownSingle Family_FALSE
Water_00002232 | SITE_01523 | Room_00006285 | Kitchen_1 | Kitchen | Kitchen Faucet | 2.6533 | 2.6533 |  | 3 |  | N/A | N/A | N/A | Bag | 0.796 |  | 2.388 |  | OR | Single Family | Kitchen Faucet | 2033 | 8874.09 | Single Family | FALSE | FALSE |  |  |  | 23545.9188 | 21191.3269 | Single Family_FALSE | Single Family_FALSE | Single Family_ | Single Family_ | Single Family_ | unknown | unknownSingle Family_ | unknownSingle Family_FALSE
Water_00002233 | SITE_01523 | Room_00006270 | Bathroom_1 | Bathroom | Bathroom Faucet | unknown |  |  | 3 |  | N/A | N/A | N/A | Unknown |  | N/A |  | N/A | OR | Single Family | Bathroom Faucet | 2033 | 8874.09 | Single Family | FALSE | FALSE |  |  |  | 0 | 0 | Single Family_FALSE | Single Family_FALSE | Single Family_ | Single Family_ | Single Family_ | unknown | unknownSingle Family_ | unknownSingle Family_FALSE
Water_00002234 | SITE_01523 | Room_00006271 | Bathroom_2 | Bathroom | Bathroom Faucet | unknown |  |  | 2.5 |  | N/A | N/A | Additional 2 shower heads too big for bag test. | Unknown |  | N/A |  | N/A | OR | Single Family | Bathroom Faucet | 2033 | 8874.09 | Single Family | FALSE | FALSE |  |  |  | 0 | 0 | Single Family_FALSE | Single Family_FALSE | Single Family_ | Single Family_ | Single Family_ | unknown | unknownSingle Family_ | unknownSingle Family_FALSE
Water_00002235 | SITE_01523 | Room_00006272 | Bathroom_3 | Bathroom | Bathroom Faucet | unknown |  |  | 2.5 |  | N/A | N/A | N/A | Unknown |  | N/A |  | N/A | OR | Single Family | Bathroom Faucet | 2033 | 8874.09 | Single Family | FALSE | FALSE |  |  |  | 0 | 0 | Single Family_FALSE | Single Family_FALSE | Single Family_ | Single Family_ | Single Family_ | unknown | unknownSingle Family_ | unknownSingle Family_FALSE
Water_00002236 | SITE_01523 | Room_00006272 | Bathroom_3 | Bathroom | Bathroom Faucet | unknown |  |  | 2.5 |  | N/A | N/A | N/A | Unknown |  | N/A |  | N/A | OR | Single Family | Bathroom Faucet | 2033 | 8874.09 | Single Family | FALSE | FALSE |  |  |  | 0 | 0 | Single Family_FALSE | Single Family_FALSE | Single Family_ | Single Family_ | Single Family_ | unknown | unknownSingle Family_ | unknownSingle Family_FALSE
Water_00002237 | SITE_01526 | Room_00006299 | Kitchen_1 | Kitchen | Kitchen Faucet | unknown |  |  |  | Unknown | N/A | N/A | N/A | Unknown |  | N/A |  | N/A | OR | Single Family | Kitchen Faucet | 2036 | 8874.09 | Single Family | FALSE | FALSE |  |  |  | 0 | 0 | Single Family_FALSE | Single Family_FALSE | Single Family_ | Single Family_ | Single Family_ | unknown | unknownSingle Family_ | unknownSingle Family_FALSE
Water_00002238 | SITE_01526 | Room_00006300 | Laundry_1 | Laundry | Kitchen Faucet | 2 |  | 2 |  | Unknown | N/A | N/A | N/A | Unknown |  | N/A |  | N/A | OR | Single Family | Kitchen Faucet | 2036 | 8874.09 | Single Family | FALSE | FALSE |  |  |  | 17748.18 | 0 | Single Family_FALSE | Single Family_FALSE | Single Family_ | Single Family_ | Single Family_ | unknown | unknownSingle Family_ | unknownSingle Family_FALSE
Water_00002239 | SITE_01526 | Room_00006292 | Bathroom_2 | Bathroom | Bathroom Faucet | unknown |  |  |  | Unknown | N/A | N/A | N/A | Unknown |  | N/A |  | N/A | OR | Single Family | Bathroom Faucet | 2036 | 8874.09 | Single Family | FALSE | FALSE |  |  |  | 0 | 0 | Single Family_FALSE | Single Family_FALSE | Single Family_ | Single Family_ | Single Family_ | unknown | unknownSingle Family_ | unknownSingle Family_FALSE
Water_00002240 | SITE_01526 | Room_00006292 | Bathroom_2 | Bathroom | Shower / Bathtub combo with diverter valve | 2.5 |  | 2.5 |  | Unknown | Primary | Daily / Almost Daily | N/A | Unknown |  | N/A |  | N/A | OR | Single Family | Shower | 2036 | 8874.09 | Single Family | TRUE | TRUE | TRUE | FALSE | FALSE | 22185.225 | 0 | Single Family_TRUE | Single Family_TRUE | Single Family_TRUE | Single Family_FALSE | Single Family_FALSE | unknown | unknownSingle Family_FALSE | unknownSingle Family_TRUE
Water_00002241 | SITE_01526 | Room_00006291 | Bathroom_1 | Bathroom | Bathroom Faucet | unknown |  |  |  | Unknown | N/A | N/A | N/A | Unknown |  | N/A |  | N/A | OR | Single Family | Bathroom Faucet | 2036 | 8874.09 | Single Family | FALSE | FALSE |  |  |  | 0 | 0 | Single Family_FALSE | Single Family_FALSE | Single Family_ | Single Family_ | Single Family_ | unknown | unknownSingle Family_ | unknownSingle Family_FALSE
Water_00002242 | SITE_01526 | Room_00006293 | Bathroom_3 | Bathroom | Shower | 2.5 |  | 2.5 |  | Unknown | Secondary | Daily / Almost Daily | N/A | Unknown |  | N/A |  | N/A | OR | Single Family | Shower | 2036 | 8874.09 | Single Family | TRUE | FALSE | TRUE | FALSE | FALSE | 22185.225 | 0 | Single Family_TRUE | Single Family_FALSE | Single Family_TRUE | Single Family_FALSE | Single Family_FALSE | unknown | unknownSingle Family_FALSE | unknownSingle Family_TRUE
Water_00002243 | SITE_01526 | Room_00006293 | Bathroom_3 | Bathroom | Bathroom Faucet | unknown |  |  |  | Unknown | N/A | N/A | N/A | Unknown |  | N/A |  | N/A | OR | Single Family | Bathroom Faucet | 2036 | 8874.09 | Single Family | FALSE | FALSE |  |  |  | 0 | 0 | Single Family_FALSE | Single Family_FALSE | Single Family_ | Single Family_ | Single Family_ | unknown | unknownSingle Family_ | unknownSingle Family_FALSE
Water_00002244 | SITE_01526 | Room_00006293 | Bathroom_3 | Bathroom | Bathtub | unknown |  |  |  | N/A | N/A | N/A | N/A | Unknown |  | N/A |  | N/A | OR | Single Family | Bathtub | 2036 | 8874.09 | Single Family | FALSE | FALSE |  |  |  | 0 | 0 | Single Family_FALSE | Single Family_FALSE | Single Family_ | Single Family_ | Single Family_ | unknown | unknownSingle Family_ | unknownSingle Family_FALSE
Water_00002245 | SITE_01528 | Room_00006313 | Kitchen_1 | Kitchen | Kitchen Faucet | 2.2111 | 2.2111 |  | 2.5 |  | N/A | N/A | N/A | Bag | 0.796 |  | 1.99 |  | OR | Single Family | Kitchen Faucet | 2038 | 8874.09 | Single Family | FALSE | FALSE |  |  |  | 19621.599 | 17659.4391 | Single Family_FALSE | Single Family_FALSE | Single Family_ | Single Family_ | Single Family_ | unknown | unknownSingle Family_ | unknownSingle Family_FALSE
Water_00002246 | SITE_01528 | Room_00006305 | Bathroom_1 | Bathroom | Bathroom Faucet | unknown |  |  | 2.5 |  | N/A | N/A | N/A | Unknown |  | N/A |  | N/A | OR | Single Family | Bathroom Faucet | 2038 | 8874.09 | Single Family | FALSE | FALSE |  |  |  | 0 | 0 | Single Family_FALSE | Single Family_FALSE | Single Family_ | Single Family_ | Single Family_ | unknown | unknownSingle Family_ | unknownSingle Family_FALSE
Water_00002247 | SITE_01528 | Room_00006305 | Bathroom_1 | Bathroom | Shower | unknown |  |  | 2 |  | Primary | Daily / Almost Daily | N/A | Unknown |  | N/A |  | N/A | OR | Single Family | Shower | 2038 | 8874.09 | Single Family | TRUE | FALSE | FALSE | FALSE | FALSE | 0 | 0 | Single Family_TRUE | Single Family_FALSE | Single Family_FALSE | Single Family_FALSE | Single Family_FALSE | unknown | unknownSingle Family_FALSE | unknownSingle Family_TRUE
Water_00002248 | SITE_01528 | Room_00006306 | Bathroom_2 | Bathroom | Bathroom Faucet | unknown |  |  | 2 |  | N/A | N/A | N/A | Unknown |  | N/A |  | N/A | OR | Single Family | Bathroom Faucet | 2038 | 8874.09 | Single Family | FALSE | FALSE |  |  |  | 0 | 0 | Single Family_FALSE | Single Family_FALSE | Single Family_ | Single Family_ | Single Family_ | unknown | unknownSingle Family_ | unknownSingle Family_FALSE
Water_00002249 | SITE_01528 | Room_00006306 | Bathroom_2 | Bathroom | Shower | unknown |  |  | 1.5 |  | Secondary | A few times per week | N/A | Unknown |  | N/A |  | N/A | OR | Single Family | Shower | 2038 | 8874.09 | Single Family | TRUE | FALSE | FALSE | FALSE | FALSE | 0 | 0 | Single Family_TRUE | Single Family_FALSE | Single Family_FALSE | Single Family_FALSE | Single Family_FALSE | unknown | unknownSingle Family_FALSE | unknownSingle Family_TRUE
Water_00002250 | SITE_01529 | Room_00006320 | Kitchen_1 | Kitchen | Kitchen Faucet | unknown |  |  | 4 |  | N/A | N/A | N/A | Unknown |  | N/A |  | N/A | OR | Single Family | Kitchen Faucet | 2039 | 8874.09 | Single Family | FALSE | FALSE |  |  |  | 0 | 0 | Single Family_FALSE | Single Family_FALSE | Single Family_ | Single Family_ | Single Family_ | unknown | unknownSingle Family_ | unknownSingle Family_FALSE
Water_00002251 | SITE_01531 | Room_00006324 | Bathroom_1 | Bathroom | Bathroom Faucet | 2.2111 | 2.2111 |  | 2.5 |  | N/A | N/A | N/A | Bag | 0.796 |  | 1.99 |  | OR | Single Family | Bathroom Faucet | 2041 | 8874.09 | Single Family | FALSE | FALSE |  |  |  | 19621.599 | 17659.4391 | Single Family_FALSE | Single Family_FALSE | Single Family_ | Single Family_ | Single Family_ | unknown | unknownSingle Family_ | unknownSingle Family_FALSE
Water_00002252 | SITE_01531 | Room_00006324 | Bathroom_1 | Bathroom | Shower / Bathtub combo with diverter valve | 2.5 |  | 2.5 |  | Unknown | Secondary | A few times per year | N/A | Bag | 0.8492 |  |  | Unknown | OR | Single Family | Shower | 2041 | 8874.09 | Single Family | TRUE | TRUE | TRUE | FALSE | FALSE | 22185.225 | 0 | Single Family_TRUE | Single Family_TRUE | Single Family_TRUE | Single Family_FALSE | Single Family_FALSE | unknown | unknownSingle Family_FALSE | unknownSingle Family_TRUE
Water_00002253 | SITE_01531 | Room_00006331 | Kitchen_1 | Kitchen | Kitchen Faucet | 2.2111 | 2.2111 |  | 2.5 |  | N/A | N/A | N/A | Bag | 0.796 |  | 1.99 |  | OR | Single Family | Kitchen Faucet | 2041 | 8874.09 | Single Family | FALSE | FALSE |  |  |  | 19621.599 | 17659.4391 | Single Family_FALSE | Single Family_FALSE | Single Family_ | Single Family_ | Single Family_ | unknown | unknownSingle Family_ | unknownSingle Family_FALSE
Water_00002254 | SITE_01531 | Room_00006325 | Bathroom_2 | Bathroom | Bathroom Faucet | 1.3267 | 1.3267 |  | 1.5 |  | N/A | N/A | N/A | Bag | 0.796 |  | 1.194 |  | OR | Single Family | Bathroom Faucet | 2041 | 8874.09 | Single Family | FALSE | FALSE |  |  |  | 11772.9594 | 10595.6635 | Single Family_FALSE | Single Family_FALSE | Single Family_ | Single Family_ | Single Family_ | unknown | unknownSingle Family_ | unknownSingle Family_FALSE
Water_00002255 | SITE_01531 | Room_00006325 | Bathroom_2 | Bathroom | Shower | 2.5 |  | 2.5 |  | Unknown | Primary | Daily / Almost Daily | N/A | Bag | 0.8492 |  |  | Unknown | OR | Single Family | Shower | 2041 | 8874.09 | Single Family | TRUE | FALSE | TRUE | FALSE | FALSE | 22185.225 | 0 | Single Family_TRUE | Single Family_FALSE | Single Family_TRUE | Single Family_FALSE | Single Family_FALSE | unknown | unknownSingle Family_FALSE | unknownSingle Family_TRUE
Water_00002256 | SITE_01532 | Room_00006344 | Kitchen_1 | Kitchen | Kitchen Faucet | 2.3 | 2.3 |  | 2.6 |  | N/A | N/A | N/A | Bag | 0.796 |  | 2.07 |  | OR | Single Family | Kitchen Faucet | 2042 | 8874.09 | Single Family | FALSE | FALSE |  |  |  | 20410.407 | 18369.3663 | Single Family_FALSE | Single Family_FALSE | Single Family_ | Single Family_ | Single Family_ | unknown | unknownSingle Family_ | unknownSingle Family_FALSE
Water_00002257 | SITE_01532 | Room_00006336 | Bathroom_1 | Bathroom | Shower | unknown |  |  |  | Unknown | Never / rarely used | A few times per year | Shower head too large to measure flow with bag | Bag | 0.8492 |  |  | Unknown | OR | Single Family | Shower | 2042 | 8874.09 | Single Family | TRUE | FALSE | FALSE | FALSE | FALSE | 0 | 0 | Single Family_TRUE | Single Family_FALSE | Single Family_FALSE | Single Family_FALSE | Single Family_FALSE | unknown | unknownSingle Family_FALSE | unknownSingle Family_TRUE
Water_00002258 | SITE_01532 | Room_00006336 | Bathroom_1 | Bathroom | Bathroom Faucet | 4.4222 | 4.4222 |  | 5 |  | N/A | N/A | N/A | Bag | 0.796 |  | 3.98 |  | OR | Single Family | Bathroom Faucet | 2042 | 8874.09 | Single Family | FALSE | FALSE |  |  |  | 39243.198 | 35318.8782 | Single Family_FALSE | Single Family_FALSE | Single Family_ | Single Family_ | Single Family_ | unknown | unknownSingle Family_ | unknownSingle Family_FALSE
Water_00002259 | SITE_01532 | Room_00006340 | Family Room_1 | Family Room | Kitchen Faucet | 2.2 |  | 2.2 |  | Unknown | N/A | N/A | Unable to practically measure flow, sink too full/crowded by things that could not get wet | Bag | 0.796 |  |  | Unknown | OR | Single Family | Kitchen Faucet | 2042 | 8874.09 | Single Family | FALSE | FALSE |  |  |  | 19522.998 | 0 | Single Family_FALSE | Single Family_FALSE | Single Family_ | Single Family_ | Single Family_ | unknown | unknownSingle Family_ | unknownSingle Family_FALSE
Water_00002260 | SITE_01533 | Room_00006350 | Bathroom_1 | Bathroom | Bathroom Faucet | 2.2 | 2.0344 | 2.2 | 2.3 |  | N/A | N/A | N/A | Bag | 0.796 |  | 1.831 |  | OR | Single Family | Bathroom Faucet | 2043 | 8874.09 | Single Family | FALSE | FALSE |  |  |  | 19522.998 | 16248.4588 | Single Family_FALSE | Single Family_FALSE | Single Family_ | Single Family_ | Single Family_ | unknown | unknownSingle Family_ | unknownSingle Family_FALSE
Water_00002261 | SITE_01533 | Room_00006350 | Bathroom_1 | Bathroom | Shower / Bathtub combo with diverter valve | unknown |  |  | 2.8 |  | Primary | Daily / Almost Daily | N/A | Unknown |  | N/A |  | N/A | OR | Single Family | Shower | 2043 | 8874.09 | Single Family | TRUE | TRUE | FALSE | FALSE | FALSE | 0 | 0 | Single Family_TRUE | Single Family_TRUE | Single Family_FALSE | Single Family_FALSE | Single Family_FALSE | unknown | unknownSingle Family_FALSE | unknownSingle Family_TRUE
Water_00002262 | SITE_01533 | Room_00006351 | Bathroom_2 | Bathroom | Bathroom Faucet | 2.2 | 1.9456 | 2.2 | 2.2 |  | N/A | N/A | N/A | Bag | 0.796 |  | 1.751 |  | OR | Single Family | Bathroom Faucet | 2043 | 8874.09 | Single Family | FALSE | FALSE |  |  |  | 19522.998 | 15538.5316 | Single Family_FALSE | Single Family_FALSE | Single Family_ | Single Family_ | Single Family_ | unknown | unknownSingle Family_ | unknownSingle Family_FALSE
Water_00002263 | SITE_01533 | Room_00006351 | Bathroom_2 | Bathroom | Bathroom Faucet | 2.2 | 1.8578 | 2.2 | 2.1 |  | N/A | N/A | N/A | Bag | 0.796 |  | 1.672 |  | OR | Single Family | Bathroom Faucet | 2043 | 8874.09 | Single Family | FALSE | FALSE |  |  |  | 19522.998 | 14837.4785 | Single Family_FALSE | Single Family_FALSE | Single Family_ | Single Family_ | Single Family_ | unknown | unknownSingle Family_ | unknownSingle Family_FALSE
Water_00002264 | SITE_01533 | Room_00006351 | Bathroom_2 | Bathroom | Bathtub | unknown |  |  |  | N/A | N/A | N/A | N/A | Unknown |  | N/A |  | N/A | OR | Single Family | Bathtub | 2043 | 8874.09 | Single Family | FALSE | FALSE |  |  |  | 0 | 0 | Single Family_FALSE | Single Family_FALSE | Single Family_ | Single Family_ | Single Family_ | unknown | unknownSingle Family_ | unknownSingle Family_FALSE
Water_00002265 | SITE_01533 | Room_00006351 | Bathroom_2 | Bathroom | Shower | 2.5 |  | 2.5 |  | Unknown | Primary | Daily / Almost Daily | Stream too wide to get quality reading | Unknown |  | N/A |  | N/A | OR | Single Family | Shower | 2043 | 8874.09 | Single Family | TRUE | FALSE | TRUE | FALSE | FALSE | 22185.225 | 0 | Single Family_TRUE | Single Family_FALSE | Single Family_TRUE | Single Family_FALSE | Single Family_FALSE | unknown | unknownSingle Family_FALSE | unknownSingle Family_TRUE
Water_00002266 | SITE_01535 | Room_00006365 | Kitchen_1 | Kitchen | Kitchen Faucet | 2.2 |  | 2.2 | 2.2 |  | N/A | N/A | N/A | Unknown |  | N/A |  | N/A | OR | Single Family | Kitchen Faucet | 2044 | 8874.09 | Single Family | FALSE | FALSE |  |  |  | 19522.998 | 0 | Single Family_FALSE | Single Family_FALSE | Single Family_ | Single Family_ | Single Family_ | unknown | unknownSingle Family_ | unknownSingle Family_FALSE
Water_00002267 | SITE_01535 | Room_00006362 | Bathroom_1 | Bathroom | Bathroom Faucet | 1.5 | 1.2378 | 1.5 | 1.4 |  | N/A | N/A | Newly renovated | Bag | 0.796 |  | 1.114 |  | OR | Single Family | Bathroom Faucet | 2044 | 8874.09 | Single Family | FALSE | FALSE |  |  |  | 13311.135 | 9885.7363 | Single Family_FALSE | Single Family_FALSE | Single Family_ | Single Family_ | Single Family_ | unknown | unknownSingle Family_ | unknownSingle Family_FALSE
Water_00002268 | SITE_01535 | Room_00006362 | Bathroom_1 | Bathroom | Shower / Bathtub combo with diverter valve | 2 | 2.0711 | 2 | 2 |  | Primary | Daily / Almost Daily | N/A | Weir | 0.932 |  | 1.864 |  | OR | Single Family | Shower | 2044 | 8874.09 | Single Family | TRUE | TRUE | TRUE | TRUE | TRUE | 17748.18 | 16541.3038 | Single Family_TRUE | Single Family_TRUE | Single Family_TRUE | Single Family_TRUE | Single Family_TRUE | 2.0gpm | 2.0gpmSingle Family_TRUE | 2.0gpmSingle Family_TRUE
Water_00002269 | SITE_01537 | Room_00006370 | Bathroom_1 | Bathroom | Shower | 2.5 |  | 2.5 |  | Unknown | Primary | Daily / Almost Daily | N/A | Unknown |  | N/A |  | N/A | OR | Single Family | Shower | 2046 | 8874.09 | Single Family | TRUE | FALSE | TRUE | FALSE | FALSE | 22185.225 | 0 | Single Family_TRUE | Single Family_FALSE | Single Family_TRUE | Single Family_FALSE | Single Family_FALSE | unknown | unknownSingle Family_FALSE | unknownSingle Family_TRUE
Water_00002270 | SITE_01537 | Room_00006370 | Bathroom_1 | Bathroom | Bathroom Faucet | unknown |  |  |  | Unknown | N/A | N/A | N/A | Unknown |  | N/A |  | N/A | OR | Single Family | Bathroom Faucet | 2046 | 8874.09 | Single Family | FALSE | FALSE |  |  |  | 0 | 0 | Single Family_FALSE | Single Family_FALSE | Single Family_ | Single Family_ | Single Family_ | unknown | unknownSingle Family_ | unknownSingle Family_FALSE
Water_00002271 | SITE_01537 | Room_00006376 | Kitchen_1 | Kitchen | Kitchen Faucet | unknown |  |  |  | Unknown | N/A | N/A | N/A | Unknown |  | N/A |  | N/A | OR | Single Family | Kitchen Faucet | 2046 | 8874.09 | Single Family | FALSE | FALSE |  |  |  | 0 | 0 | Single Family_FALSE | Single Family_FALSE | Single Family_ | Single Family_ | Single Family_ | unknown | unknownSingle Family_ | unknownSingle Family_FALSE
Water_00002272 | SITE_01537 | Room_00006377 | Laundry_1 | Laundry | Bathroom Faucet | unknown |  |  |  | Unknown | N/A | N/A | N/A | Unknown |  | N/A |  | N/A | OR | Single Family | Bathroom Faucet | 2046 | 8874.09 | Single Family | FALSE | FALSE |  |  |  | 0 | 0 | Single Family_FALSE | Single Family_FALSE | Single Family_ | Single Family_ | Single Family_ | unknown | unknownSingle Family_ | unknownSingle Family_FALSE
Water_00002273 | SITE_01805 | Room_00021951 | Bathroom_6 | Bathroom | Bathroom Faucet | unknown |  |  |  | Unknown | N/A | N/A | Specialty faucet that runs for a set period while the toilet flushes. | Unknown |  | N/A |  | N/A | WA | Single Family | Bathroom Faucet | 2313 | 597.38 | Single Family | FALSE | FALSE |  |  |  | 0 | 0 | Single Family_FALSE | Single Family_FALSE | Single Family_ | Single Family_ | Single Family_ | unknown | unknownSingle Family_ | unknownSingle Family_FALSE
Water_00002274 | SITE_01676 | Room_00020763 | Bathroom_6 | Bathroom | Shower | unknown |  |  |  | Unknown | Primary | Daily / Almost Daily | Could not measure due to shower head design. | Unknown |  | N/A |  | N/A | WA | Single Family | Shower | 2184 | 72.88 | Single Family | TRUE | FALSE | FALSE | FALSE | FALSE | 0 | 0 | Single Family_TRUE | Single Family_FALSE | Single Family_FALSE | Single Family_FALSE | Single Family_FALSE | unknown | unknownSingle Family_FALSE | unknownSingle Family_TRUE
Water_00002275 | SITE_01676 | Room_00020763 | Bathroom_6 | Bathroom | Bathroom Faucet | 1.5 |  | 1.5 | 1.5 |  | N/A | N/A | N/A | Unknown |  | N/A |  | N/A | WA | Single Family | Bathroom Faucet | 2184 | 72.88 | Single Family | FALSE | FALSE |  |  |  | 109.32 | 0 | Single Family_FALSE | Single Family_FALSE | Single Family_ | Single Family_ | Single Family_ | unknown | unknownSingle Family_ | unknownSingle Family_FALSE
Water_00002276 | SITE_01556 | Room_00019145 | Kitchen_1 | Kitchen | Kitchen Faucet | 1.3267 | 1.3267 |  | 1.5 |  | N/A | N/A | N/A | Bag | 0.796 |  | 1.194 |  | WA | Single Family | Kitchen Faucet | 2065 | 2259.17 | Single Family | FALSE | FALSE |  |  |  | 2997.1655 | 2697.449 | Single Family_FALSE | Single Family_FALSE | Single Family_ | Single Family_ | Single Family_ | unknown | unknownSingle Family_ | unknownSingle Family_FALSE
Water_00002277 | SITE_01556 | Room_00019147 | Bathroom_1 | Bathroom | Shower / Bathtub combo with diverter valve | 2.5 |  | 2.5 | 3 |  | All used about the same | A few times per week | N/A | Unknown |  | N/A |  | N/A | WA | Single Family | Shower | 2065 | 2259.17 | Single Family | TRUE | TRUE | TRUE | FALSE | FALSE | 5647.925 | 0 | Single Family_TRUE | Single Family_TRUE | Single Family_TRUE | Single Family_FALSE | Single Family_FALSE | unknown | unknownSingle Family_FALSE | unknownSingle Family_TRUE
Water_00002278 | SITE_01556 | Room_00019147 | Bathroom_1 | Bathroom | Bathroom Faucet | 2.2 |  | 2.2 | 2.5 |  | N/A | N/A | N/A | Unknown |  | N/A |  | N/A | WA | Single Family | Bathroom Faucet | 2065 | 2259.17 | Single Family | FALSE | FALSE |  |  |  | 4970.174 | 0 | Single Family_FALSE | Single Family_FALSE | Single Family_ | Single Family_ | Single Family_ | unknown | unknownSingle Family_ | unknownSingle Family_FALSE
Water_00002279 | SITE_01556 | Room_00019151 | Bathroom_2 | Bathroom | Bathroom Faucet | 2.2 |  | 2.2 | 3 |  | N/A | N/A | N/A | Unknown |  | N/A |  | N/A | WA | Single Family | Bathroom Faucet | 2065 | 2259.17 | Single Family | FALSE | FALSE |  |  |  | 4970.174 | 0 | Single Family_FALSE | Single Family_FALSE | Single Family_ | Single Family_ | Single Family_ | unknown | unknownSingle Family_ | unknownSingle Family_FALSE
Water_00002280 | SITE_01556 | Room_00019151 | Bathroom_2 | Bathroom | Shower / Bathtub combo with diverter valve | 2.5 |  | 2.5 | 3 |  | All used about the same | A few times per week | N/A | Unknown |  | N/A |  | N/A | WA | Single Family | Shower | 2065 | 2259.17 | Single Family | TRUE | TRUE | TRUE | FALSE | FALSE | 5647.925 | 0 | Single Family_TRUE | Single Family_TRUE | Single Family_TRUE | Single Family_FALSE | Single Family_FALSE | unknown | unknownSingle Family_FALSE | unknownSingle Family_TRUE
Water_00002281 | SITE_01660 | Room_00020553 | Kitchen_2 | Kitchen | Kitchen Faucet | 1.3267 | 1.3267 |  | 1.5 |  | N/A | N/A | N/A | Bag | 0.796 |  | 1.194 |  | WA | Single Family | Kitchen Faucet | 2168 | 235.4 | Single Family | FALSE | FALSE |  |  |  | 312.2973 | 281.0676 | Single Family_FALSE | Single Family_FALSE | Single Family_ | Single Family_ | Single Family_ | unknown | unknownSingle Family_ | unknownSingle Family_FALSE
Water_00002282 | SITE_01589 | Room_00019637 | Bathroom_1 | Bathroom | Bathroom Faucet | 1.5922 | 1.5922 |  | 1.8 |  | N/A | N/A | N/A | Bag | 0.796 |  | 1.433 |  | WA | Single Family | Bathroom Faucet | 2098 | 597.38 | Single Family | FALSE | FALSE |  |  |  | 951.1617 | 856.0455 | Single Family_FALSE | Single Family_FALSE | Single Family_ | Single Family_ | Single Family_ | unknown | unknownSingle Family_ | unknownSingle Family_FALSE
Water_00002283 | SITE_01589 | Room_00019637 | Bathroom_1 | Bathroom | Shower | 2.0711 | 2.0711 |  | 2 |  | Primary | Daily / Almost Daily | N/A | Weir | 0.932 |  | 1.864 |  | WA | Single Family | Shower | 2098 | 597.38 | Single Family | TRUE | FALSE | TRUE | TRUE | TRUE | 1237.2404 | 1113.5163 | Single Family_TRUE | Single Family_FALSE | Single Family_TRUE | Single Family_TRUE | Single Family_TRUE | 2.5gpm | 2.5gpmSingle Family_TRUE | 2.5gpmSingle Family_TRUE
Water_00002284 | SITE_01589 | Room_00019639 | Bathroom_2 | Bathroom | Bathroom Faucet | 3.1844 | 3.1844 |  | 3.6 |  | N/A | N/A | N/A | Bag | 0.796 |  | 2.866 |  | WA | Single Family | Bathroom Faucet | 2098 | 597.38 | Single Family | FALSE | FALSE |  |  |  | 1902.3234 | 1712.0911 | Single Family_FALSE | Single Family_FALSE | Single Family_ | Single Family_ | Single Family_ | unknown | unknownSingle Family_ | unknownSingle Family_FALSE
Water_00002285 | SITE_01589 | Room_00019639 | Bathroom_2 | Bathroom | Shower / Bathtub combo with diverter valve | 2.2778 | 2.2778 |  | 2.2 |  | Secondary | Daily / Almost Daily | N/A | Weir | 0.932 |  | 2.05 |  | WA | Single Family | Shower | 2098 | 597.38 | Single Family | TRUE | TRUE | TRUE | TRUE | TRUE | 1360.6989 | 1224.629 | Single Family_TRUE | Single Family_TRUE | Single Family_TRUE | Single Family_TRUE | Single Family_TRUE | 2.5gpm | 2.5gpmSingle Family_TRUE | 2.5gpmSingle Family_TRUE
Water_00002286 | SITE_01589 | Room_00019641 | Kitchen_1 | Kitchen | Kitchen Faucet | unknown |  |  | 1.8 |  | N/A | N/A | N/A | Unknown |  | N/A |  | N/A | WA | Single Family | Kitchen Faucet | 2098 | 597.38 | Single Family | FALSE | FALSE |  |  |  | 0 | 0 | Single Family_FALSE | Single Family_FALSE | Single Family_ | Single Family_ | Single Family_ | unknown | unknownSingle Family_ | unknownSingle Family_FALSE
Water_00002287 | SITE_01589 | Room_00019644 | Bathroom_3 | Bathroom | Shower | 2 | 1.8644 | 2 | 1.8 |  | Secondary | A few times per year | N/A | Weir | 0.932 |  | 1.678 |  | WA | Single Family | Shower | 2098 | 597.38 | Single Family | TRUE | FALSE | TRUE | TRUE | TRUE | 1194.76 | 1002.4036 | Single Family_TRUE | Single Family_FALSE | Single Family_TRUE | Single Family_TRUE | Single Family_TRUE | 2.0gpm | 2.0gpmSingle Family_TRUE | 2.0gpmSingle Family_TRUE
Water_00002288 | SITE_01589 | Room_00019644 | Bathroom_3 | Bathroom | Bathroom Faucet | 0.88444 | 0.88444 |  | 1 |  | N/A | N/A | N/A | Bag | 0.796 |  | 0.796 |  | WA | Single Family | Bathroom Faucet | 2098 | 597.38 | Single Family | FALSE | FALSE |  |  |  | 528.3494 | 475.5145 | Single Family_FALSE | Single Family_FALSE | Single Family_ | Single Family_ | Single Family_ | unknown | unknownSingle Family_ | unknownSingle Family_FALSE
Water_00002289 | SITE_01805 | Room_00021956 | Bathroom_1 | Bathroom | Bathroom Faucet | 1.0611 | 1.0611 |  | 1.2 |  | N/A | N/A | N/A | Bag | 0.796 |  | 0.955 |  | WA | Single Family | Bathroom Faucet | 2313 | 597.38 | Single Family | FALSE | FALSE |  |  |  | 633.8866 | 570.4979 | Single Family_FALSE | Single Family_FALSE | Single Family_ | Single Family_ | Single Family_ | unknown | unknownSingle Family_ | unknownSingle Family_FALSE
Water_00002290 | SITE_01805 | Room_00021956 | Bathroom_1 | Bathroom | Shower | 1.6567 | 1.6567 |  | 1.6 |  | Primary | Daily / Almost Daily | N/A | Weir | 0.932 |  | 1.491 |  | WA | Single Family | Shower | 2313 | 597.38 | Single Family | TRUE | FALSE | TRUE | TRUE | TRUE | 989.6595 | 890.6936 | Single Family_TRUE | Single Family_FALSE | Single Family_TRUE | Single Family_TRUE | Single Family_TRUE | 1.8gpm | 1.8gpmSingle Family_TRUE | 1.8gpmSingle Family_TRUE
Water_00002291 | SITE_01805 | Room_00021957 | Kitchen_1 | Kitchen | Kitchen Faucet | 1.5 |  | 1.5 | 1.2 |  | N/A | N/A | N/A | Unknown |  | N/A |  | N/A | WA | Single Family | Kitchen Faucet | 2313 | 597.38 | Single Family | FALSE | FALSE |  |  |  | 896.07 | 0 | Single Family_FALSE | Single Family_FALSE | Single Family_ | Single Family_ | Single Family_ | unknown | unknownSingle Family_ | unknownSingle Family_FALSE
Water_00002292 | SITE_01808 | Room_00021970 | Kitchen_4 | Kitchen | Kitchen Faucet | 1.5 | 1.3267 | 1.5 | 1.5 |  | N/A | N/A | N/A | Bag | 0.796 |  | 1.194 |  | WA | Multifamily Residence | Kitchen Faucet | 2316 | 2002.39 | Multifamily Residence | FALSE | FALSE |  |  |  | 3003.585 | 2390.8537 | Multifamily Residence_FALSE | Multifamily Residence_FALSE | Multifamily Residence_ | Multifamily Residence_ | Multifamily Residence_ | unknown | unknownMultifamily Residence_ | unknownMultifamily Residence_FALSE
Water_00002293 | SITE_01808 | Room_00021972 | Bathroom_6 | Bathroom | Bathroom Faucet | 2 | 2.2111 | 2 | 2.5 |  | N/A | N/A | N/A | Bag | 0.796 |  | 1.99 |  | WA | Multifamily Residence | Bathroom Faucet | 2316 | 2002.39 | Multifamily Residence | FALSE | FALSE |  |  |  | 4004.78 | 3984.7561 | Multifamily Residence_FALSE | Multifamily Residence_FALSE | Multifamily Residence_ | Multifamily Residence_ | Multifamily Residence_ | unknown | unknownMultifamily Residence_ | unknownMultifamily Residence_FALSE
Water_00002294 | SITE_01808 | Room_00021972 | Bathroom_6 | Bathroom | Shower / Bathtub combo with diverter valve | unknown |  |  |  | Unknown | Primary | Daily / Almost Daily | Unable to capture entire flow. Too much spray area | Bag | 0.8492 |  |  | Unknown | WA | Multifamily Residence | Shower | 2316 | 2002.39 | Multifamily Residence | TRUE | TRUE | FALSE | FALSE | FALSE | 0 | 0 | Multifamily Residence_TRUE | Multifamily Residence_TRUE | Multifamily Residence_FALSE | Multifamily Residence_FALSE | Multifamily Residence_FALSE | unknown | unknownMultifamily Residence_FALSE | unknownMultifamily Residence_TRUE
Water_00002295 | SITE_01799 | Room_00021901 | Kitchen_1 | Kitchen | Kitchen Faucet | 2.2111 | 2.2111 |  | 2.5 |  | N/A | N/A | N/A | Bag | 0.796 |  | 1.99 |  | WA | Multifamily Residence | Kitchen Faucet | 2307 | 2000.27 | Multifamily Residence | FALSE | FALSE |  |  |  | 4422.8192 | 3980.5373 | Multifamily Residence_FALSE | Multifamily Residence_FALSE | Multifamily Residence_ | Multifamily Residence_ | Multifamily Residence_ | unknown | unknownMultifamily Residence_ | unknownMultifamily Residence_FALSE
Water_00002296 | SITE_01799 | Room_00021906 | Bathroom_1 | Bathroom | Bathroom Faucet | 2 | 3.0956 | 2 | 3.5 |  | N/A | N/A | N/A | Bag | 0.796 |  | 2.786 |  | WA | Multifamily Residence | Bathroom Faucet | 2307 | 2000.27 | Multifamily Residence | FALSE | FALSE |  |  |  | 4000.54 | 5572.7522 | Multifamily Residence_FALSE | Multifamily Residence_FALSE | Multifamily Residence_ | Multifamily Residence_ | Multifamily Residence_ | unknown | unknownMultifamily Residence_ | unknownMultifamily Residence_FALSE
Water_00002297 | SITE_01799 | Room_00021906 | Bathroom_1 | Bathroom | Shower / Bathtub combo with diverter valve | 2.5 | 2.3589 | 2.5 | 2.5 |  | Primary | Daily / Almost Daily | N/A | Bag | 0.8492 |  | 2.123 |  | WA | Multifamily Residence | Shower | 2307 | 2000.27 | Multifamily Residence | TRUE | TRUE | TRUE | TRUE | TRUE | 5000.675 | 4246.5732 | Multifamily Residence_TRUE | Multifamily Residence_TRUE | Multifamily Residence_TRUE | Multifamily Residence_TRUE | Multifamily Residence_TRUE | 2.5gpm | 2.5gpmMultifamily Residence_TRUE | 2.5gpmMultifamily Residence_TRUE
Water_00002298 | SITE_01733 | Room_00021330 | Bathroom_6 | Bathroom | Bathroom Faucet | 2.2 | 2.4322 | 2.2 | 2.75 |  | N/A | N/A | N/A | Bag | 0.796 |  | 2.189 |  | WA | Multifamily Residence | Bathroom Faucet | 2241 | 2804.94 | Multifamily Residence | FALSE | FALSE |  |  |  | 6170.868 | 6140.0137 | Multifamily Residence_FALSE | Multifamily Residence_FALSE | Multifamily Residence_ | Multifamily Residence_ | Multifamily Residence_ | unknown | unknownMultifamily Residence_ | unknownMultifamily Residence_FALSE
Water_00002299 | SITE_01733 | Room_00021330 | Bathroom_6 | Bathroom | Shower / Bathtub combo with diverter valve | 2 | 2.8311 | 2 | 3 |  | Primary | A few times per week | N/A | Bag | 0.8492 |  | 2.548 |  | WA | Multifamily Residence | Shower | 2241 | 2804.94 | Multifamily Residence | TRUE | TRUE | TRUE | TRUE | TRUE | 5609.88 | 7146.9871 | Multifamily Residence_TRUE | Multifamily Residence_TRUE | Multifamily Residence_TRUE | Multifamily Residence_TRUE | Multifamily Residence_TRUE | 2.0gpm | 2.0gpmMultifamily Residence_TRUE | 2.0gpmMultifamily Residence_TRUE
Water_00002300 | SITE_01741 | Room_00021411 | Kitchen_1 | Kitchen | Kitchen Faucet | 1.5 | 1.2378 | 1.5 | 1.4 |  | N/A | N/A | N/A | Bag | 0.796 |  | 1.114 |  | WA | Multifamily Residence | Kitchen Faucet | 2249 | 2383.66 | Multifamily Residence | FALSE | FALSE |  |  |  | 3575.49 | 2655.3972 | Multifamily Residence_FALSE | Multifamily Residence_FALSE | Multifamily Residence_ | Multifamily Residence_ | Multifamily Residence_ | unknown | unknownMultifamily Residence_ | unknownMultifamily Residence_FALSE
Water_00002301 | SITE_01741 | Room_00021414 | Bathroom_1 | Bathroom | Bathroom Faucet | 1.5 | 1.0611 | 1.5 | 1.2 |  | N/A | N/A | N/A | Bag | 0.796 |  | 0.955 |  | WA | Multifamily Residence | Bathroom Faucet | 2249 | 2383.66 | Multifamily Residence | FALSE | FALSE |  |  |  | 3575.49 | 2276.3953 | Multifamily Residence_FALSE | Multifamily Residence_FALSE | Multifamily Residence_ | Multifamily Residence_ | Multifamily Residence_ | unknown | unknownMultifamily Residence_ | unknownMultifamily Residence_FALSE
Water_00002302 | SITE_01741 | Room_00021414 | Bathroom_1 | Bathroom | Shower | 2.5 | 1.4156 | 2.5 | 1.5 |  | Primary | Daily / Almost Daily | N/A | Bag | 0.8492 |  | 1.274 |  | WA | Multifamily Residence | Shower | 2249 | 2383.66 | Multifamily Residence | TRUE | FALSE | TRUE | TRUE | TRUE | 5959.15 | 3036.7828 | Multifamily Residence_TRUE | Multifamily Residence_FALSE | Multifamily Residence_TRUE | Multifamily Residence_TRUE | Multifamily Residence_TRUE | 2.5gpm | 2.5gpmMultifamily Residence_TRUE | 2.5gpmMultifamily Residence_TRUE
Water_00002303 | SITE_01797 | Room_00021881 | Kitchen_1 | Kitchen | Kitchen Faucet | 2 | 1.3267 | 2 | 1.5 |  | N/A | N/A | N/A | Bag | 0.796 |  | 1.194 |  | WA | Multifamily Residence | Kitchen Faucet | 2305 | 2000.27 | Multifamily Residence | FALSE | FALSE |  |  |  | 4000.54 | 2388.3224 | Multifamily Residence_FALSE | Multifamily Residence_FALSE | Multifamily Residence_ | Multifamily Residence_ | Multifamily Residence_ | unknown | unknownMultifamily Residence_ | unknownMultifamily Residence_FALSE
Water_00002304 | SITE_01797 | Room_00021884 | Bathroom_1 | Bathroom | Bathroom Faucet | 1.3267 | 1.3267 |  | 1.5 |  | N/A | N/A | N/A | Bag | 0.796 |  | 1.194 |  | WA | Multifamily Residence | Bathroom Faucet | 2305 | 2000.27 | Multifamily Residence | FALSE | FALSE |  |  |  | 2653.6915 | 2388.3224 | Multifamily Residence_FALSE | Multifamily Residence_FALSE | Multifamily Residence_ | Multifamily Residence_ | Multifamily Residence_ | unknown | unknownMultifamily Residence_ | unknownMultifamily Residence_FALSE
Water_00002305 | SITE_01797 | Room_00021884 | Bathroom_1 | Bathroom | Shower / Bathtub combo with diverter valve | 2.5 | 2.0756 | 2.5 | 2.2 |  | Primary | Daily / Almost Daily | N/A | Bag | 0.8492 |  | 1.868 |  | WA | Multifamily Residence | Shower | 2305 | 2000.27 | Multifamily Residence | TRUE | TRUE | TRUE | TRUE | TRUE | 5000.675 | 3736.5044 | Multifamily Residence_TRUE | Multifamily Residence_TRUE | Multifamily Residence_TRUE | Multifamily Residence_TRUE | Multifamily Residence_TRUE | 2.5gpm | 2.5gpmMultifamily Residence_TRUE | 2.5gpmMultifamily Residence_TRUE
Water_00002306 | SITE_01733 | Room_00021337 | Kitchen_1 | Kitchen | Kitchen Faucet | 2 | 1.7689 | 2 | 2 |  | N/A | N/A | N/A | Bag | 0.796 |  | 1.592 |  | WA | Multifamily Residence | Kitchen Faucet | 2241 | 2804.94 | Multifamily Residence | FALSE | FALSE |  |  |  | 5609.88 | 4465.4645 | Multifamily Residence_FALSE | Multifamily Residence_FALSE | Multifamily Residence_ | Multifamily Residence_ | Multifamily Residence_ | unknown | unknownMultifamily Residence_ | unknownMultifamily Residence_FALSE
Water_00002307 | SITE_01100 | Room_00016105 | Bathroom_1 | Bathroom | Bathroom Faucet | 1.5 | 1.7689 | 1.5 | 2 |  | N/A | N/A | N/A | Bag | 0.796 |  | 1.592 |  | WA | Single Family | Bathroom Faucet | 1616 | 3801.52 | Single Family | FALSE | FALSE |  |  |  | 5702.28 | 6052.0198 | Single Family_FALSE | Single Family_FALSE | Single Family_ | Single Family_ | Single Family_ | unknown | unknownSingle Family_ | unknownSingle Family_FALSE
Water_00002308 | SITE_01100 | Room_00016105 | Bathroom_1 | Bathroom | Shower / Bathtub combo with diverter valve | 1.8 |  | 1.8 | 1.3 |  | Secondary | A few times per year | N/A | Unknown |  | N/A |  | N/A | WA | Single Family | Shower | 1616 | 3801.52 | Single Family | TRUE | TRUE | TRUE | FALSE | FALSE | 6842.736 | 0 | Single Family_TRUE | Single Family_TRUE | Single Family_TRUE | Single Family_FALSE | Single Family_FALSE | unknown | unknownSingle Family_FALSE | unknownSingle Family_TRUE
Water_00002309 | SITE_01100 | Room_00016109 | Kitchen_1 | Kitchen | Kitchen Faucet | 1.5 | 1.3267 | 1.5 | 1.5 |  | N/A | N/A | N/A | Bag | 0.796 |  | 1.194 |  | WA | Single Family | Kitchen Faucet | 1616 | 3801.52 | Single Family | FALSE | FALSE |  |  |  | 5702.28 | 4539.0149 | Single Family_FALSE | Single Family_FALSE | Single Family_ | Single Family_ | Single Family_ | unknown | unknownSingle Family_ | unknownSingle Family_FALSE
Water_00002310 | SITE_01095 | Room_00016026 | Bathroom_1 | Bathroom | Bathroom Faucet | 1.3267 | 1.3267 |  | 1.5 |  | N/A | N/A | N/A | Bag | 0.796 |  | 1.194 |  | WA | Single Family | Bathroom Faucet | 1611 | 3801.52 | Single Family | FALSE | FALSE |  |  |  | 5043.3499 | 4539.0149 | Single Family_FALSE | Single Family_FALSE | Single Family_ | Single Family_ | Single Family_ | unknown | unknownSingle Family_ | unknownSingle Family_FALSE
Water_00002311 | SITE_01095 | Room_00016026 | Bathroom_1 | Bathroom | Bathroom Faucet | unknown |  |  |  | Unknown | N/A | N/A | Hairnet around faucet | Bag | 0.796 |  |  | Unknown | WA | Single Family | Bathroom Faucet | 1611 | 3801.52 | Single Family | FALSE | FALSE |  |  |  | 0 | 0 | Single Family_FALSE | Single Family_FALSE | Single Family_ | Single Family_ | Single Family_ | unknown | unknownSingle Family_ | unknownSingle Family_FALSE
Water_00002312 | SITE_01095 | Room_00016026 | Bathroom_1 | Bathroom | Shower | 2 |  | 2 | 1.7 |  | Primary | Daily / Almost Daily | N/A | Unknown |  | N/A |  | N/A | WA | Single Family | Shower | 1611 | 3801.52 | Single Family | TRUE | FALSE | TRUE | FALSE | FALSE | 7603.04 | 0 | Single Family_TRUE | Single Family_FALSE | Single Family_TRUE | Single Family_FALSE | Single Family_FALSE | unknown | unknownSingle Family_FALSE | unknownSingle Family_TRUE
Water_00002313 | SITE_01095 | Room_00016030 | Bathroom_2 | Bathroom | Bathroom Faucet | 2.2 | 1.3267 | 2.2 | 1.5 |  | N/A | N/A | N/A | Bag | 0.796 |  | 1.194 |  | WA | Single Family | Bathroom Faucet | 1611 | 3801.52 | Single Family | FALSE | FALSE |  |  |  | 8363.344 | 4539.0149 | Single Family_FALSE | Single Family_FALSE | Single Family_ | Single Family_ | Single Family_ | unknown | unknownSingle Family_ | unknownSingle Family_FALSE
Water_00002314 | SITE_01095 | Room_00016030 | Bathroom_2 | Bathroom | Shower / Bathtub combo with diverter valve | 2.5 |  | 2.5 | 1.8 |  | Secondary | Daily / Almost Daily | N/A | Unknown |  | N/A |  | N/A | WA | Single Family | Shower | 1611 | 3801.52 | Single Family | TRUE | TRUE | TRUE | FALSE | FALSE | 9503.8 | 0 | Single Family_TRUE | Single Family_TRUE | Single Family_TRUE | Single Family_FALSE | Single Family_FALSE | unknown | unknownSingle Family_FALSE | unknownSingle Family_TRUE
Water_00002315 | SITE_01095 | Room_00016039 | Bathroom_3 | Bathroom | Bathroom Faucet | 2.2111 | 2.2111 |  | 2.5 |  | N/A | N/A | N/A | Bag | 0.796 |  | 1.99 |  | WA | Single Family | Bathroom Faucet | 1611 | 3801.52 | Single Family | FALSE | FALSE |  |  |  | 8405.5831 | 7565.0248 | Single Family_FALSE | Single Family_FALSE | Single Family_ | Single Family_ | Single Family_ | unknown | unknownSingle Family_ | unknownSingle Family_FALSE
Water_00002316 | SITE_01095 | Room_00016039 | Bathroom_3 | Bathroom | Shower | 2 |  | 2 | 2 |  | Unknown | Unknown | N/A | Unknown |  | N/A |  | N/A | WA | Single Family | Shower | 1611 | 3801.52 | Single Family | TRUE | FALSE | TRUE | FALSE | FALSE | 7603.04 | 0 | Single Family_TRUE | Single Family_FALSE | Single Family_TRUE | Single Family_FALSE | Single Family_FALSE | unknown | unknownSingle Family_FALSE | unknownSingle Family_TRUE
Water_00002317 | SITE_01653 | Room_00020480 | Kitchen_1 | Kitchen | Kitchen Faucet | unknown |  |  | 1.1 |  | N/A | N/A | N/A | Unknown |  | N/A |  | N/A | WA | Single Family | Kitchen Faucet | 2162 | 235.4 | Single Family | FALSE | FALSE |  |  |  | 0 | 0 | Single Family_FALSE | Single Family_FALSE | Single Family_ | Single Family_ | Single Family_ | unknown | unknownSingle Family_ | unknownSingle Family_FALSE
Water_00002318 | SITE_01653 | Room_00020485 | Bathroom_1 | Bathroom | Bathroom Faucet | 2.2111 | 2.2111 |  | 2.5 |  | N/A | N/A | N/A | Bag | 0.796 |  | 1.99 |  | WA | Single Family | Bathroom Faucet | 2162 | 235.4 | Single Family | FALSE | FALSE |  |  |  | 520.4956 | 468.446 | Single Family_FALSE | Single Family_FALSE | Single Family_ | Single Family_ | Single Family_ | unknown | unknownSingle Family_ | unknownSingle Family_FALSE
Water_00002319 | SITE_01795 | Room_00021860 | Kitchen_1 | Kitchen | Kitchen Faucet | unknown |  |  | 1.1 |  | N/A | N/A | N/A | Unknown |  | N/A |  | N/A | WA | Multifamily Residence | Kitchen Faucet | 2303 | 2002.11 | Multifamily Residence | FALSE | FALSE |  |  |  | 0 | 0 | Multifamily Residence_FALSE | Multifamily Residence_FALSE | Multifamily Residence_ | Multifamily Residence_ | Multifamily Residence_ | unknown | unknownMultifamily Residence_ | unknownMultifamily Residence_FALSE
Water_00002320 | SITE_01795 | Room_00021863 | Bathroom_1 | Bathroom | Bathroom Faucet | 1.0611 | 1.0611 |  | 1.2 |  | N/A | N/A | N/A | Bag | 0.796 |  | 0.955 |  | WA | Multifamily Residence | Bathroom Faucet | 2303 | 2002.11 | Multifamily Residence | FALSE | FALSE |  |  |  | 2124.4612 | 1912.015 | Multifamily Residence_FALSE | Multifamily Residence_FALSE | Multifamily Residence_ | Multifamily Residence_ | Multifamily Residence_ | unknown | unknownMultifamily Residence_ | unknownMultifamily Residence_FALSE
Water_00002321 | SITE_01795 | Room_00021863 | Bathroom_1 | Bathroom | Shower / Bathtub combo with diverter valve | 2.5 |  | 2.5 | 2.5 |  | Primary | Daily / Almost Daily | N/A | Unknown |  | N/A |  | N/A | WA | Multifamily Residence | Shower | 2303 | 2002.11 | Multifamily Residence | TRUE | TRUE | TRUE | FALSE | FALSE | 5005.275 | 0 | Multifamily Residence_TRUE | Multifamily Residence_TRUE | Multifamily Residence_TRUE | Multifamily Residence_FALSE | Multifamily Residence_FALSE | unknown | unknownMultifamily Residence_FALSE | unknownMultifamily Residence_TRUE
Water_00002322 | SITE_01729 | Room_00021295 | Kitchen_1 | Kitchen | Kitchen Faucet | 2.2 |  | 2.2 | 1.5 |  | N/A | N/A | N/A | Unknown |  | N/A |  | N/A | WA | Multifamily Residence | Kitchen Faucet | 2237 | 2002.11 | Multifamily Residence | FALSE | FALSE |  |  |  | 4404.642 | 0 | Multifamily Residence_FALSE | Multifamily Residence_FALSE | Multifamily Residence_ | Multifamily Residence_ | Multifamily Residence_ | unknown | unknownMultifamily Residence_ | unknownMultifamily Residence_FALSE
Water_00002323 | SITE_01729 | Room_00021298 | Bathroom_1 | Bathroom | Bathroom Faucet | 0.88444 | 0.88444 |  | 1 |  | N/A | N/A | N/A | Bag | 0.796 |  | 0.796 |  | WA | Multifamily Residence | Bathroom Faucet | 2237 | 2002.11 | Multifamily Residence | FALSE | FALSE |  |  |  | 1770.7551 | 1593.6796 | Multifamily Residence_FALSE | Multifamily Residence_FALSE | Multifamily Residence_ | Multifamily Residence_ | Multifamily Residence_ | unknown | unknownMultifamily Residence_ | unknownMultifamily Residence_FALSE
Water_00002324 | SITE_01729 | Room_00021298 | Bathroom_1 | Bathroom | Shower / Bathtub combo with diverter valve | 2 |  | 2 | 1.4 |  | Primary | Daily / Almost Daily | N/A | Unknown |  | N/A |  | N/A | WA | Multifamily Residence | Shower | 2237 | 2002.11 | Multifamily Residence | TRUE | TRUE | TRUE | FALSE | FALSE | 4004.22 | 0 | Multifamily Residence_TRUE | Multifamily Residence_TRUE | Multifamily Residence_TRUE | Multifamily Residence_FALSE | Multifamily Residence_FALSE | unknown | unknownMultifamily Residence_FALSE | unknownMultifamily Residence_TRUE
Water_00002325 | SITE_01729 | Room_00021299 | Bathroom_2 | Bathroom | Bathroom Faucet | 0.88444 | 0.88444 |  | 1 |  | N/A | N/A | N/A | Bag | 0.796 |  | 0.796 |  | WA | Multifamily Residence | Bathroom Faucet | 2237 | 2002.11 | Multifamily Residence | FALSE | FALSE |  |  |  | 1770.7551 | 1593.6796 | Multifamily Residence_FALSE | Multifamily Residence_FALSE | Multifamily Residence_ | Multifamily Residence_ | Multifamily Residence_ | unknown | unknownMultifamily Residence_ | unknownMultifamily Residence_FALSE
Water_00002326 | SITE_01095 | Room_00016045 | Kitchen_2 | Kitchen | Kitchen Faucet | 2.2 |  | 2.2 | 2.5 |  | N/A | N/A | N/A | Unknown |  | N/A |  | N/A | WA | Single Family | Kitchen Faucet | 1611 | 3801.52 | Single Family | FALSE | FALSE |  |  |  | 8363.344 | 0 | Single Family_FALSE | Single Family_FALSE | Single Family_ | Single Family_ | Single Family_ | unknown | unknownSingle Family_ | unknownSingle Family_FALSE
Water_00002327 | SITE_01097 | Room_00016064 | Kitchen_1 | Kitchen | Kitchen Faucet | 1.5 |  | 1.5 | 1.1 |  | N/A | N/A | N/A | Unknown |  | N/A |  | N/A | WA | Single Family | Kitchen Faucet | 1613 | 3801.52 | Single Family | FALSE | FALSE |  |  |  | 5702.28 | 0 | Single Family_FALSE | Single Family_FALSE | Single Family_ | Single Family_ | Single Family_ | unknown | unknownSingle Family_ | unknownSingle Family_FALSE
Water_00002328 | SITE_01097 | Room_00016068 | Bathroom_1 | Bathroom | Bathroom Faucet | 0.79556 | 0.79556 |  | 0.9 |  | N/A | N/A | N/A | Bag | 0.796 |  | 0.716 |  | WA | Single Family | Bathroom Faucet | 1613 | 3801.52 | Single Family | FALSE | FALSE |  |  |  | 3024.3204 | 2721.8883 | Single Family_FALSE | Single Family_FALSE | Single Family_ | Single Family_ | Single Family_ | unknown | unknownSingle Family_ | unknownSingle Family_FALSE
Water_00002329 | SITE_01097 | Room_00016068 | Bathroom_1 | Bathroom | Shower / Bathtub combo with diverter valve | 2.5 |  | 2.5 | 2 |  | Primary | Daily / Almost Daily | N/A | Unknown |  | N/A |  | N/A | WA | Single Family | Shower | 1613 | 3801.52 | Single Family | TRUE | TRUE | TRUE | FALSE | FALSE | 9503.8 | 0 | Single Family_TRUE | Single Family_TRUE | Single Family_TRUE | Single Family_FALSE | Single Family_FALSE | unknown | unknownSingle Family_FALSE | unknownSingle Family_TRUE
Water_00002330 | SITE_01097 | Room_00016069 | Bathroom_2 | Bathroom | Shower / Bathtub combo with diverter valve | 2.5 |  | 2.5 | 2.1 |  | Secondary | Daily / Almost Daily | N/A | Unknown |  | N/A |  | N/A | WA | Single Family | Shower | 1613 | 3801.52 | Single Family | TRUE | TRUE | TRUE | FALSE | FALSE | 9503.8 | 0 | Single Family_TRUE | Single Family_TRUE | Single Family_TRUE | Single Family_FALSE | Single Family_FALSE | unknown | unknownSingle Family_FALSE | unknownSingle Family_TRUE
Water_00002331 | SITE_01097 | Room_00016069 | Bathroom_2 | Bathroom | Bathroom Faucet | 1.5 | 1.2378 | 1.5 | 1.4 |  | N/A | N/A | N/A | Bag | 0.796 |  | 1.114 |  | WA | Single Family | Bathroom Faucet | 1613 | 3801.52 | Single Family | FALSE | FALSE |  |  |  | 5702.28 | 4234.8933 | Single Family_FALSE | Single Family_FALSE | Single Family_ | Single Family_ | Single Family_ | unknown | unknownSingle Family_ | unknownSingle Family_FALSE
Water_00002332 | SITE_01819 | Room_00022069 | Kitchen_1 | Kitchen | Kitchen Faucet | 1.5 |  | 1.5 | 1.2 |  | N/A | N/A | N/A | Unknown |  | N/A |  | N/A | WA | Multifamily Residence | Kitchen Faucet | 2327 | 2002.11 | Multifamily Residence | FALSE | FALSE |  |  |  | 3003.165 | 0 | Multifamily Residence_FALSE | Multifamily Residence_FALSE | Multifamily Residence_ | Multifamily Residence_ | Multifamily Residence_ | unknown | unknownMultifamily Residence_ | unknownMultifamily Residence_FALSE
Water_00002333 | SITE_01819 | Room_00022072 | Bathroom_1 | Bathroom | Bathroom Faucet | 1.1056 | 1.1056 |  | 1.25 |  | N/A | N/A | N/A | Bag | 0.796 |  | 0.995 |  | WA | Multifamily Residence | Bathroom Faucet | 2327 | 2002.11 | Multifamily Residence | FALSE | FALSE |  |  |  | 2213.4438 | 1992.0994 | Multifamily Residence_FALSE | Multifamily Residence_FALSE | Multifamily Residence_ | Multifamily Residence_ | Multifamily Residence_ | unknown | unknownMultifamily Residence_ | unknownMultifamily Residence_FALSE
Water_00002334 | SITE_01819 | Room_00022072 | Bathroom_1 | Bathroom | Shower / Bathtub combo with diverter valve | 1.75 |  | 1.75 | 1.1 |  | Primary | Daily / Almost Daily | N/A | Unknown |  | N/A |  | N/A | WA | Multifamily Residence | Shower | 2327 | 2002.11 | Multifamily Residence | TRUE | TRUE | TRUE | FALSE | FALSE | 3503.6925 | 0 | Multifamily Residence_TRUE | Multifamily Residence_TRUE | Multifamily Residence_TRUE | Multifamily Residence_FALSE | Multifamily Residence_FALSE | unknown | unknownMultifamily Residence_FALSE | unknownMultifamily Residence_TRUE
Water_00002335 | SITE_01819 | Room_00022074 | Bathroom_2 | Bathroom | Bathroom Faucet | 0.97333 | 0.97333 |  | 1.1 |  | N/A | N/A | N/A | Bag | 0.796 |  | 0.876 |  | WA | Multifamily Residence | Bathroom Faucet | 2327 | 2002.11 | Multifamily Residence | FALSE | FALSE |  |  |  | 1948.7204 | 1753.8484 | Multifamily Residence_FALSE | Multifamily Residence_FALSE | Multifamily Residence_ | Multifamily Residence_ | Multifamily Residence_ | unknown | unknownMultifamily Residence_ | unknownMultifamily Residence_FALSE
Water_00002336 | SITE_01819 | Room_00022074 | Bathroom_2 | Bathroom | Shower / Bathtub combo with diverter valve | 1.75 |  | 1.75 | 1.1 |  | Primary | Daily / Almost Daily | N/A | Unknown |  | N/A |  | N/A | WA | Multifamily Residence | Shower | 2327 | 2002.11 | Multifamily Residence | TRUE | TRUE | TRUE | FALSE | FALSE | 3503.6925 | 0 | Multifamily Residence_TRUE | Multifamily Residence_TRUE | Multifamily Residence_TRUE | Multifamily Residence_FALSE | Multifamily Residence_FALSE | unknown | unknownMultifamily Residence_FALSE | unknownMultifamily Residence_TRUE
Water_00002337 | SITE_01662 | Room_00020585 | Kitchen_1 | Kitchen | Kitchen Faucet | unknown |  |  | 2 |  | N/A | N/A | N/A | Unknown |  | N/A |  | N/A | WA | Single Family | Kitchen Faucet | 2170 | 235.4 | Single Family | FALSE | FALSE |  |  |  | 0 | 0 | Single Family_FALSE | Single Family_FALSE | Single Family_ | Single Family_ | Single Family_ | unknown | unknownSingle Family_ | unknownSingle Family_FALSE
Water_00002338 | SITE_01662 | Room_00020588 | Bathroom_1 | Bathroom | Shower / Bathtub combo with diverter valve | 2.5 |  | 2.5 | 2 |  | Primary | Daily / Almost Daily | Leaks from faucet at same time | Unknown |  | N/A |  | N/A | WA | Single Family | Shower | 2170 | 235.4 | Single Family | TRUE | TRUE | TRUE | FALSE | FALSE | 588.5 | 0 | Single Family_TRUE | Single Family_TRUE | Single Family_TRUE | Single Family_FALSE | Single Family_FALSE | unknown | unknownSingle Family_FALSE | unknownSingle Family_TRUE
Water_00002339 | SITE_01662 | Room_00020588 | Bathroom_1 | Bathroom | Bathroom Faucet | unknown |  |  | 1.5 |  | N/A | N/A | N/A | Unknown |  | N/A |  | N/A | WA | Single Family | Bathroom Faucet | 2170 | 235.4 | Single Family | FALSE | FALSE |  |  |  | 0 | 0 | Single Family_FALSE | Single Family_FALSE | Single Family_ | Single Family_ | Single Family_ | unknown | unknownSingle Family_ | unknownSingle Family_FALSE
Water_00002340 | SITE_01807 | Room_00021964 | Bathroom_1 | Bathroom | Bathroom Faucet | 1.5 |  | 1.5 | 1.5 |  | N/A | N/A | N/A | Unknown |  | N/A |  | N/A | WA | Multifamily Residence | Bathroom Faucet | 2315 | 2002.39 | Multifamily Residence | FALSE | FALSE |  |  |  | 3003.585 | 0 | Multifamily Residence_FALSE | Multifamily Residence_FALSE | Multifamily Residence_ | Multifamily Residence_ | Multifamily Residence_ | unknown | unknownMultifamily Residence_ | unknownMultifamily Residence_FALSE
Water_00002341 | SITE_01807 | Room_00021964 | Bathroom_1 | Bathroom | Shower / Bathtub combo with diverter valve | unknown |  |  | 3 |  | Primary | Daily / Almost Daily | N/A | Unknown |  | N/A |  | N/A | WA | Multifamily Residence | Shower | 2315 | 2002.39 | Multifamily Residence | TRUE | TRUE | FALSE | FALSE | FALSE | 0 | 0 | Multifamily Residence_TRUE | Multifamily Residence_TRUE | Multifamily Residence_FALSE | Multifamily Residence_FALSE | Multifamily Residence_FALSE | unknown | unknownMultifamily Residence_FALSE | unknownMultifamily Residence_TRUE
Water_00002342 | SITE_02014 | Room_00024684 | Kitchen_1 | Kitchen | Kitchen Faucet | unknown |  |  | 1.3 |  | N/A | N/A | N/A | Unknown |  | N/A |  | N/A | WA | Single Family | Kitchen Faucet | 2521 | 12576.67 | Single Family | FALSE | FALSE |  |  |  | 0 | 0 | Single Family_FALSE | Single Family_FALSE | Single Family_ | Single Family_ | Single Family_ | unknown | unknownSingle Family_ | unknownSingle Family_FALSE
Water_00002343 | SITE_02014 | Room_00024688 | Bathroom_1 | Bathroom | Bathroom Faucet | unknown |  |  | 3 |  | N/A | N/A | N/A | Unknown |  | N/A |  | N/A | WA | Single Family | Bathroom Faucet | 2521 | 12576.67 | Single Family | FALSE | FALSE |  |  |  | 0 | 0 | Single Family_FALSE | Single Family_FALSE | Single Family_ | Single Family_ | Single Family_ | unknown | unknownSingle Family_ | unknownSingle Family_FALSE
Water_00002344 | SITE_02014 | Room_00024688 | Bathroom_1 | Bathroom | Shower / Bathtub combo with diverter valve | unknown |  |  | 1.3 |  | Secondary | Daily / Almost Daily | N/A | Unknown |  | N/A |  | N/A | WA | Single Family | Shower | 2521 | 12576.67 | Single Family | TRUE | TRUE | FALSE | FALSE | FALSE | 0 | 0 | Single Family_TRUE | Single Family_TRUE | Single Family_FALSE | Single Family_FALSE | Single Family_FALSE | unknown | unknownSingle Family_FALSE | unknownSingle Family_TRUE
Water_00002345 | SITE_02014 | Room_00024691 | Bathroom_2 | Bathroom | Bathroom Faucet | unknown |  |  | 1.3 |  | N/A | N/A | N/A | Unknown |  | N/A |  | N/A | WA | Single Family | Bathroom Faucet | 2521 | 12576.67 | Single Family | FALSE | FALSE |  |  |  | 0 | 0 | Single Family_FALSE | Single Family_FALSE | Single Family_ | Single Family_ | Single Family_ | unknown | unknownSingle Family_ | unknownSingle Family_FALSE
Water_00002346 | SITE_02014 | Room_00024691 | Bathroom_2 | Bathroom | Shower | 2.5 |  | 2.5 |  | Unknown | Primary | Daily / Almost Daily | N/A | Unknown |  | N/A |  | N/A | WA | Single Family | Shower | 2521 | 12576.67 | Single Family | TRUE | FALSE | TRUE | FALSE | FALSE | 31441.675 | 0 | Single Family_TRUE | Single Family_FALSE | Single Family_TRUE | Single Family_FALSE | Single Family_FALSE | unknown | unknownSingle Family_FALSE | unknownSingle Family_TRUE
Water_00002347 | SITE_01739 | Room_00021395 | Bathroom_1 | Bathroom | Shower / Bathtub combo with diverter valve | 1.5 |  | 1.5 |  | Unknown | Primary | Daily / Almost Daily | N/A | Unknown |  | N/A |  | N/A | WA | Single Family | Shower | 2247 | 12576.67 | Single Family | TRUE | TRUE | TRUE | FALSE | FALSE | 18865.005 | 0 | Single Family_TRUE | Single Family_TRUE | Single Family_TRUE | Single Family_FALSE | Single Family_FALSE | unknown | unknownSingle Family_FALSE | unknownSingle Family_TRUE
Water_00002348 | SITE_01739 | Room_00021395 | Bathroom_1 | Bathroom | Bathroom Faucet | 2.2 |  | 2.2 | 1.5 |  | N/A | N/A | N/A | Unknown |  | N/A |  | N/A | WA | Single Family | Bathroom Faucet | 2247 | 12576.67 | Single Family | FALSE | FALSE |  |  |  | 27668.674 | 0 | Single Family_FALSE | Single Family_FALSE | Single Family_ | Single Family_ | Single Family_ | unknown | unknownSingle Family_ | unknownSingle Family_FALSE
Water_00002349 | SITE_01739 | Room_00021397 | Kitchen_1 | Kitchen | Kitchen Faucet | 2.5 |  | 2.5 | 3 |  | N/A | N/A | N/A | Unknown |  | N/A |  | N/A | WA | Single Family | Kitchen Faucet | 2247 | 12576.67 | Single Family | FALSE | FALSE |  |  |  | 31441.675 | 0 | Single Family_FALSE | Single Family_FALSE | Single Family_ | Single Family_ | Single Family_ | unknown | unknownSingle Family_ | unknownSingle Family_FALSE
Water_00002350 | SITE_01080 | Room_00015760 | Dining Room_1 | Dining Room | Kitchen Faucet | 2 |  | 2 | 3.2 |  | N/A | N/A | N/A | Unknown |  | N/A |  | N/A | WA | Single Family | Kitchen Faucet | 1596 | 3801.52 | Single Family | FALSE | FALSE |  |  |  | 7603.04 | 0 | Single Family_FALSE | Single Family_FALSE | Single Family_ | Single Family_ | Single Family_ | unknown | unknownSingle Family_ | unknownSingle Family_FALSE
Water_00002351 | SITE_01080 | Room_00015762 | Bathroom_1 | Bathroom | Bathroom Faucet | 2.2 | 2.2111 | 2.2 | 2.5 |  | N/A | N/A | N/A | Bag | 0.796 |  | 1.99 |  | WA | Single Family | Bathroom Faucet | 1596 | 3801.52 | Single Family | FALSE | FALSE |  |  |  | 8363.344 | 7565.0248 | Single Family_FALSE | Single Family_FALSE | Single Family_ | Single Family_ | Single Family_ | unknown | unknownSingle Family_ | unknownSingle Family_FALSE
Water_00002352 | SITE_01080 | Room_00015762 | Bathroom_1 | Bathroom | Bathtub | unknown |  |  |  | N/A | N/A | N/A | N/A | Unknown |  | N/A |  | N/A | WA | Single Family | Bathtub | 1596 | 3801.52 | Single Family | FALSE | FALSE |  |  |  | 0 | 0 | Single Family_FALSE | Single Family_FALSE | Single Family_ | Single Family_ | Single Family_ | unknown | unknownSingle Family_ | unknownSingle Family_FALSE
Water_00002353 | SITE_01080 | Room_00015764 | Bathroom_2 | Bathroom | Bathroom Faucet | 2.2 | 2.3878 | 2.2 | 2.7 |  | N/A | N/A | N/A | Bag | 0.796 |  | 2.149 |  | WA | Single Family | Bathroom Faucet | 1596 | 3801.52 | Single Family | FALSE | FALSE |  |  |  | 8363.344 | 8169.4665 | Single Family_FALSE | Single Family_FALSE | Single Family_ | Single Family_ | Single Family_ | unknown | unknownSingle Family_ | unknownSingle Family_FALSE
Water_00002354 | SITE_01080 | Room_00015764 | Bathroom_2 | Bathroom | Shower / Bathtub combo with diverter valve | unknown |  |  | 2.5 |  | Primary | Daily / Almost Daily | N/A | Unknown |  | N/A |  | N/A | WA | Single Family | Shower | 1596 | 3801.52 | Single Family | TRUE | TRUE | FALSE | FALSE | FALSE | 0 | 0 | Single Family_TRUE | Single Family_TRUE | Single Family_FALSE | Single Family_FALSE | Single Family_FALSE | unknown | unknownSingle Family_FALSE | unknownSingle Family_TRUE
Water_00002355 | SITE_01072 | Room_00015648 | Kitchen_1 | Kitchen | Kitchen Faucet | unknown |  |  | 1.7 |  | N/A | N/A | N/A | Unknown |  | N/A |  | N/A | WA | Single Family | Kitchen Faucet | 1588 | 3801.52 | Single Family | FALSE | FALSE |  |  |  | 0 | 0 | Single Family_FALSE | Single Family_FALSE | Single Family_ | Single Family_ | Single Family_ | unknown | unknownSingle Family_ | unknownSingle Family_FALSE
Water_00002356 | SITE_01072 | Room_00015652 | Bathroom_1 | Bathroom | Bathroom Faucet | 1.5 | 1.1056 | 1.5 | 1.25 |  | N/A | N/A | N/A | Bag | 0.796 |  | 0.995 |  | WA | Single Family | Bathroom Faucet | 1588 | 3801.52 | Single Family | FALSE | FALSE |  |  |  | 5702.28 | 3782.5124 | Single Family_FALSE | Single Family_FALSE | Single Family_ | Single Family_ | Single Family_ | unknown | unknownSingle Family_ | unknownSingle Family_FALSE
Water_00002357 | SITE_01072 | Room_00015652 | Bathroom_1 | Bathroom | Shower / Bathtub combo with diverter valve | 2.5 |  | 2.5 | 2.2 |  | All used about the same | A few times per week | N/A | Unknown |  | N/A |  | N/A | WA | Single Family | Shower | 1588 | 3801.52 | Single Family | TRUE | TRUE | TRUE | FALSE | FALSE | 9503.8 | 0 | Single Family_TRUE | Single Family_TRUE | Single Family_TRUE | Single Family_FALSE | Single Family_FALSE | unknown | unknownSingle Family_FALSE | unknownSingle Family_TRUE
Water_00002358 | SITE_01072 | Room_00015653 | Bathroom_2 | Bathroom | Bathroom Faucet | 2.2 | 2.2111 | 2.2 | 2.5 |  | N/A | N/A | N/A | Bag | 0.796 |  | 1.99 |  | WA | Single Family | Bathroom Faucet | 1588 | 3801.52 | Single Family | FALSE | FALSE |  |  |  | 8363.344 | 7565.0248 | Single Family_FALSE | Single Family_FALSE | Single Family_ | Single Family_ | Single Family_ | unknown | unknownSingle Family_ | unknownSingle Family_FALSE
Water_00002359 | SITE_01072 | Room_00015653 | Bathroom_2 | Bathroom | Shower / Bathtub combo with diverter valve | 2 |  | 2 | 2.1 |  | Primary | Daily / Almost Daily | N/A | Unknown |  | N/A |  | N/A | WA | Single Family | Shower | 1588 | 3801.52 | Single Family | TRUE | TRUE | TRUE | FALSE | FALSE | 7603.04 | 0 | Single Family_TRUE | Single Family_TRUE | Single Family_TRUE | Single Family_FALSE | Single Family_FALSE | unknown | unknownSingle Family_FALSE | unknownSingle Family_TRUE
Water_00002360 | SITE_01074 | Room_00015672 | Kitchen_1 | Kitchen | Kitchen Faucet | unknown |  |  | 2 |  | N/A | N/A | N/A | Unknown |  | N/A |  | N/A | WA | Single Family | Kitchen Faucet | 1590 | 3801.52 | Single Family | FALSE | FALSE |  |  |  | 0 | 0 | Single Family_FALSE | Single Family_FALSE | Single Family_ | Single Family_ | Single Family_ | unknown | unknownSingle Family_ | unknownSingle Family_FALSE
Water_00002361 | SITE_01074 | Room_00015675 | Bathroom_1 | Bathroom | Bathroom Faucet | 1.7689 | 1.7689 |  | 2 |  | N/A | N/A | N/A | Bag | 0.796 |  | 1.592 |  | WA | Single Family | Bathroom Faucet | 1590 | 3801.52 | Single Family | FALSE | FALSE |  |  |  | 6724.4665 | 6052.0198 | Single Family_FALSE | Single Family_FALSE | Single Family_ | Single Family_ | Single Family_ | unknown | unknownSingle Family_ | unknownSingle Family_FALSE
Water_00002362 | SITE_01074 | Room_00015675 | Bathroom_1 | Bathroom | Shower / Bathtub combo with diverter valve | 2.5 |  | 2.5 | 2.25 |  | Secondary | A few times per week | N/A | Unknown |  | N/A |  | N/A | WA | Single Family | Shower | 1590 | 3801.52 | Single Family | TRUE | TRUE | TRUE | FALSE | FALSE | 9503.8 | 0 | Single Family_TRUE | Single Family_TRUE | Single Family_TRUE | Single Family_FALSE | Single Family_FALSE | unknown | unknownSingle Family_FALSE | unknownSingle Family_TRUE
Water_00002363 | SITE_01074 | Room_00015679 | Bathroom_2 | Bathroom | Bathroom Faucet | 2.75 | 2.3 | 2.75 | 2.6 |  | N/A | N/A | N/A | Bag | 0.796 |  | 2.07 |  | WA | Single Family | Bathroom Faucet | 1590 | 3801.52 | Single Family | FALSE | FALSE |  |  |  | 10454.18 | 7869.1464 | Single Family_FALSE | Single Family_FALSE | Single Family_ | Single Family_ | Single Family_ | unknown | unknownSingle Family_ | unknownSingle Family_FALSE
Water_00002364 | SITE_01074 | Room_00015680 | Bathroom_3 | Bathroom | Bathroom Faucet | 1.3267 | 1.3267 |  | 1.5 |  | N/A | N/A | N/A | Bag | 0.796 |  | 1.194 |  | WA | Single Family | Bathroom Faucet | 1590 | 3801.52 | Single Family | FALSE | FALSE |  |  |  | 5043.3499 | 4539.0149 | Single Family_FALSE | Single Family_FALSE | Single Family_ | Single Family_ | Single Family_ | unknown | unknownSingle Family_ | unknownSingle Family_FALSE
Water_00002365 | SITE_01074 | Room_00015680 | Bathroom_3 | Bathroom | Shower | 2.5 |  | 2.5 | 1.4 |  | Primary | Daily / Almost Daily | N/A | Unknown |  | N/A |  | N/A | WA | Single Family | Shower | 1590 | 3801.52 | Single Family | TRUE | FALSE | TRUE | FALSE | FALSE | 9503.8 | 0 | Single Family_TRUE | Single Family_FALSE | Single Family_TRUE | Single Family_FALSE | Single Family_FALSE | unknown | unknownSingle Family_FALSE | unknownSingle Family_TRUE
Water_00002366 | SITE_01074 | Room_00015680 | Bathroom_3 | Bathroom | Bathroom Faucet | 2.2111 | 2.2111 |  | 2.5 |  | N/A | N/A | N/A | Bag | 0.796 |  | 1.99 |  | WA | Single Family | Bathroom Faucet | 1590 | 3801.52 | Single Family | FALSE | FALSE |  |  |  | 8405.5831 | 7565.0248 | Single Family_FALSE | Single Family_FALSE | Single Family_ | Single Family_ | Single Family_ | unknown | unknownSingle Family_ | unknownSingle Family_FALSE
Water_00002367 | SITE_01098 | Room_00016074 | Kitchen_1 | Kitchen | Kitchen Faucet | 2.2 |  | 2.2 | 1 |  | N/A | N/A | N/A | Unknown |  | N/A |  | N/A | WA | Single Family | Kitchen Faucet | 1614 | 3801.52 | Single Family | FALSE | FALSE |  |  |  | 8363.344 | 0 | Single Family_FALSE | Single Family_FALSE | Single Family_ | Single Family_ | Single Family_ | unknown | unknownSingle Family_ | unknownSingle Family_FALSE
Water_00002368 | SITE_01098 | Room_00016076 | Bathroom_1 | Bathroom | Bathroom Faucet | 2.2111 | 2.2111 |  | 2.5 |  | N/A | N/A | N/A | Bag | 0.796 |  | 1.99 |  | WA | Single Family | Bathroom Faucet | 1614 | 3801.52 | Single Family | FALSE | FALSE |  |  |  | 8405.5831 | 7565.0248 | Single Family_FALSE | Single Family_FALSE | Single Family_ | Single Family_ | Single Family_ | unknown | unknownSingle Family_ | unknownSingle Family_FALSE
Water_00002369 | SITE_01098 | Room_00016076 | Bathroom_1 | Bathroom | Shower / Bathtub combo with diverter valve | 2 |  | 2 |  | Unknown | Primary | Daily / Almost Daily | showerhead too large for bucket | Unknown |  | N/A |  | N/A | WA | Single Family | Shower | 1614 | 3801.52 | Single Family | TRUE | TRUE | TRUE | FALSE | FALSE | 7603.04 | 0 | Single Family_TRUE | Single Family_TRUE | Single Family_TRUE | Single Family_FALSE | Single Family_FALSE | unknown | unknownSingle Family_FALSE | unknownSingle Family_TRUE
Water_00002370 | SITE_01098 | Room_00016080 | Bathroom_2 | Bathroom | Bathroom Faucet | 2.3878 | 2.3878 |  | 2.7 |  | N/A | N/A | N/A | Bag | 0.796 |  | 2.149 |  | WA | Single Family | Bathroom Faucet | 1614 | 3801.52 | Single Family | FALSE | FALSE |  |  |  | 9077.185 | 8169.4665 | Single Family_FALSE | Single Family_FALSE | Single Family_ | Single Family_ | Single Family_ | unknown | unknownSingle Family_ | unknownSingle Family_FALSE
Water_00002371 | SITE_01098 | Room_00016080 | Bathroom_2 | Bathroom | Shower / Bathtub combo with diverter valve | unknown |  |  | 2 |  | Secondary | A few times per month | N/A | Unknown |  | N/A |  | N/A | WA | Single Family | Shower | 1614 | 3801.52 | Single Family | TRUE | TRUE | FALSE | FALSE | FALSE | 0 | 0 | Single Family_TRUE | Single Family_TRUE | Single Family_FALSE | Single Family_FALSE | Single Family_FALSE | unknown | unknownSingle Family_FALSE | unknownSingle Family_TRUE
Water_00002372 | SITE_01713 | Room_00021147 | Bathroom_6 | Bathroom | Bathroom Faucet | 2 |  | 2 | 2 |  | N/A | N/A | N/A | Unknown |  | N/A |  | N/A | WA | Multifamily Residence | Bathroom Faucet | 2221 | 2002.11 | Multifamily Residence | FALSE | FALSE |  |  |  | 4004.22 | 0 | Multifamily Residence_FALSE | Multifamily Residence_FALSE | Multifamily Residence_ | Multifamily Residence_ | Multifamily Residence_ | unknown | unknownMultifamily Residence_ | unknownMultifamily Residence_FALSE
Water_00002373 | SITE_01713 | Room_00021147 | Bathroom_6 | Bathroom | Shower / Bathtub combo with diverter valve | 2.5 |  | 2.5 | 3.5 |  | Primary | A few times per week | N/A | Unknown |  | N/A |  | N/A | WA | Multifamily Residence | Shower | 2221 | 2002.11 | Multifamily Residence | TRUE | TRUE | TRUE | FALSE | FALSE | 5005.275 | 0 | Multifamily Residence_TRUE | Multifamily Residence_TRUE | Multifamily Residence_TRUE | Multifamily Residence_FALSE | Multifamily Residence_FALSE | unknown | unknownMultifamily Residence_FALSE | unknownMultifamily Residence_TRUE
Water_00002374 | SITE_01735 | Room_00021354 | Kitchen_1 | Kitchen | Kitchen Faucet | 2.2 | 2.2111 | 2.2 | 2.5 |  | N/A | N/A | N/A | Bag | 0.796 |  | 1.99 |  | WA | Multifamily Residence | Kitchen Faucet | 2243 | 2002.11 | Multifamily Residence | FALSE | FALSE |  |  |  | 4404.642 | 3984.1989 | Multifamily Residence_FALSE | Multifamily Residence_FALSE | Multifamily Residence_ | Multifamily Residence_ | Multifamily Residence_ | unknown | unknownMultifamily Residence_ | unknownMultifamily Residence_FALSE
Water_00002375 | SITE_01735 | Room_00021357 | Bathroom_1 | Bathroom | Bathroom Faucet | 2 |  | 2 | 2 |  | N/A | N/A | N/A | Unknown |  | N/A |  | N/A | WA | Multifamily Residence | Bathroom Faucet | 2243 | 2002.11 | Multifamily Residence | FALSE | FALSE |  |  |  | 4004.22 | 0 | Multifamily Residence_FALSE | Multifamily Residence_FALSE | Multifamily Residence_ | Multifamily Residence_ | Multifamily Residence_ | unknown | unknownMultifamily Residence_ | unknownMultifamily Residence_FALSE
Water_00002376 | SITE_01735 | Room_00021357 | Bathroom_1 | Bathroom | Shower / Bathtub combo with diverter valve | unknown |  |  | 3 |  | Primary | Daily / Almost Daily | N/A | Unknown |  | N/A |  | N/A | WA | Multifamily Residence | Shower | 2243 | 2002.11 | Multifamily Residence | TRUE | TRUE | FALSE | FALSE | FALSE | 0 | 0 | Multifamily Residence_TRUE | Multifamily Residence_TRUE | Multifamily Residence_FALSE | Multifamily Residence_FALSE | Multifamily Residence_FALSE | unknown | unknownMultifamily Residence_FALSE | unknownMultifamily Residence_TRUE
Water_00002377 | SITE_01718 | Room_00021191 | Bathroom_1 | Bathroom | Bathroom Faucet | 1.5 |  | 1.5 | 1.5 |  | N/A | N/A | N/A | Unknown |  | N/A |  | N/A | WA | Multifamily Residence | Bathroom Faucet | 2226 | 2383.66 | Multifamily Residence | FALSE | FALSE |  |  |  | 3575.49 | 0 | Multifamily Residence_FALSE | Multifamily Residence_FALSE | Multifamily Residence_ | Multifamily Residence_ | Multifamily Residence_ | unknown | unknownMultifamily Residence_ | unknownMultifamily Residence_FALSE
Water_00002378 | SITE_01718 | Room_00021191 | Bathroom_1 | Bathroom | Shower / Bathtub combo with diverter valve | unknown |  |  | 2 |  | Primary | Daily / Almost Daily | N/A | Unknown |  | N/A |  | N/A | WA | Multifamily Residence | Shower | 2226 | 2383.66 | Multifamily Residence | TRUE | TRUE | FALSE | FALSE | FALSE | 0 | 0 | Multifamily Residence_TRUE | Multifamily Residence_TRUE | Multifamily Residence_FALSE | Multifamily Residence_FALSE | Multifamily Residence_FALSE | unknown | unknownMultifamily Residence_FALSE | unknownMultifamily Residence_TRUE
Water_00002379 | SITE_01718 | Room_00021195 | Kitchen_1 | Kitchen | Kitchen Faucet | 2.2 | 1.7689 | 2.2 | 2 |  | N/A | N/A | N/A | Bag | 0.796 |  | 1.592 |  | WA | Multifamily Residence | Kitchen Faucet | 2226 | 2383.66 | Multifamily Residence | FALSE | FALSE |  |  |  | 5244.052 | 3794.7867 | Multifamily Residence_FALSE | Multifamily Residence_FALSE | Multifamily Residence_ | Multifamily Residence_ | Multifamily Residence_ | unknown | unknownMultifamily Residence_ | unknownMultifamily Residence_FALSE
Water_00002380 | SITE_01717 | Room_00021180 | Kitchen_2 | Kitchen | Kitchen Faucet | 2.2 | 1.7689 | 2.2 | 2 |  | N/A | N/A | N/A | Bag | 0.796 |  | 1.592 |  | WA | Multifamily Residence | Kitchen Faucet | 2225 | 2383.66 | Multifamily Residence | FALSE | FALSE |  |  |  | 5244.052 | 3794.7867 | Multifamily Residence_FALSE | Multifamily Residence_FALSE | Multifamily Residence_ | Multifamily Residence_ | Multifamily Residence_ | unknown | unknownMultifamily Residence_ | unknownMultifamily Residence_FALSE
Water_00002381 | SITE_01694 | Room_00020955 | Kitchen_1 | Kitchen | Kitchen Faucet | 2.2 | 2.6533 | 2.2 | 3 |  | N/A | N/A | N/A | Bag | 0.796 |  | 2.388 |  | WA | Manufactured | Kitchen Faucet | 2202 | 1982.27 | Manufactured | FALSE | FALSE |  |  |  | 4360.994 | 4733.6608 | Manufactured_FALSE | Manufactured_FALSE | Manufactured_ | Manufactured_ | Manufactured_ | unknown | unknownManufactured_ | unknownManufactured_FALSE
Water_00002382 | SITE_01694 | Room_00020959 | Bathroom_1 | Bathroom | Bathroom Faucet | 1.5 |  | 1.5 | 1.5 |  | N/A | N/A | N/A | Unknown |  | N/A |  | N/A | WA | Manufactured | Bathroom Faucet | 2202 | 1982.27 | Manufactured | FALSE | FALSE |  |  |  | 2973.405 | 0 | Manufactured_FALSE | Manufactured_FALSE | Manufactured_ | Manufactured_ | Manufactured_ | unknown | unknownManufactured_ | unknownManufactured_FALSE
Water_00002383 | SITE_01694 | Room_00020959 | Bathroom_1 | Bathroom | Shower | 2.5 |  | 2.5 | 3.5 |  | All used about the same | Daily / Almost Daily | N/A | Unknown |  | N/A |  | N/A | WA | Manufactured | Shower | 2202 | 1982.27 | Manufactured | TRUE | FALSE | TRUE | FALSE | FALSE | 4955.675 | 0 | Manufactured_TRUE | Manufactured_FALSE | Manufactured_TRUE | Manufactured_FALSE | Manufactured_FALSE | unknown | unknownManufactured_FALSE | unknownManufactured_TRUE
Water_00002384 | SITE_01694 | Room_00020962 | Bathroom_2 | Bathroom | Bathroom Faucet | 2 |  | 2 | 3 |  | N/A | N/A | N/A | Unknown |  | N/A |  | N/A | WA | Manufactured | Bathroom Faucet | 2202 | 1982.27 | Manufactured | FALSE | FALSE |  |  |  | 3964.54 | 0 | Manufactured_FALSE | Manufactured_FALSE | Manufactured_ | Manufactured_ | Manufactured_ | unknown | unknownManufactured_ | unknownManufactured_FALSE
Water_00002385 | SITE_01694 | Room_00020962 | Bathroom_2 | Bathroom | Shower / Bathtub combo with diverter valve | 2.5 |  | 2.5 | 3 |  | All used about the same | Daily / Almost Daily | N/A | Unknown |  | N/A |  | N/A | WA | Manufactured | Shower | 2202 | 1982.27 | Manufactured | TRUE | TRUE | TRUE | FALSE | FALSE | 4955.675 | 0 | Manufactured_TRUE | Manufactured_TRUE | Manufactured_TRUE | Manufactured_FALSE | Manufactured_FALSE | unknown | unknownManufactured_FALSE | unknownManufactured_TRUE
Water_00002386 | SITE_01705 | Room_00021074 | Bathroom_1 | Bathroom | Bathroom Faucet | 1.5 |  | 1.5 | 1.5 |  | N/A | N/A | N/A | Unknown |  | N/A |  | N/A | WA | Manufactured | Bathroom Faucet | 2213 | 997.59 | Manufactured | FALSE | FALSE |  |  |  | 1496.385 | 0 | Manufactured_FALSE | Manufactured_FALSE | Manufactured_ | Manufactured_ | Manufactured_ | unknown | unknownManufactured_ | unknownManufactured_FALSE
Water_00002387 | SITE_01705 | Room_00021074 | Bathroom_1 | Bathroom | Shower | unknown |  |  | 3 |  | Primary | Daily / Almost Daily | N/A | Unknown |  | N/A |  | N/A | WA | Manufactured | Shower | 2213 | 997.59 | Manufactured | TRUE | FALSE | FALSE | FALSE | FALSE | 0 | 0 | Manufactured_TRUE | Manufactured_FALSE | Manufactured_FALSE | Manufactured_FALSE | Manufactured_FALSE | unknown | unknownManufactured_FALSE | unknownManufactured_TRUE
Water_00002388 | SITE_01705 | Room_00021076 | Bathroom_2 | Bathroom | Bathroom Faucet | 2.2 |  | 2.2 | 2 |  | N/A | N/A | N/A | Unknown |  | N/A |  | N/A | WA | Manufactured | Bathroom Faucet | 2213 | 997.59 | Manufactured | FALSE | FALSE |  |  |  | 2194.698 | 0 | Manufactured_FALSE | Manufactured_FALSE | Manufactured_ | Manufactured_ | Manufactured_ | unknown | unknownManufactured_ | unknownManufactured_FALSE
Water_00002389 | SITE_01705 | Room_00021076 | Bathroom_2 | Bathroom | Bathroom Faucet | 2.2 |  | 2.2 |  | Unknown | N/A | N/A | Broken | Unknown |  | N/A |  | N/A | WA | Manufactured | Bathroom Faucet | 2213 | 997.59 | Manufactured | FALSE | FALSE |  |  |  | 2194.698 | 0 | Manufactured_FALSE | Manufactured_FALSE | Manufactured_ | Manufactured_ | Manufactured_ | unknown | unknownManufactured_ | unknownManufactured_FALSE
Water_00002390 | SITE_01705 | Room_00021079 | Kitchen_1 | Kitchen | Kitchen Faucet | 1.7689 | 1.7689 |  | 2 |  | N/A | N/A | N/A | Bag | 0.796 |  | 1.592 |  | WA | Manufactured | Kitchen Faucet | 2213 | 997.59 | Manufactured | FALSE | FALSE |  |  |  | 1764.6259 | 1588.1633 | Manufactured_FALSE | Manufactured_FALSE | Manufactured_ | Manufactured_ | Manufactured_ | unknown | unknownManufactured_ | unknownManufactured_FALSE
Water_00002391 | SITE_01727 | Room_00021268 | Bathroom_6 | Bathroom | Bathroom Faucet | 1 |  | 1 | 1.5 |  | N/A | N/A | N/A | Unknown |  | N/A |  | N/A | WA | Manufactured | Bathroom Faucet | 2235 | 997.59 | Manufactured | FALSE | FALSE |  |  |  | 997.59 | 0 | Manufactured_FALSE | Manufactured_FALSE | Manufactured_ | Manufactured_ | Manufactured_ | unknown | unknownManufactured_ | unknownManufactured_FALSE
Water_00002392 | SITE_01727 | Room_00021268 | Bathroom_6 | Bathroom | Shower / Bathtub combo with diverter valve | unknown |  |  | 2.5 |  | Primary | A few times per week | N/A | Unknown |  | N/A |  | N/A | WA | Manufactured | Shower | 2235 | 997.59 | Manufactured | TRUE | TRUE | FALSE | FALSE | FALSE | 0 | 0 | Manufactured_TRUE | Manufactured_TRUE | Manufactured_FALSE | Manufactured_FALSE | Manufactured_FALSE | unknown | unknownManufactured_FALSE | unknownManufactured_TRUE
Water_00002393 | SITE_01746 | Room_00021452 | Kitchen_1 | Kitchen | Kitchen Faucet | 2.2 | 1.7689 | 2.2 | 2 |  | N/A | N/A | N/A | Bag | 0.796 |  | 1.592 |  | WA | Manufactured | Kitchen Faucet | 2254 | 1982.27 | Manufactured | FALSE | FALSE |  |  |  | 4360.994 | 3155.7738 | Manufactured_FALSE | Manufactured_FALSE | Manufactured_ | Manufactured_ | Manufactured_ | unknown | unknownManufactured_ | unknownManufactured_FALSE
Water_00002394 | SITE_01746 | Room_00021454 | Bathroom_1 | Bathroom | Shower / Bathtub combo with diverter valve | unknown |  |  |  | Unknown | Secondary | A few times per year | Used as a storage rack. Owner primarily showers at the gym. | Unknown |  | N/A |  | N/A | WA | Manufactured | Shower | 2254 | 1982.27 | Manufactured | TRUE | TRUE | FALSE | FALSE | FALSE | 0 | 0 | Manufactured_TRUE | Manufactured_TRUE | Manufactured_FALSE | Manufactured_FALSE | Manufactured_FALSE | unknown | unknownManufactured_FALSE | unknownManufactured_TRUE
Water_00002395 | SITE_01746 | Room_00021454 | Bathroom_1 | Bathroom | Bathroom Faucet | 1.5 |  | 1.5 | 1.5 |  | N/A | N/A | N/A | Unknown |  | N/A |  | N/A | WA | Manufactured | Bathroom Faucet | 2254 | 1982.27 | Manufactured | FALSE | FALSE |  |  |  | 2973.405 | 0 | Manufactured_FALSE | Manufactured_FALSE | Manufactured_ | Manufactured_ | Manufactured_ | unknown | unknownManufactured_ | unknownManufactured_FALSE
Water_00002396 | SITE_01915 | Room_00023248 | Bathroom_6 | Bathroom | Bathroom Faucet | 2.2 |  | 2.2 | 2.5 |  | N/A | N/A | N/A | Unknown |  | N/A |  | N/A | WA | Single Family | Bathroom Faucet | 2422 | 3801.52 | Single Family | FALSE | FALSE |  |  |  | 8363.344 | 0 | Single Family_FALSE | Single Family_FALSE | Single Family_ | Single Family_ | Single Family_ | unknown | unknownSingle Family_ | unknownSingle Family_FALSE
Water_00002397 | SITE_01915 | Room_00023248 | Bathroom_6 | Bathroom | Shower | unknown |  |  | 4 |  | Primary | Daily / Almost Daily | N/A | Unknown |  | N/A |  | N/A | WA | Single Family | Shower | 2422 | 3801.52 | Single Family | TRUE | FALSE | FALSE | FALSE | FALSE | 0 | 0 | Single Family_TRUE | Single Family_FALSE | Single Family_FALSE | Single Family_FALSE | Single Family_FALSE | unknown | unknownSingle Family_FALSE | unknownSingle Family_TRUE
Water_00002398 | SITE_01925 | Room_00023396 | Bathroom_1 | Bathroom | Bathroom Faucet | unknown |  |  | 2 |  | N/A | N/A | N/A | Unknown |  | N/A |  | N/A | WA | Single Family | Bathroom Faucet | 2432 | 3801.52 | Single Family | FALSE | FALSE |  |  |  | 0 | 0 | Single Family_FALSE | Single Family_FALSE | Single Family_ | Single Family_ | Single Family_ | unknown | unknownSingle Family_ | unknownSingle Family_FALSE
Water_00002399 | SITE_01925 | Room_00023400 | Kitchen_1 | Kitchen | Kitchen Faucet | 1.7689 | 1.7689 |  | 2 |  | N/A | N/A | N/A | Bag | 0.796 |  | 1.592 |  | WA | Single Family | Kitchen Faucet | 2432 | 3801.52 | Single Family | FALSE | FALSE |  |  |  | 6724.4665 | 6052.0198 | Single Family_FALSE | Single Family_FALSE | Single Family_ | Single Family_ | Single Family_ | unknown | unknownSingle Family_ | unknownSingle Family_FALSE
Water_00002400 | SITE_01925 | Room_00023403 | Bathroom_2 | Bathroom | Bathroom Faucet | unknown |  |  | 1.5 |  | N/A | N/A | N/A | Unknown |  | N/A |  | N/A | WA | Single Family | Bathroom Faucet | 2432 | 3801.52 | Single Family | FALSE | FALSE |  |  |  | 0 | 0 | Single Family_FALSE | Single Family_FALSE | Single Family_ | Single Family_ | Single Family_ | unknown | unknownSingle Family_ | unknownSingle Family_FALSE
Water_00002401 | SITE_01925 | Room_00023403 | Bathroom_2 | Bathroom | Bathroom Faucet | unknown |  |  | 1 |  | N/A | N/A | N/A | Unknown |  | N/A |  | N/A | WA | Single Family | Bathroom Faucet | 2432 | 3801.52 | Single Family | FALSE | FALSE |  |  |  | 0 | 0 | Single Family_FALSE | Single Family_FALSE | Single Family_ | Single Family_ | Single Family_ | unknown | unknownSingle Family_ | unknownSingle Family_FALSE
Water_00002402 | SITE_01925 | Room_00023403 | Bathroom_2 | Bathroom | Shower | 2.5 |  | 2.5 | 3 |  | All used about the same | Daily / Almost Daily | N/A | Unknown |  | N/A |  | N/A | WA | Single Family | Shower | 2432 | 3801.52 | Single Family | TRUE | FALSE | TRUE | FALSE | FALSE | 9503.8 | 0 | Single Family_TRUE | Single Family_FALSE | Single Family_TRUE | Single Family_FALSE | Single Family_FALSE | unknown | unknownSingle Family_FALSE | unknownSingle Family_TRUE
Water_00002403 | SITE_01925 | Room_00023406 | Bathroom_3 | Bathroom | Shower / Bathtub combo with diverter valve | 2.5 |  | 2.5 | 3 |  | All used about the same | Daily / Almost Daily | N/A | Unknown |  | N/A |  | N/A | WA | Single Family | Shower | 2432 | 3801.52 | Single Family | TRUE | TRUE | TRUE | FALSE | FALSE | 9503.8 | 0 | Single Family_TRUE | Single Family_TRUE | Single Family_TRUE | Single Family_FALSE | Single Family_FALSE | unknown | unknownSingle Family_FALSE | unknownSingle Family_TRUE
Water_00002404 | SITE_01925 | Room_00023406 | Bathroom_3 | Bathroom | Bathroom Faucet | unknown |  |  | 1.5 |  | N/A | N/A | N/A | Unknown |  | N/A |  | N/A | WA | Single Family | Bathroom Faucet | 2432 | 3801.52 | Single Family | FALSE | FALSE |  |  |  | 0 | 0 | Single Family_FALSE | Single Family_FALSE | Single Family_ | Single Family_ | Single Family_ | unknown | unknownSingle Family_ | unknownSingle Family_FALSE
Water_00002405 | SITE_01759 | Room_00021568 | Kitchen_1 | Kitchen | Kitchen Faucet | 2.2111 | 2.2111 |  | 2.5 |  | N/A | N/A | N/A | Bag | 0.796 |  | 1.99 |  | WA | Multifamily Residence | Kitchen Faucet | 2267 | 2000.27 | Multifamily Residence | FALSE | FALSE |  |  |  | 4422.8192 | 3980.5373 | Multifamily Residence_FALSE | Multifamily Residence_FALSE | Multifamily Residence_ | Multifamily Residence_ | Multifamily Residence_ | unknown | unknownMultifamily Residence_ | unknownMultifamily Residence_FALSE
Water_00002406 | SITE_01759 | Room_00021569 | Bathroom_1 | Bathroom | Bathroom Faucet | 1.3267 | 1.3267 |  | 1.5 |  | N/A | N/A | N/A | Bag | 0.796 |  | 1.194 |  | WA | Multifamily Residence | Bathroom Faucet | 2267 | 2000.27 | Multifamily Residence | FALSE | FALSE |  |  |  | 2653.6915 | 2388.3224 | Multifamily Residence_FALSE | Multifamily Residence_FALSE | Multifamily Residence_ | Multifamily Residence_ | Multifamily Residence_ | unknown | unknownMultifamily Residence_ | unknownMultifamily Residence_FALSE
Water_00002407 | SITE_01759 | Room_00021569 | Bathroom_1 | Bathroom | Shower / Bathtub combo with diverter valve | unknown |  |  | 2 |  | Primary | Daily / Almost Daily | N/A | Unknown |  | N/A |  | N/A | WA | Multifamily Residence | Shower | 2267 | 2000.27 | Multifamily Residence | TRUE | TRUE | FALSE | FALSE | FALSE | 0 | 0 | Multifamily Residence_TRUE | Multifamily Residence_TRUE | Multifamily Residence_FALSE | Multifamily Residence_FALSE | Multifamily Residence_FALSE | unknown | unknownMultifamily Residence_FALSE | unknownMultifamily Residence_TRUE
Water_00002408 | SITE_01640 | Room_00020343 | Bathroom_1 | Bathroom | Shower / Bathtub combo with diverter valve | unknown |  |  | 2.1 |  | Primary | Daily / Almost Daily | N/A | Unknown |  | N/A |  | N/A | WA | Single Family | Shower | 2149 | 235.4 | Single Family | TRUE | TRUE | FALSE | FALSE | FALSE | 0 | 0 | Single Family_TRUE | Single Family_TRUE | Single Family_FALSE | Single Family_FALSE | Single Family_FALSE | unknown | unknownSingle Family_FALSE | unknownSingle Family_TRUE
Water_00002409 | SITE_01640 | Room_00020343 | Bathroom_1 | Bathroom | Bathroom Faucet | 2.2 | 1.9456 | 2.2 | 2.2 |  | N/A | N/A | N/A | Bag | 0.796 |  | 1.751 |  | WA | Single Family | Bathroom Faucet | 2149 | 235.4 | Single Family | FALSE | FALSE |  |  |  | 517.88 | 412.1854 | Single Family_FALSE | Single Family_FALSE | Single Family_ | Single Family_ | Single Family_ | unknown | unknownSingle Family_ | unknownSingle Family_FALSE
Water_00002410 | SITE_01640 | Room_00020345 | Bathroom_2 | Bathroom | Shower / Bathtub combo with diverter valve | 1.8 |  | 1.8 | 1.3 |  | Secondary | Daily / Almost Daily | N/A | Unknown |  | N/A |  | N/A | WA | Single Family | Shower | 2149 | 235.4 | Single Family | TRUE | TRUE | TRUE | FALSE | FALSE | 423.72 | 0 | Single Family_TRUE | Single Family_TRUE | Single Family_TRUE | Single Family_FALSE | Single Family_FALSE | unknown | unknownSingle Family_FALSE | unknownSingle Family_TRUE
Water_00002411 | SITE_01640 | Room_00020345 | Bathroom_2 | Bathroom | Bathroom Faucet | 1 | 0.88444 | 1 | 1 |  | N/A | N/A | N/A | Bag | 0.796 |  | 0.796 |  | WA | Single Family | Bathroom Faucet | 2149 | 235.4 | Single Family | FALSE | FALSE |  |  |  | 235.4 | 187.3784 | Single Family_FALSE | Single Family_FALSE | Single Family_ | Single Family_ | Single Family_ | unknown | unknownSingle Family_ | unknownSingle Family_FALSE
Water_00002412 | SITE_02049 | Room_00025211 | Kitchen_1 | Kitchen | Kitchen Faucet | 2.2111 | 2.2111 |  | 2.5 |  | N/A | N/A | N/A | Bag | 0.796 |  | 1.99 |  | WA | Single Family | Kitchen Faucet | 2556 | 12576.67 | Single Family | FALSE | FALSE |  |  |  | 27808.4148 | 25027.5733 | Single Family_FALSE | Single Family_FALSE | Single Family_ | Single Family_ | Single Family_ | unknown | unknownSingle Family_ | unknownSingle Family_FALSE
Water_00002413 | SITE_02049 | Room_00025217 | Bathroom_1 | Bathroom | Shower / Bathtub combo with diverter valve | unknown |  |  | 2.5 |  | All used about the same | Daily / Almost Daily | N/A | Unknown |  | N/A |  | N/A | WA | Single Family | Shower | 2556 | 12576.67 | Single Family | TRUE | TRUE | FALSE | FALSE | FALSE | 0 | 0 | Single Family_TRUE | Single Family_TRUE | Single Family_FALSE | Single Family_FALSE | Single Family_FALSE | unknown | unknownSingle Family_FALSE | unknownSingle Family_TRUE
Water_00002414 | SITE_02049 | Room_00025217 | Bathroom_1 | Bathroom | Bathroom Faucet | 2 | 2.2111 | 2 | 2.5 |  | N/A | N/A | N/A | Bag | 0.796 |  | 1.99 |  | WA | Single Family | Bathroom Faucet | 2556 | 12576.67 | Single Family | FALSE | FALSE |  |  |  | 25153.34 | 25027.5733 | Single Family_FALSE | Single Family_FALSE | Single Family_ | Single Family_ | Single Family_ | unknown | unknownSingle Family_ | unknownSingle Family_FALSE
Water_00002415 | SITE_02049 | Room_00025219 | Bathroom_2 | Bathroom | Bathroom Faucet | 2.0344 | 2.0344 |  | 2.3 |  | N/A | N/A | N/A | Bag | 0.796 |  | 1.831 |  | WA | Single Family | Bathroom Faucet | 2556 | 12576.67 | Single Family | FALSE | FALSE |  |  |  | 25586.5364 | 23027.8828 | Single Family_FALSE | Single Family_FALSE | Single Family_ | Single Family_ | Single Family_ | unknown | unknownSingle Family_ | unknownSingle Family_FALSE
Water_00002416 | SITE_02049 | Room_00025219 | Bathroom_2 | Bathroom | Shower / Bathtub combo with diverter valve | unknown |  |  | 1.6 |  | All used about the same | Daily / Almost Daily | N/A | Unknown |  | N/A |  | N/A | WA | Single Family | Shower | 2556 | 12576.67 | Single Family | TRUE | TRUE | FALSE | FALSE | FALSE | 0 | 0 | Single Family_TRUE | Single Family_TRUE | Single Family_FALSE | Single Family_FALSE | Single Family_FALSE | unknown | unknownSingle Family_FALSE | unknownSingle Family_TRUE
Water_00002417 | SITE_01798 | Room_00021895 | Bathroom_1 | Bathroom | Bathroom Faucet | 2 | 3.6267 | 2 | 4.1 |  | N/A | N/A | N/A | Bag | 0.796 |  | 3.264 |  | WA | Multifamily Residence | Bathroom Faucet | 2306 | 2000.27 | Multifamily Residence | FALSE | FALSE |  |  |  | 4000.54 | 6528.8813 | Multifamily Residence_FALSE | Multifamily Residence_FALSE | Multifamily Residence_ | Multifamily Residence_ | Multifamily Residence_ | unknown | unknownMultifamily Residence_ | unknownMultifamily Residence_FALSE
Water_00002418 | SITE_01798 | Room_00021895 | Bathroom_1 | Bathroom | Shower / Bathtub combo with diverter valve | unknown |  |  | 2.3 |  | Primary | Daily / Almost Daily | N/A | Unknown |  | N/A |  | N/A | WA | Multifamily Residence | Shower | 2306 | 2000.27 | Multifamily Residence | TRUE | TRUE | FALSE | FALSE | FALSE | 0 | 0 | Multifamily Residence_TRUE | Multifamily Residence_TRUE | Multifamily Residence_FALSE | Multifamily Residence_FALSE | Multifamily Residence_FALSE | unknown | unknownMultifamily Residence_FALSE | unknownMultifamily Residence_TRUE
Water_00002419 | SITE_01798 | Room_00021896 | Kitchen_1 | Kitchen | Kitchen Faucet | 2.2 | 1.8578 | 2.2 | 2.1 |  | N/A | N/A | N/A | Bag | 0.796 |  | 1.672 |  | WA | Multifamily Residence | Kitchen Faucet | 2306 | 2000.27 | Multifamily Residence | FALSE | FALSE |  |  |  | 4400.594 | 3344.4514 | Multifamily Residence_FALSE | Multifamily Residence_FALSE | Multifamily Residence_ | Multifamily Residence_ | Multifamily Residence_ | unknown | unknownMultifamily Residence_ | unknownMultifamily Residence_FALSE
Water_00002420 | SITE_02061 | Room_00025392 | Kitchen_1 | Kitchen | Kitchen Faucet | 1.15 | 1.15 |  | 1.3 |  | N/A | N/A | N/A | Bag | 0.796 |  | 1.035 |  | WA | Single Family | Kitchen Faucet | 2568 | 12576.67 | Single Family | FALSE | FALSE |  |  |  | 14463.1705 | 13016.8534 | Single Family_FALSE | Single Family_FALSE | Single Family_ | Single Family_ | Single Family_ | unknown | unknownSingle Family_ | unknownSingle Family_FALSE
Water_00002421 | SITE_02061 | Room_00025400 | Bathroom_1 | Bathroom | Bathroom Faucet | 3.5378 | 3.5378 |  | 4 |  | N/A | N/A | N/A | Bag | 0.796 |  | 3.184 |  | WA | Single Family | Bathroom Faucet | 2568 | 12576.67 | Single Family | FALSE | FALSE |  |  |  | 44493.4636 | 40044.1173 | Single Family_FALSE | Single Family_FALSE | Single Family_ | Single Family_ | Single Family_ | unknown | unknownSingle Family_ | unknownSingle Family_FALSE
Water_00002422 | SITE_02061 | Room_00025403 | Bathroom_2 | Bathroom | Bathroom Faucet | 2.2 | 2.0344 | 2.2 | 2.3 |  | N/A | N/A | N/A | Bag | 0.796 |  | 1.831 |  | WA | Single Family | Bathroom Faucet | 2568 | 12576.67 | Single Family | FALSE | FALSE |  |  |  | 27668.674 | 23027.8828 | Single Family_FALSE | Single Family_FALSE | Single Family_ | Single Family_ | Single Family_ | unknown | unknownSingle Family_ | unknownSingle Family_FALSE
Water_00002423 | SITE_02061 | Room_00025403 | Bathroom_2 | Bathroom | Bathroom Faucet | 2.2 | 2.2111 | 2.2 | 2.5 |  | N/A | N/A | N/A | Bag | 0.796 |  | 1.99 |  | WA | Single Family | Bathroom Faucet | 2568 | 12576.67 | Single Family | FALSE | FALSE |  |  |  | 27668.674 | 25027.5733 | Single Family_FALSE | Single Family_FALSE | Single Family_ | Single Family_ | Single Family_ | unknown | unknownSingle Family_ | unknownSingle Family_FALSE
Water_00002424 | SITE_02061 | Room_00025403 | Bathroom_2 | Bathroom | Shower | unknown |  |  | 1.6 |  | Primary | Daily / Almost Daily | N/A | Unknown |  | N/A |  | N/A | WA | Single Family | Shower | 2568 | 12576.67 | Single Family | TRUE | FALSE | FALSE | FALSE | FALSE | 0 | 0 | Single Family_TRUE | Single Family_FALSE | Single Family_FALSE | Single Family_FALSE | Single Family_FALSE | unknown | unknownSingle Family_FALSE | unknownSingle Family_TRUE
Water_00002425 | SITE_02061 | Room_00025406 | Bedroom_3 | Bedroom | Shower / Bathtub combo with diverter valve | 1.5 |  | 1.5 | 1.4 |  | Secondary | A few times per year | N/A | Unknown |  | N/A |  | N/A | WA | Single Family | Shower | 2568 | 12576.67 | Single Family | TRUE | TRUE | TRUE | FALSE | FALSE | 18865.005 | 0 | Single Family_TRUE | Single Family_TRUE | Single Family_TRUE | Single Family_FALSE | Single Family_FALSE | unknown | unknownSingle Family_FALSE | unknownSingle Family_TRUE
Water_00002426 | SITE_02061 | Room_00025406 | Bedroom_3 | Bedroom | Bathroom Faucet | 1.15 | 1.15 |  | 1.3 |  | N/A | N/A | N/A | Bag | 0.796 |  | 1.035 |  | WA | Single Family | Bathroom Faucet | 2568 | 12576.67 | Single Family | FALSE | FALSE |  |  |  | 14463.1705 | 13016.8534 | Single Family_FALSE | Single Family_FALSE | Single Family_ | Single Family_ | Single Family_ | unknown | unknownSingle Family_ | unknownSingle Family_FALSE
Water_00002427 | SITE_01616 | Room_00020048 | Kitchen_1 | Kitchen | Kitchen Faucet | 1.5 | 1.3267 | 1.5 | 1.5 |  | N/A | N/A | N/A | Bag | 0.796 |  | 1.194 |  | WA | Single Family | Kitchen Faucet | 2125 | 2259.17 | Single Family | FALSE | FALSE |  |  |  | 3388.755 | 2697.449 | Single Family_FALSE | Single Family_FALSE | Single Family_ | Single Family_ | Single Family_ | unknown | unknownSingle Family_ | unknownSingle Family_FALSE
Water_00002428 | SITE_01616 | Room_00020050 | Bathroom_1 | Bathroom | Bathroom Faucet | 2.2 | 1.8578 | 2.2 | 2.1 |  | N/A | N/A | N/A | Bag | 0.796 |  | 1.672 |  | WA | Single Family | Bathroom Faucet | 2125 | 2259.17 | Single Family | FALSE | FALSE |  |  |  | 4970.174 | 3777.3322 | Single Family_FALSE | Single Family_FALSE | Single Family_ | Single Family_ | Single Family_ | unknown | unknownSingle Family_ | unknownSingle Family_FALSE
Water_00002429 | SITE_01616 | Room_00020050 | Bathroom_1 | Bathroom | Shower | unknown |  |  |  | Unknown | Secondary | Never | Storing stuff | Unknown |  | N/A |  | N/A | WA | Single Family | Shower | 2125 | 2259.17 | Single Family | TRUE | FALSE | FALSE | FALSE | FALSE | 0 | 0 | Single Family_TRUE | Single Family_FALSE | Single Family_FALSE | Single Family_FALSE | Single Family_FALSE | unknown | unknownSingle Family_FALSE | unknownSingle Family_TRUE
Water_00002430 | SITE_01616 | Room_00020058 | Bathroom_2 | Bathroom | Bathroom Faucet | 1.15 | 1.15 |  | 1.3 |  | N/A | N/A | N/A | Bag | 0.796 |  | 1.035 |  | WA | Single Family | Bathroom Faucet | 2125 | 2259.17 | Single Family | FALSE | FALSE |  |  |  | 2598.0455 | 2338.2409 | Single Family_FALSE | Single Family_FALSE | Single Family_ | Single Family_ | Single Family_ | unknown | unknownSingle Family_ | unknownSingle Family_FALSE
Water_00002431 | SITE_01616 | Room_00020058 | Bathroom_2 | Bathroom | Shower | 2.5 |  | 2.5 | 2.4 |  | Primary | Daily / Almost Daily | N/A | Unknown |  | N/A |  | N/A | WA | Single Family | Shower | 2125 | 2259.17 | Single Family | TRUE | FALSE | TRUE | FALSE | FALSE | 5647.925 | 0 | Single Family_TRUE | Single Family_FALSE | Single Family_TRUE | Single Family_FALSE | Single Family_FALSE | unknown | unknownSingle Family_FALSE | unknownSingle Family_TRUE
Water_00002432 | SITE_01616 | Room_00020058 | Bathroom_2 | Bathroom | Bathtub | unknown |  |  |  | N/A | N/A | N/A | N/A | Unknown |  | N/A |  | N/A | WA | Single Family | Bathtub | 2125 | 2259.17 | Single Family | FALSE | FALSE |  |  |  | 0 | 0 | Single Family_FALSE | Single Family_FALSE | Single Family_ | Single Family_ | Single Family_ | unknown | unknownSingle Family_ | unknownSingle Family_FALSE
Water_00002433 | SITE_01801 | Room_00021921 | Bathroom_1 | Bathroom | Shower | unknown |  |  |  | Unknown | Secondary | A few times per year | Too big for pitcher | Unknown |  | N/A |  | N/A | WA | Multifamily Residence | Shower | 2309 | 2000.27 | Multifamily Residence | TRUE | FALSE | FALSE | FALSE | FALSE | 0 | 0 | Multifamily Residence_TRUE | Multifamily Residence_FALSE | Multifamily Residence_FALSE | Multifamily Residence_FALSE | Multifamily Residence_FALSE | unknown | unknownMultifamily Residence_FALSE | unknownMultifamily Residence_TRUE
Water_00002434 | SITE_01801 | Room_00021921 | Bathroom_1 | Bathroom | Bathroom Faucet | 2.0344 | 2.0344 |  | 2.3 |  | N/A | N/A | N/A | Bag | 0.796 |  | 1.831 |  | WA | Multifamily Residence | Bathroom Faucet | 2309 | 2000.27 | Multifamily Residence | FALSE | FALSE |  |  |  | 4069.4382 | 3662.4944 | Multifamily Residence_FALSE | Multifamily Residence_FALSE | Multifamily Residence_ | Multifamily Residence_ | Multifamily Residence_ | unknown | unknownMultifamily Residence_ | unknownMultifamily Residence_FALSE
Water_00002435 | SITE_01801 | Room_00021925 | Bathroom_2 | Bathroom | Bathroom Faucet | 1.5033 | 1.5033 |  | 1.7 |  | N/A | N/A | N/A | Bag | 0.796 |  | 1.353 |  | WA | Multifamily Residence | Bathroom Faucet | 2309 | 2000.27 | Multifamily Residence | FALSE | FALSE |  |  |  | 3007.0726 | 2706.3653 | Multifamily Residence_FALSE | Multifamily Residence_FALSE | Multifamily Residence_ | Multifamily Residence_ | Multifamily Residence_ | unknown | unknownMultifamily Residence_ | unknownMultifamily Residence_FALSE
Water_00002436 | SITE_01801 | Room_00021925 | Bathroom_2 | Bathroom | Shower / Bathtub combo with diverter valve | 2.5 |  | 2.5 | 2.9 |  | Primary | A few times per week | N/A | Unknown |  | N/A |  | N/A | WA | Multifamily Residence | Shower | 2309 | 2000.27 | Multifamily Residence | TRUE | TRUE | TRUE | FALSE | FALSE | 5000.675 | 0 | Multifamily Residence_TRUE | Multifamily Residence_TRUE | Multifamily Residence_TRUE | Multifamily Residence_FALSE | Multifamily Residence_FALSE | unknown | unknownMultifamily Residence_FALSE | unknownMultifamily Residence_TRUE
Water_00002437 | SITE_01801 | Room_00021928 | Kitchen_1 | Kitchen | Kitchen Faucet | 1.5 | 1.5033 | 1.5 | 1.7 |  | N/A | N/A | N/A | Bag | 0.796 |  | 1.353 |  | WA | Multifamily Residence | Kitchen Faucet | 2309 | 2000.27 | Multifamily Residence | FALSE | FALSE |  |  |  | 3000.405 | 2706.3653 | Multifamily Residence_FALSE | Multifamily Residence_FALSE | Multifamily Residence_ | Multifamily Residence_ | Multifamily Residence_ | unknown | unknownMultifamily Residence_ | unknownMultifamily Residence_FALSE
Water_00002438 | SITE_00972 | Room_00015174 | Bathroom_1 | Bathroom | Bathroom Faucet | 1.5 | 1.5478 | 1.5 | 1.75 |  | N/A | N/A | N/A | Bag | 0.796 |  | 1.393 |  | MT | Single Family | Bathroom Faucet | 1489 | 2661.5 | Single Family | FALSE | FALSE |  |  |  | 3992.25 | 3707.4695 | Single Family_FALSE | Single Family_FALSE | Single Family_ | Single Family_ | Single Family_ | unknown | unknownSingle Family_ | unknownSingle Family_FALSE
Water_00002439 | SITE_00972 | Room_00015174 | Bathroom_1 | Bathroom | Shower / Bathtub combo with diverter valve | 3.5389 | 3.5389 |  | 3.75 |  | All used about the same | Daily / Almost Daily | N/A | Bag | 0.8492 |  | 3.185 |  | MT | Single Family | Shower | 1489 | 2661.5 | Single Family | TRUE | TRUE | TRUE | TRUE | TRUE | 9418.7528 | 8476.8775 | Single Family_TRUE | Single Family_TRUE | Single Family_TRUE | Single Family_TRUE | Single Family_TRUE | gt2.5gpm | gt2.5gpmSingle Family_TRUE | gt2.5gpmSingle Family_TRUE
Water_00002440 | SITE_00972 | Room_00015176 | Kitchen_1 | Kitchen | Kitchen Faucet | 8 | 1.7689 | 8 | 2 |  | N/A | N/A | N/A | Bag | 0.796 |  | 1.592 |  | MT | Single Family | Kitchen Faucet | 1489 | 2661.5 | Single Family | FALSE | FALSE |  |  |  | 21292 | 4237.108 | Single Family_FALSE | Single Family_FALSE | Single Family_ | Single Family_ | Single Family_ | unknown | unknownSingle Family_ | unknownSingle Family_FALSE
Water_00002441 | SITE_00962 | Room_00015153 | Kitchen_1 | Kitchen | Kitchen Faucet | 2.8744 | 2.8744 |  | 3.25 |  | N/A | N/A | N/A | Bag | 0.796 |  | 2.587 |  | MT | Single Family | Kitchen Faucet | 1479 | 1882.4 | Single Family | FALSE | FALSE |  |  |  | 5410.8542 | 4869.7688 | Single Family_FALSE | Single Family_FALSE | Single Family_ | Single Family_ | Single Family_ | unknown | unknownSingle Family_ | unknownSingle Family_FALSE
Water_00002442 | SITE_00962 | Room_00015154 | Bathroom_1 | Bathroom | Bathroom Faucet | 3.0956 | 3.0956 |  | 3.5 |  | N/A | N/A | N/A | Bag | 0.796 |  | 2.786 |  | MT | Single Family | Bathroom Faucet | 1479 | 1882.4 | Single Family | FALSE | FALSE |  |  |  | 5827.0738 | 5244.3664 | Single Family_FALSE | Single Family_FALSE | Single Family_ | Single Family_ | Single Family_ | unknown | unknownSingle Family_ | unknownSingle Family_FALSE
Water_00002443 | SITE_00962 | Room_00015162 | Bathroom_2 | Bathroom | Bathroom Faucet | 2.8744 | 2.8744 |  | 3.25 |  | N/A | N/A | N/A | Bag | 0.796 |  | 2.587 |  | MT | Single Family | Bathroom Faucet | 1479 | 1882.4 | Single Family | FALSE | FALSE |  |  |  | 5410.8542 | 4869.7688 | Single Family_FALSE | Single Family_FALSE | Single Family_ | Single Family_ | Single Family_ | unknown | unknownSingle Family_ | unknownSingle Family_FALSE
Water_00002444 | SITE_00962 | Room_00015162 | Bathroom_2 | Bathroom | Shower | 3.5389 | 3.5389 |  | 3.75 |  | Secondary | A few times per year | N/A | Bag | 0.8492 |  | 3.185 |  | MT | Single Family | Shower | 1479 | 1882.4 | Single Family | TRUE | FALSE | TRUE | TRUE | TRUE | 6661.6044 | 5995.444 | Single Family_TRUE | Single Family_FALSE | Single Family_TRUE | Single Family_TRUE | Single Family_TRUE | gt2.5gpm | gt2.5gpmSingle Family_TRUE | gt2.5gpmSingle Family_TRUE
Water_00002445 | SITE_00962 | Room_00015165 | Bathroom_3 | Bathroom | Bathroom Faucet | 2.2 | 2.2111 | 2.2 | 2.5 |  | N/A | N/A | N/A | Bag | 0.796 |  | 1.99 |  | MT | Single Family | Bathroom Faucet | 1479 | 1882.4 | Single Family | FALSE | FALSE |  |  |  | 4141.28 | 3745.976 | Single Family_FALSE | Single Family_FALSE | Single Family_ | Single Family_ | Single Family_ | unknown | unknownSingle Family_ | unknownSingle Family_FALSE
Water_00002446 | SITE_00962 | Room_00015165 | Bathroom_3 | Bathroom | Shower / Bathtub combo with diverter valve | 2.5 | 1.8867 | 2.5 | 2 |  | Primary | Daily / Almost Daily | Most water leaving from bath portion | Bag | 0.8492 |  | 1.698 |  | MT | Single Family | Shower | 1479 | 1882.4 | Single Family | TRUE | TRUE | TRUE | TRUE | TRUE | 4706 | 3196.3152 | Single Family_TRUE | Single Family_TRUE | Single Family_TRUE | Single Family_TRUE | Single Family_TRUE | 2.5gpm | 2.5gpmSingle Family_TRUE | 2.5gpmSingle Family_TRUE
Water_00002447 | SITE_01048 | Room_00015444 | Bathroom_1 | Bathroom | Bathroom Faucet | 1.5 | 1.3267 | 1.5 | 1.5 |  | N/A | N/A | N/A | Bag | 0.796 |  | 1.194 |  | MT | Single Family | Bathroom Faucet | 1564 | 1882.4 | Single Family | FALSE | FALSE |  |  |  | 2823.6 | 2247.5856 | Single Family_FALSE | Single Family_FALSE | Single Family_ | Single Family_ | Single Family_ | unknown | unknownSingle Family_ | unknownSingle Family_FALSE
Water_00002448 | SITE_01048 | Room_00015444 | Bathroom_1 | Bathroom | Shower | 3.5389 | 3.5389 |  | 3.75 |  | Primary | Daily / Almost Daily | N/A | Bag | 0.8492 |  | 3.185 |  | MT | Single Family | Shower | 1564 | 1882.4 | Single Family | TRUE | FALSE | TRUE | TRUE | TRUE | 6661.6044 | 5995.444 | Single Family_TRUE | Single Family_FALSE | Single Family_TRUE | Single Family_TRUE | Single Family_TRUE | gt2.5gpm | gt2.5gpmSingle Family_TRUE | gt2.5gpmSingle Family_TRUE
Water_00002449 | SITE_01048 | Room_00015448 | Bathroom_2 | Bathroom | Bathroom Faucet | 1.5 | 1.99 | 1.5 | 2.25 |  | N/A | N/A | N/A | Bag | 0.796 |  | 1.791 |  | MT | Single Family | Bathroom Faucet | 1564 | 1882.4 | Single Family | FALSE | FALSE |  |  |  | 2823.6 | 3371.3784 | Single Family_FALSE | Single Family_FALSE | Single Family_ | Single Family_ | Single Family_ | unknown | unknownSingle Family_ | unknownSingle Family_FALSE
Water_00002450 | SITE_01048 | Room_00015448 | Bathroom_2 | Bathroom | Shower / Bathtub combo with diverter valve | 4.4822 | 4.4822 |  | 4.75 |  | Secondary | A few times per week | N/A | Bag | 0.8492 |  | 4.034 |  | MT | Single Family | Shower | 1564 | 1882.4 | Single Family | TRUE | TRUE | TRUE | TRUE | TRUE | 8437.3351 | 7593.6016 | Single Family_TRUE | Single Family_TRUE | Single Family_TRUE | Single Family_TRUE | Single Family_TRUE | gt2.5gpm | gt2.5gpmSingle Family_TRUE | gt2.5gpmSingle Family_TRUE
Water_00002451 | SITE_01048 | Room_00015453 | Kitchen_1 | Kitchen | Kitchen Faucet | 1.5 | 2.2111 | 1.5 | 2.5 |  | N/A | N/A | N/A | Bag | 0.796 |  | 1.99 |  | MT | Single Family | Kitchen Faucet | 1564 | 1882.4 | Single Family | FALSE | FALSE |  |  |  | 2823.6 | 3745.976 | Single Family_FALSE | Single Family_FALSE | Single Family_ | Single Family_ | Single Family_ | unknown | unknownSingle Family_ | unknownSingle Family_FALSE
Water_00002452 | SITE_01048 | Room_00015458 | Laundry_1 | Laundry | Kitchen Faucet | 4.2011 | 4.2011 |  | 4.75 |  | N/A | N/A | N/A | Bag | 0.796 |  | 3.781 |  | MT | Single Family | Kitchen Faucet | 1564 | 1882.4 | Single Family | FALSE | FALSE |  |  |  | 7908.1716 | 7117.3544 | Single Family_FALSE | Single Family_FALSE | Single Family_ | Single Family_ | Single Family_ | unknown | unknownSingle Family_ | unknownSingle Family_FALSE
Water_00002453 | SITE_01048 | Room_00015461 | Bathroom_3 | Bathroom | Bathroom Faucet | 1.5 | 1.7689 | 1.5 | 2 |  | N/A | N/A | N/A | Bag | 0.796 |  | 1.592 |  | MT | Single Family | Bathroom Faucet | 1564 | 1882.4 | Single Family | FALSE | FALSE |  |  |  | 2823.6 | 2996.7808 | Single Family_FALSE | Single Family_FALSE | Single Family_ | Single Family_ | Single Family_ | unknown | unknownSingle Family_ | unknownSingle Family_FALSE
Water_00002454 | SITE_01048 | Room_00015461 | Bathroom_3 | Bathroom | Shower | 4.01 | 4.01 |  | 4.25 |  | Secondary | A few times per year | N/A | Bag | 0.8492 |  | 3.609 |  | MT | Single Family | Shower | 1564 | 1882.4 | Single Family | TRUE | FALSE | TRUE | TRUE | TRUE | 7548.424 | 6793.5816 | Single Family_TRUE | Single Family_FALSE | Single Family_TRUE | Single Family_TRUE | Single Family_TRUE | gt2.5gpm | gt2.5gpmSingle Family_TRUE | gt2.5gpmSingle Family_TRUE
Water_00002455 | SITE_01007 | Room_00015249 | Bathroom_7 | Bathroom | Shower | 2.5 | 2.5944 | 2.5 | 2.75 |  | Primary | Daily / Almost Daily | N/A | Bag | 0.8492 |  | 2.335 |  | MT | Single Family | Shower | 1523 | 1882.4 | Single Family | TRUE | FALSE | TRUE | TRUE | TRUE | 4706 | 4395.404 | Single Family_TRUE | Single Family_FALSE | Single Family_TRUE | Single Family_TRUE | Single Family_TRUE | 2.5gpm | 2.5gpmSingle Family_TRUE | 2.5gpmSingle Family_TRUE
Water_00002456 | SITE_01007 | Room_00015249 | Bathroom_7 | Bathroom | Shower | 2.5 | 2.5944 | 2.5 | 2.75 |  | Primary | Daily / Almost Daily | N/A | Bag | 0.8492 |  | 2.335 |  | MT | Single Family | Shower | 1523 | 1882.4 | Single Family | TRUE | FALSE | TRUE | TRUE | TRUE | 4706 | 4395.404 | Single Family_TRUE | Single Family_FALSE | Single Family_TRUE | Single Family_TRUE | Single Family_TRUE | 2.5gpm | 2.5gpmSingle Family_TRUE | 2.5gpmSingle Family_TRUE
Water_00002457 | SITE_01007 | Room_00015249 | Bathroom_7 | Bathroom | Bathroom Faucet | 2.2111 | 2.2111 |  | 2.5 |  | N/A | N/A | N/A | Bag | 0.796 |  | 1.99 |  | MT | Single Family | Bathroom Faucet | 1523 | 1882.4 | Single Family | FALSE | FALSE |  |  |  | 4162.1956 | 3745.976 | Single Family_FALSE | Single Family_FALSE | Single Family_ | Single Family_ | Single Family_ | unknown | unknownSingle Family_ | unknownSingle Family_FALSE
Water_00002458 | SITE_01015 | Room_00015287 | Bathroom_6 | Bathroom | Bathroom Faucet | 2.2 | 2.6533 | 2.2 | 3 |  | N/A | N/A | N/A | Bag | 0.796 |  | 2.388 |  | MT | Single Family | Bathroom Faucet | 1531 | 1882.4 | Single Family | FALSE | FALSE |  |  |  | 4141.28 | 4495.1712 | Single Family_FALSE | Single Family_FALSE | Single Family_ | Single Family_ | Single Family_ | unknown | unknownSingle Family_ | unknownSingle Family_FALSE
Water_00002459 | SITE_01015 | Room_00015287 | Bathroom_6 | Bathroom | Shower / Bathtub combo with diverter valve | 2.5 | 3.0667 | 2.5 | 3.25 |  | Secondary | A few times per year | N/A | Bag | 0.8492 |  | 2.76 |  | MT | Single Family | Shower | 1531 | 1882.4 | Single Family | TRUE | TRUE | TRUE | TRUE | TRUE | 4706 | 5195.424 | Single Family_TRUE | Single Family_TRUE | Single Family_TRUE | Single Family_TRUE | Single Family_TRUE | 2.5gpm | 2.5gpmSingle Family_TRUE | 2.5gpmSingle Family_TRUE
Water_00002460 | SITE_01034 | Room_00015394 | Bathroom_1 | Bathroom | Shower | 3.3022 | 3.3022 |  | 3.5 |  | Secondary | Daily / Almost Daily | N/A | Bag | 0.8492 |  | 2.972 |  | MT | Single Family | Shower | 1550 | 1882.4 | Single Family | TRUE | FALSE | TRUE | TRUE | TRUE | 6216.1031 | 5594.4928 | Single Family_TRUE | Single Family_FALSE | Single Family_TRUE | Single Family_TRUE | Single Family_TRUE | gt2.5gpm | gt2.5gpmSingle Family_TRUE | gt2.5gpmSingle Family_TRUE
Water_00002461 | SITE_01034 | Room_00015394 | Bathroom_1 | Bathroom | Bathroom Faucet | 2.2 | 2.4322 | 2.2 | 2.75 |  | N/A | N/A | N/A | Bag | 0.796 |  | 2.189 |  | MT | Single Family | Bathroom Faucet | 1550 | 1882.4 | Single Family | FALSE | FALSE |  |  |  | 4141.28 | 4120.5736 | Single Family_FALSE | Single Family_FALSE | Single Family_ | Single Family_ | Single Family_ | unknown | unknownSingle Family_ | unknownSingle Family_FALSE
Water_00002462 | SITE_01034 | Room_00015394 | Bathroom_1 | Bathroom | Bathroom Faucet | 2.2 | 2.4322 | 2.2 | 2.75 |  | N/A | N/A | N/A | Bag | 0.796 |  | 2.189 |  | MT | Single Family | Bathroom Faucet | 1550 | 1882.4 | Single Family | FALSE | FALSE |  |  |  | 4141.28 | 4120.5736 | Single Family_FALSE | Single Family_FALSE | Single Family_ | Single Family_ | Single Family_ | unknown | unknownSingle Family_ | unknownSingle Family_FALSE
Water_00002463 | SITE_01034 | Room_00015400 | Bathroom_2 | Bathroom | Bathroom Faucet | 2.2 | 2.4322 | 2.2 | 2.75 |  | N/A | N/A | N/A | Bag | 0.796 |  | 2.189 |  | MT | Single Family | Bathroom Faucet | 1550 | 1882.4 | Single Family | FALSE | FALSE |  |  |  | 4141.28 | 4120.5736 | Single Family_FALSE | Single Family_FALSE | Single Family_ | Single Family_ | Single Family_ | unknown | unknownSingle Family_ | unknownSingle Family_FALSE
Water_00002464 | SITE_01034 | Room_00015400 | Bathroom_2 | Bathroom | Shower / Bathtub combo with diverter valve | 2.8311 | 2.8311 |  | 3 |  | Primary | Daily / Almost Daily | N/A | Bag | 0.8492 |  | 2.548 |  | MT | Single Family | Shower | 1550 | 1882.4 | Single Family | TRUE | TRUE | TRUE | TRUE | TRUE | 5329.2836 | 4796.3552 | Single Family_TRUE | Single Family_TRUE | Single Family_TRUE | Single Family_TRUE | Single Family_TRUE | gt2.5gpm | gt2.5gpmSingle Family_TRUE | gt2.5gpmSingle Family_TRUE
Water_00002465 | SITE_01005 | Room_00015241 | Bathroom_1 | Bathroom | Bathroom Faucet | 0.5 | 0.44222 | 0.5 | 0.5 |  | N/A | N/A | N/A | Bag | 0.796 |  | 0.398 |  | MT | Manufactured | Bathroom Faucet | 1521 | 331.65 | Manufactured | FALSE | FALSE |  |  |  | 165.825 | 131.9967 | Manufactured_FALSE | Manufactured_FALSE | Manufactured_ | Manufactured_ | Manufactured_ | unknown | unknownManufactured_ | unknownManufactured_FALSE
Water_00002466 | SITE_01005 | Room_00015241 | Bathroom_1 | Bathroom | Shower / Bathtub combo with diverter valve | 1.75 | 2.1233 | 1.75 | 2.25 |  | Primary | Daily / Almost Daily | N/A | Bag | 0.8492 |  | 1.911 |  | MT | Manufactured | Shower | 1521 | 331.65 | Manufactured | TRUE | TRUE | TRUE | TRUE | TRUE | 580.3875 | 633.7831 | Manufactured_TRUE | Manufactured_TRUE | Manufactured_TRUE | Manufactured_TRUE | Manufactured_TRUE | 1.8gpm | 1.8gpmManufactured_TRUE | 1.8gpmManufactured_TRUE
Water_00002467 | SITE_01005 | Room_00015243 | Kitchen_1 | Kitchen | Kitchen Faucet | 1.5 | 1.1056 | 1.5 | 1.25 |  | N/A | N/A | N/A | Bag | 0.796 |  | 0.995 |  | MT | Manufactured | Kitchen Faucet | 1521 | 331.65 | Manufactured | FALSE | FALSE |  |  |  | 497.475 | 329.9917 | Manufactured_FALSE | Manufactured_FALSE | Manufactured_ | Manufactured_ | Manufactured_ | unknown | unknownManufactured_ | unknownManufactured_FALSE
Water_00002468 | SITE_01653 | Room_00020491 | Kitchen_2 | Kitchen | Kitchen Faucet | unknown |  |  |  | Unknown | N/A | N/A | Can't access to measure | Bag | 0.796 |  |  | Unknown | WA | Single Family | Kitchen Faucet | 2162 | 235.4 | Single Family | FALSE | FALSE |  |  |  | 0 | 0 | Single Family_FALSE | Single Family_FALSE | Single Family_ | Single Family_ | Single Family_ | unknown | unknownSingle Family_ | unknownSingle Family_FALSE
Water_00002469 | SITE_01653 | Room_00020492 | Bathroom_6 | Bathroom | Bathroom Faucet | 2 |  | 2 |  | Unknown | N/A | N/A | N/A | Bag | 0.796 |  |  | Unknown | WA | Single Family | Bathroom Faucet | 2162 | 235.4 | Single Family | FALSE | FALSE |  |  |  | 470.8 | 0 | Single Family_FALSE | Single Family_FALSE | Single Family_ | Single Family_ | Single Family_ | unknown | unknownSingle Family_ | unknownSingle Family_FALSE
Water_00002470 | SITE_01653 | Room_00020492 | Bathroom_6 | Bathroom | Shower / Bathtub combo with diverter valve | 2.5 |  | 2.5 |  | Unknown | All used about the same | Daily / Almost Daily | N/A | Bag | 0.8492 |  |  | Unknown | WA | Single Family | Shower | 2162 | 235.4 | Single Family | TRUE | TRUE | TRUE | FALSE | FALSE | 588.5 | 0 | Single Family_TRUE | Single Family_TRUE | Single Family_TRUE | Single Family_FALSE | Single Family_FALSE | unknown | unknownSingle Family_FALSE | unknownSingle Family_TRUE
Water_00002471 | SITE_01806 | Room_00021959 | Bathroom_1 | Bathroom | Bathroom Faucet | 1.5 |  | 1.5 | 2 |  | N/A | N/A | N/A | Unknown |  | N/A |  | N/A | WA | Multifamily Residence | Bathroom Faucet | 2314 | 2002.39 | Multifamily Residence | FALSE | FALSE |  |  |  | 3003.585 | 0 | Multifamily Residence_FALSE | Multifamily Residence_FALSE | Multifamily Residence_ | Multifamily Residence_ | Multifamily Residence_ | unknown | unknownMultifamily Residence_ | unknownMultifamily Residence_FALSE
Water_00002472 | SITE_01806 | Room_00021959 | Bathroom_1 | Bathroom | Shower / Bathtub combo with diverter valve | 2.2 |  | 2.2 | 3 |  | Primary | Daily / Almost Daily | N/A | Unknown |  | N/A |  | N/A | WA | Multifamily Residence | Shower | 2314 | 2002.39 | Multifamily Residence | TRUE | TRUE | TRUE | FALSE | FALSE | 4405.258 | 0 | Multifamily Residence_TRUE | Multifamily Residence_TRUE | Multifamily Residence_TRUE | Multifamily Residence_FALSE | Multifamily Residence_FALSE | unknown | unknownMultifamily Residence_FALSE | unknownMultifamily Residence_TRUE
Water_00002473 | SITE_01806 | Room_00021962 | Kitchen_1 | Kitchen | Kitchen Faucet | 2 | 2.2111 | 2 | 2.5 |  | N/A | N/A | N/A | Bag | 0.796 |  | 1.99 |  | WA | Multifamily Residence | Kitchen Faucet | 2314 | 2002.39 | Multifamily Residence | FALSE | FALSE |  |  |  | 4004.78 | 3984.7561 | Multifamily Residence_FALSE | Multifamily Residence_FALSE | Multifamily Residence_ | Multifamily Residence_ | Multifamily Residence_ | unknown | unknownMultifamily Residence_ | unknownMultifamily Residence_FALSE
Water_00002474 | SITE_01731 | Room_00021311 | Bathroom_6 | Bathroom | Bathroom Faucet | 1.5 |  | 1.5 | 2.5 |  | N/A | N/A | N/A | Unknown |  | N/A |  | N/A | WA | Single Family | Bathroom Faucet | 2239 | 12576.67 | Single Family | FALSE | FALSE |  |  |  | 18865.005 | 0 | Single Family_FALSE | Single Family_FALSE | Single Family_ | Single Family_ | Single Family_ | unknown | unknownSingle Family_ | unknownSingle Family_FALSE
Water_00002475 | SITE_01731 | Room_00021311 | Bathroom_6 | Bathroom | Shower / Bathtub combo with diverter valve | unknown |  |  | 2.5 |  | Primary | A few times per week | N/A | Unknown |  | N/A |  | N/A | WA | Single Family | Shower | 2239 | 12576.67 | Single Family | TRUE | TRUE | FALSE | FALSE | FALSE | 0 | 0 | Single Family_TRUE | Single Family_TRUE | Single Family_FALSE | Single Family_FALSE | Single Family_FALSE | unknown | unknownSingle Family_FALSE | unknownSingle Family_TRUE
Water_00002476 | SITE_01818 | Room_00022061 | Kitchen_1 | Kitchen | Bathroom Faucet | 2.2 |  | 2.2 | 2.5 |  | N/A | N/A | N/A | Unknown |  | N/A |  | N/A | WA | Single Family | Bathroom Faucet | 2326 | 12576.67 | Single Family | FALSE | FALSE |  |  |  | 27668.674 | 0 | Single Family_FALSE | Single Family_FALSE | Single Family_ | Single Family_ | Single Family_ | unknown | unknownSingle Family_ | unknownSingle Family_FALSE
Water_00002477 | SITE_01818 | Room_00022065 | Bathroom_1 | Bathroom | Bathroom Faucet | 2.2 |  | 2.2 | 2.2 |  | N/A | N/A | N/A | Unknown |  | N/A |  | N/A | WA | Single Family | Bathroom Faucet | 2326 | 12576.67 | Single Family | FALSE | FALSE |  |  |  | 27668.674 | 0 | Single Family_FALSE | Single Family_FALSE | Single Family_ | Single Family_ | Single Family_ | unknown | unknownSingle Family_ | unknownSingle Family_FALSE
Water_00002478 | SITE_01818 | Room_00022065 | Bathroom_1 | Bathroom | Shower / Bathtub combo with diverter valve | 2.5 |  | 2.5 | 3 |  | Primary | Daily / Almost Daily | N/A | Unknown |  | N/A |  | N/A | WA | Single Family | Shower | 2326 | 12576.67 | Single Family | TRUE | TRUE | TRUE | FALSE | FALSE | 31441.675 | 0 | Single Family_TRUE | Single Family_TRUE | Single Family_TRUE | Single Family_FALSE | Single Family_FALSE | unknown | unknownSingle Family_FALSE | unknownSingle Family_TRUE
Water_00002479 | SITE_01800 | Room_00021917 | Bathroom_1 | Bathroom | Bathroom Faucet | 1.5 |  | 1.5 | 2 |  | N/A | N/A | N/A | Unknown |  | N/A |  | N/A | WA | Multifamily Residence | Bathroom Faucet | 2308 | 2000.27 | Multifamily Residence | FALSE | FALSE |  |  |  | 3000.405 | 0 | Multifamily Residence_FALSE | Multifamily Residence_FALSE | Multifamily Residence_ | Multifamily Residence_ | Multifamily Residence_ | unknown | unknownMultifamily Residence_ | unknownMultifamily Residence_FALSE
Water_00002480 | SITE_01800 | Room_00021912 | Kitchen_1 | Kitchen | Kitchen Faucet | 1.5 | 2.2111 | 1.5 | 2.5 |  | N/A | N/A | N/A | Bag | 0.796 |  | 1.99 |  | WA | Multifamily Residence | Kitchen Faucet | 2308 | 2000.27 | Multifamily Residence | FALSE | FALSE |  |  |  | 3000.405 | 3980.5373 | Multifamily Residence_FALSE | Multifamily Residence_FALSE | Multifamily Residence_ | Multifamily Residence_ | Multifamily Residence_ | unknown | unknownMultifamily Residence_ | unknownMultifamily Residence_FALSE
Water_00002481 | SITE_01574 | Room_00019414 | Laundry_1 | Laundry | Bathroom Faucet | unknown |  |  | 2 |  | N/A | N/A | N/A | Unknown |  | N/A |  | N/A | WA | Single Family | Bathroom Faucet | 2083 | 597.38 | Single Family | FALSE | FALSE |  |  |  | 0 | 0 | Single Family_FALSE | Single Family_FALSE | Single Family_ | Single Family_ | Single Family_ | unknown | unknownSingle Family_ | unknownSingle Family_FALSE
Water_00002482 | SITE_01574 | Room_00019418 | Bathroom_1 | Bathroom | Shower | 2.5 |  | 2.5 | 3.5 |  | Secondary | A few times per year | N/A | Unknown |  | N/A |  | N/A | WA | Single Family | Shower | 2083 | 597.38 | Single Family | TRUE | FALSE | TRUE | FALSE | FALSE | 1493.45 | 0 | Single Family_TRUE | Single Family_FALSE | Single Family_TRUE | Single Family_FALSE | Single Family_FALSE | unknown | unknownSingle Family_FALSE | unknownSingle Family_TRUE
Water_00002483 | SITE_01574 | Room_00019418 | Bathroom_1 | Bathroom | Bathroom Faucet | 2.2 |  | 2.2 | 3.2 |  | N/A | N/A | N/A | Unknown |  | N/A |  | N/A | WA | Single Family | Bathroom Faucet | 2083 | 597.38 | Single Family | FALSE | FALSE |  |  |  | 1314.236 | 0 | Single Family_FALSE | Single Family_FALSE | Single Family_ | Single Family_ | Single Family_ | unknown | unknownSingle Family_ | unknownSingle Family_FALSE
Water_00002484 | SITE_01574 | Room_00019420 | Kitchen_1 | Kitchen | Kitchen Faucet | 1.8 | 2.2111 | 1.8 | 2.5 |  | N/A | N/A | N/A | Bag | 0.796 |  | 1.99 |  | WA | Single Family | Kitchen Faucet | 2083 | 597.38 | Single Family | FALSE | FALSE |  |  |  | 1075.284 | 1188.7862 | Single Family_FALSE | Single Family_FALSE | Single Family_ | Single Family_ | Single Family_ | unknown | unknownSingle Family_ | unknownSingle Family_FALSE
Water_00002485 | SITE_01574 | Room_00019427 | Bathroom_2 | Bathroom | Shower / Bathtub combo with diverter valve | unknown |  |  | 3 |  | Secondary | A few times per month | N/A | Unknown |  | N/A |  | N/A | WA | Single Family | Shower | 2083 | 597.38 | Single Family | TRUE | TRUE | FALSE | FALSE | FALSE | 0 | 0 | Single Family_TRUE | Single Family_TRUE | Single Family_FALSE | Single Family_FALSE | Single Family_FALSE | unknown | unknownSingle Family_FALSE | unknownSingle Family_TRUE
Water_00002486 | SITE_01574 | Room_00019427 | Bathroom_2 | Bathroom | Bathroom Faucet | 2.2 |  | 2.2 | 3.5 |  | N/A | N/A | N/A | Unknown |  | N/A |  | N/A | WA | Single Family | Bathroom Faucet | 2083 | 597.38 | Single Family | FALSE | FALSE |  |  |  | 1314.236 | 0 | Single Family_FALSE | Single Family_FALSE | Single Family_ | Single Family_ | Single Family_ | unknown | unknownSingle Family_ | unknownSingle Family_FALSE
Water_00002487 | SITE_01574 | Room_00019430 | Bathroom_3 | Bathroom | Bathroom Faucet | unknown |  |  | 3 |  | N/A | N/A | N/A | Unknown |  | N/A |  | N/A | WA | Single Family | Bathroom Faucet | 2083 | 597.38 | Single Family | FALSE | FALSE |  |  |  | 0 | 0 | Single Family_FALSE | Single Family_FALSE | Single Family_ | Single Family_ | Single Family_ | unknown | unknownSingle Family_ | unknownSingle Family_FALSE
Water_00002488 | SITE_01574 | Room_00019430 | Bathroom_3 | Bathroom | Bathroom Faucet | unknown |  |  | 3 |  | N/A | N/A | N/A | Unknown |  | N/A |  | N/A | WA | Single Family | Bathroom Faucet | 2083 | 597.38 | Single Family | FALSE | FALSE |  |  |  | 0 | 0 | Single Family_FALSE | Single Family_FALSE | Single Family_ | Single Family_ | Single Family_ | unknown | unknownSingle Family_ | unknownSingle Family_FALSE
Water_00002489 | SITE_01574 | Room_00019430 | Bathroom_3 | Bathroom | Shower | 2.5 |  | 2.5 | 3.5 |  | Primary | Daily / Almost Daily | N/A | Unknown |  | N/A |  | N/A | WA | Single Family | Shower | 2083 | 597.38 | Single Family | TRUE | FALSE | TRUE | FALSE | FALSE | 1493.45 | 0 | Single Family_TRUE | Single Family_FALSE | Single Family_TRUE | Single Family_FALSE | Single Family_FALSE | unknown | unknownSingle Family_FALSE | unknownSingle Family_TRUE
Water_00002490 | SITE_01569 | Room_00019333 | Bathroom_6 | Bathroom | Bathroom Faucet | 2 |  | 2 | 3 |  | N/A | N/A | N/A | Unknown |  | N/A |  | N/A | WA | Single Family | Bathroom Faucet | 2078 | 597.38 | Single Family | FALSE | FALSE |  |  |  | 1194.76 | 0 | Single Family_FALSE | Single Family_FALSE | Single Family_ | Single Family_ | Single Family_ | unknown | unknownSingle Family_ | unknownSingle Family_FALSE
Water_00002491 | SITE_01569 | Room_00019333 | Bathroom_6 | Bathroom | Shower | 2.5 |  | 2.5 | 3.5 |  | Secondary | A few times per year | N/A | Unknown |  | N/A |  | N/A | WA | Single Family | Shower | 2078 | 597.38 | Single Family | TRUE | FALSE | TRUE | FALSE | FALSE | 1493.45 | 0 | Single Family_TRUE | Single Family_FALSE | Single Family_TRUE | Single Family_FALSE | Single Family_FALSE | unknown | unknownSingle Family_FALSE | unknownSingle Family_TRUE
Water_00002492 | SITE_01977 | Room_00024114 | Kitchen_1 | Kitchen | Bathroom Faucet | unknown |  |  | 2.5 |  | N/A | N/A | N/A | Unknown |  | N/A |  | N/A | WA | Single Family | Bathroom Faucet | 2484 | 12576.67 | Single Family | FALSE | FALSE |  |  |  | 0 | 0 | Single Family_FALSE | Single Family_FALSE | Single Family_ | Single Family_ | Single Family_ | unknown | unknownSingle Family_ | unknownSingle Family_FALSE
Water_00002493 | SITE_01977 | Room_00024116 | Bathroom_1 | Bathroom | Bathroom Faucet | unknown |  |  | 2 |  | N/A | N/A | N/A | Unknown |  | N/A |  | N/A | WA | Single Family | Bathroom Faucet | 2484 | 12576.67 | Single Family | FALSE | FALSE |  |  |  | 0 | 0 | Single Family_FALSE | Single Family_FALSE | Single Family_ | Single Family_ | Single Family_ | unknown | unknownSingle Family_ | unknownSingle Family_FALSE
Water_00002494 | SITE_01977 | Room_00024116 | Bathroom_1 | Bathroom | Shower / Bathtub combo with diverter valve | unknown |  |  | 2.5 |  | Primary | Daily / Almost Daily | N/A | Unknown |  | N/A |  | N/A | WA | Single Family | Shower | 2484 | 12576.67 | Single Family | TRUE | TRUE | FALSE | FALSE | FALSE | 0 | 0 | Single Family_TRUE | Single Family_TRUE | Single Family_FALSE | Single Family_FALSE | Single Family_FALSE | unknown | unknownSingle Family_FALSE | unknownSingle Family_TRUE
Water_00002495 | SITE_01977 | Room_00024122 | Bathroom_2 | Bathroom | Bathroom Faucet | unknown |  |  | 2.5 |  | N/A | N/A | N/A | Unknown |  | N/A |  | N/A | WA | Single Family | Bathroom Faucet | 2484 | 12576.67 | Single Family | FALSE | FALSE |  |  |  | 0 | 0 | Single Family_FALSE | Single Family_FALSE | Single Family_ | Single Family_ | Single Family_ | unknown | unknownSingle Family_ | unknownSingle Family_FALSE
Water_00002496 | SITE_01977 | Room_00024122 | Bathroom_2 | Bathroom | Shower / Bathtub combo with diverter valve | unknown |  |  | 3.5 |  | Secondary | A few times per month | N/A | Unknown |  | N/A |  | N/A | WA | Single Family | Shower | 2484 | 12576.67 | Single Family | TRUE | TRUE | FALSE | FALSE | FALSE | 0 | 0 | Single Family_TRUE | Single Family_TRUE | Single Family_FALSE | Single Family_FALSE | Single Family_FALSE | unknown | unknownSingle Family_FALSE | unknownSingle Family_TRUE
Water_00002497 | SITE_01540 | Room_00018939 | Bathroom_3 | Bathroom | Bathroom Faucet | 1.5 | 1.4156 | 1.5 | 1.6 |  | N/A | N/A | N/A | Bag | 0.796 |  | 1.274 |  | WA | Single Family | Bathroom Faucet | 2049 | 597.38 | Single Family | FALSE | FALSE |  |  |  | 896.07 | 761.0621 | Single Family_FALSE | Single Family_FALSE | Single Family_ | Single Family_ | Single Family_ | unknown | unknownSingle Family_ | unknownSingle Family_FALSE
Water_00002498 | SITE_01540 | Room_00018943 | Bathroom_1 | Bathroom | Shower / Bathtub combo with diverter valve | 2.5 | 1.8867 | 2.5 | 2 |  | Never / rarely used | A few times per week | N/A | Bag | 0.8492 |  | 1.698 |  | WA | Single Family | Shower | 2049 | 597.38 | Single Family | TRUE | TRUE | TRUE | TRUE | TRUE | 1493.45 | 1014.3512 | Single Family_TRUE | Single Family_TRUE | Single Family_TRUE | Single Family_TRUE | Single Family_TRUE | 2.5gpm | 2.5gpmSingle Family_TRUE | 2.5gpmSingle Family_TRUE
Water_00002499 | SITE_01540 | Room_00018943 | Bathroom_1 | Bathroom | Bathroom Faucet | 3.5378 | 3.5378 |  | 4 |  | N/A | N/A | N/A | Bag | 0.796 |  | 3.184 |  | WA | Single Family | Bathroom Faucet | 2049 | 597.38 | Single Family | FALSE | FALSE |  |  |  | 2113.3977 | 1902.0579 | Single Family_FALSE | Single Family_FALSE | Single Family_ | Single Family_ | Single Family_ | unknown | unknownSingle Family_ | unknownSingle Family_FALSE
Water_00002500 | SITE_01540 | Room_00018947 | Bathroom_2 | Bathroom | Shower | 2.5 | 2.8311 | 2.5 | 3 |  | Primary | Daily / Almost Daily | N/A | Bag | 0.8492 |  | 2.548 |  | WA | Single Family | Shower | 2049 | 597.38 | Single Family | TRUE | FALSE | TRUE | TRUE | TRUE | 1493.45 | 1522.1242 | Single Family_TRUE | Single Family_FALSE | Single Family_TRUE | Single Family_TRUE | Single Family_TRUE | 2.5gpm | 2.5gpmSingle Family_TRUE | 2.5gpmSingle Family_TRUE
Water_00002501 | SITE_01540 | Room_00018947 | Bathroom_2 | Bathroom | Bathroom Faucet | 3.5378 | 3.5378 |  | 4 |  | N/A | N/A | N/A | Bag | 0.796 |  | 3.184 |  | WA | Single Family | Bathroom Faucet | 2049 | 597.38 | Single Family | FALSE | FALSE |  |  |  | 2113.3977 | 1902.0579 | Single Family_FALSE | Single Family_FALSE | Single Family_ | Single Family_ | Single Family_ | unknown | unknownSingle Family_ | unknownSingle Family_FALSE
Water_00002502 | SITE_01540 | Room_00018948 | Kitchen_1 | Kitchen | Kitchen Faucet | 1.5 | 1.3267 | 1.5 | 1.5 |  | N/A | N/A | N/A | Bag | 0.796 |  | 1.194 |  | WA | Single Family | Kitchen Faucet | 2049 | 597.38 | Single Family | FALSE | FALSE |  |  |  | 896.07 | 713.2717 | Single Family_FALSE | Single Family_FALSE | Single Family_ | Single Family_ | Single Family_ | unknown | unknownSingle Family_ | unknownSingle Family_FALSE
Water_00002503 | SITE_01563 | Room_00019247 | Kitchen_1 | Kitchen | Kitchen Faucet | 2 | 2.2111 | 2 | 2.5 |  | N/A | N/A | N/A | Bag | 0.796 |  | 1.99 |  | WA | Single Family | Kitchen Faucet | 2072 | 597.38 | Single Family | FALSE | FALSE |  |  |  | 1194.76 | 1188.7862 | Single Family_FALSE | Single Family_FALSE | Single Family_ | Single Family_ | Single Family_ | unknown | unknownSingle Family_ | unknownSingle Family_FALSE
Water_00002504 | SITE_01563 | Room_00019250 | Bathroom_1 | Bathroom | Bathroom Faucet | 0.7 | 2.6533 | 0.7 | 3 |  | N/A | N/A | N/A | Bag | 0.796 |  | 2.388 |  | WA | Single Family | Bathroom Faucet | 2072 | 597.38 | Single Family | FALSE | FALSE |  |  |  | 418.166 | 1426.5434 | Single Family_FALSE | Single Family_FALSE | Single Family_ | Single Family_ | Single Family_ | unknown | unknownSingle Family_ | unknownSingle Family_FALSE
Water_00002505 | SITE_01563 | Room_00019250 | Bathroom_1 | Bathroom | Shower / Bathtub combo with diverter valve | 2 | 1.8867 | 2 | 2 |  | Primary | Daily / Almost Daily | N/A | Bag | 0.8492 |  | 1.698 |  | WA | Single Family | Shower | 2072 | 597.38 | Single Family | TRUE | TRUE | TRUE | TRUE | TRUE | 1194.76 | 1014.3512 | Single Family_TRUE | Single Family_TRUE | Single Family_TRUE | Single Family_TRUE | Single Family_TRUE | 2.0gpm | 2.0gpmSingle Family_TRUE | 2.0gpmSingle Family_TRUE
Water_00002506 | SITE_02064 | Room_00025452 | Kitchen_1 | Kitchen | Kitchen Faucet | 1.8 | 2.2111 | 1.8 | 2.5 |  | N/A | N/A | N/A | Bag | 0.796 |  | 1.99 |  | WA | Single Family | Kitchen Faucet | 2571 | 12576.67 | Single Family | FALSE | FALSE |  |  |  | 22638.006 | 25027.5733 | Single Family_FALSE | Single Family_FALSE | Single Family_ | Single Family_ | Single Family_ | unknown | unknownSingle Family_ | unknownSingle Family_FALSE
Water_00002507 | SITE_02064 | Room_00025455 | Bathroom_2 | Bathroom | Bathroom Faucet | 1.5 | 1.99 | 1.5 | 2.25 |  | N/A | N/A | N/A | Bag | 0.796 |  | 1.791 |  | WA | Single Family | Bathroom Faucet | 2571 | 12576.67 | Single Family | FALSE | FALSE |  |  |  | 18865.005 | 22524.816 | Single Family_FALSE | Single Family_FALSE | Single Family_ | Single Family_ | Single Family_ | unknown | unknownSingle Family_ | unknownSingle Family_FALSE
Water_00002508 | SITE_02064 | Room_00025455 | Bathroom_2 | Bathroom | Shower | 2.5 | 1.8867 | 2.5 | 2 |  | Primary | Daily / Almost Daily | N/A | Bag | 0.8492 |  | 1.698 |  | WA | Single Family | Shower | 2571 | 12576.67 | Single Family | TRUE | FALSE | TRUE | TRUE | TRUE | 31441.675 | 21355.1857 | Single Family_TRUE | Single Family_FALSE | Single Family_TRUE | Single Family_TRUE | Single Family_TRUE | 2.5gpm | 2.5gpmSingle Family_TRUE | 2.5gpmSingle Family_TRUE
Water_00002509 | SITE_02064 | Room_00025456 | Bathroom_1 | Bathroom | Bathroom Faucet | 1.5 | 1.99 | 1.5 | 2.25 |  | N/A | N/A | N/A | Bag | 0.796 |  | 1.791 |  | WA | Single Family | Bathroom Faucet | 2571 | 12576.67 | Single Family | FALSE | FALSE |  |  |  | 18865.005 | 22524.816 | Single Family_FALSE | Single Family_FALSE | Single Family_ | Single Family_ | Single Family_ | unknown | unknownSingle Family_ | unknownSingle Family_FALSE
Water_00002510 | SITE_02064 | Room_00025456 | Bathroom_1 | Bathroom | Shower / Bathtub combo with diverter valve | 2.5 | 1.8867 | 2.5 | 2 |  | Secondary | A few times per year | N/A | Bag | 0.8492 |  | 1.698 |  | WA | Single Family | Shower | 2571 | 12576.67 | Single Family | TRUE | TRUE | TRUE | TRUE | TRUE | 31441.675 | 21355.1857 | Single Family_TRUE | Single Family_TRUE | Single Family_TRUE | Single Family_TRUE | Single Family_TRUE | 2.5gpm | 2.5gpmSingle Family_TRUE | 2.5gpmSingle Family_TRUE
Water_00002511 | SITE_01577 | Room_00019468 | Bathroom_1 | Bathroom | Bathroom Faucet | unknown |  |  | 2.2 |  | N/A | N/A | N/A | Unknown |  | N/A |  | N/A | WA | Single Family | Bathroom Faucet | 2086 | 2259.17 | Single Family | FALSE | FALSE |  |  |  | 0 | 0 | Single Family_FALSE | Single Family_FALSE | Single Family_ | Single Family_ | Single Family_ | unknown | unknownSingle Family_ | unknownSingle Family_FALSE
Water_00002512 | SITE_01577 | Room_00019468 | Bathroom_1 | Bathroom | Shower | unknown |  |  | 3 |  | Primary | Daily / Almost Daily | N/A | Unknown |  | N/A |  | N/A | WA | Single Family | Shower | 2086 | 2259.17 | Single Family | TRUE | FALSE | FALSE | FALSE | FALSE | 0 | 0 | Single Family_TRUE | Single Family_FALSE | Single Family_FALSE | Single Family_FALSE | Single Family_FALSE | unknown | unknownSingle Family_FALSE | unknownSingle Family_TRUE
Water_00002513 | SITE_01577 | Room_00019471 | Bathroom_2 | Bathroom | Bathroom Faucet | 2 |  | 2 | 2.5 |  | N/A | N/A | N/A | Unknown |  | N/A |  | N/A | WA | Single Family | Bathroom Faucet | 2086 | 2259.17 | Single Family | FALSE | FALSE |  |  |  | 4518.34 | 0 | Single Family_FALSE | Single Family_FALSE | Single Family_ | Single Family_ | Single Family_ | unknown | unknownSingle Family_ | unknownSingle Family_FALSE
Water_00002514 | SITE_01577 | Room_00019471 | Bathroom_2 | Bathroom | Shower / Bathtub combo with diverter valve | unknown |  |  | 3.5 |  | Secondary | A few times per year | N/A | Unknown |  | N/A |  | N/A | WA | Single Family | Shower | 2086 | 2259.17 | Single Family | TRUE | TRUE | FALSE | FALSE | FALSE | 0 | 0 | Single Family_TRUE | Single Family_TRUE | Single Family_FALSE | Single Family_FALSE | Single Family_FALSE | unknown | unknownSingle Family_FALSE | unknownSingle Family_TRUE
Water_00002515 | SITE_01577 | Room_00019475 | Kitchen_1 | Kitchen | Kitchen Faucet | 2.6533 | 2.6533 |  | 3 |  | N/A | N/A | N/A | Bag | 0.796 |  | 2.388 |  | WA | Single Family | Kitchen Faucet | 2086 | 2259.17 | Single Family | FALSE | FALSE |  |  |  | 5994.3311 | 5394.898 | Single Family_FALSE | Single Family_FALSE | Single Family_ | Single Family_ | Single Family_ | unknown | unknownSingle Family_ | unknownSingle Family_FALSE
Water_00002516 | SITE_01803 | Room_00021942 | Bathroom_1 | Bathroom | Bathroom Faucet | unknown |  |  | 1.5 |  | N/A | N/A | N/A | Unknown |  | N/A |  | N/A | WA | Multifamily Residence | Bathroom Faucet | 2311 | 2002.39 | Multifamily Residence | FALSE | FALSE |  |  |  | 0 | 0 | Multifamily Residence_FALSE | Multifamily Residence_FALSE | Multifamily Residence_ | Multifamily Residence_ | Multifamily Residence_ | unknown | unknownMultifamily Residence_ | unknownMultifamily Residence_FALSE
Water_00002517 | SITE_01803 | Room_00021942 | Bathroom_1 | Bathroom | Shower / Bathtub combo with diverter valve | 2.5 |  | 2.5 | 2.5 |  | Primary | Daily / Almost Daily | N/A | Unknown |  | N/A |  | N/A | WA | Multifamily Residence | Shower | 2311 | 2002.39 | Multifamily Residence | TRUE | TRUE | TRUE | FALSE | FALSE | 5005.975 | 0 | Multifamily Residence_TRUE | Multifamily Residence_TRUE | Multifamily Residence_TRUE | Multifamily Residence_FALSE | Multifamily Residence_FALSE | unknown | unknownMultifamily Residence_FALSE | unknownMultifamily Residence_TRUE
Water_00002518 | SITE_01803 | Room_00021943 | Kitchen_1 | Kitchen | Kitchen Faucet | 2.2111 | 2.2111 |  | 2.5 |  | N/A | N/A | N/A | Bag | 0.796 |  | 1.99 |  | WA | Multifamily Residence | Kitchen Faucet | 2311 | 2002.39 | Multifamily Residence | FALSE | FALSE |  |  |  | 4427.5068 | 3984.7561 | Multifamily Residence_FALSE | Multifamily Residence_FALSE | Multifamily Residence_ | Multifamily Residence_ | Multifamily Residence_ | unknown | unknownMultifamily Residence_ | unknownMultifamily Residence_FALSE
Water_00002519 | SITE_01597 | Room_00019752 | Bathroom_6 | Bathroom | Bathroom Faucet | unknown |  |  | 2.2 |  | N/A | N/A | N/A | Unknown |  | N/A |  | N/A | WA | Single Family | Bathroom Faucet | 2106 | 2259.17 | Single Family | FALSE | FALSE |  |  |  | 0 | 0 | Single Family_FALSE | Single Family_FALSE | Single Family_ | Single Family_ | Single Family_ | unknown | unknownSingle Family_ | unknownSingle Family_FALSE
Water_00002520 | SITE_01597 | Room_00019752 | Bathroom_6 | Bathroom | Shower / Bathtub combo with diverter valve | unknown |  |  | 3.5 |  | Secondary | A few times per week | N/A | Unknown |  | N/A |  | N/A | WA | Single Family | Shower | 2106 | 2259.17 | Single Family | TRUE | TRUE | FALSE | FALSE | FALSE | 0 | 0 | Single Family_TRUE | Single Family_TRUE | Single Family_FALSE | Single Family_FALSE | Single Family_FALSE | unknown | unknownSingle Family_FALSE | unknownSingle Family_TRUE
Water_00002521 | SITE_01676 | Room_00020768 | Kitchen_1 | Kitchen | Kitchen Faucet | 2.2 |  | 2.2 | 2.2 |  | N/A | N/A | N/A | Unknown |  | N/A |  | N/A | WA | Single Family | Kitchen Faucet | 2184 | 72.88 | Single Family | FALSE | FALSE |  |  |  | 160.336 | 0 | Single Family_FALSE | Single Family_FALSE | Single Family_ | Single Family_ | Single Family_ | unknown | unknownSingle Family_ | unknownSingle Family_FALSE
Water_00002522 | SITE_01597 | Room_00019760 | Bathroom_1 | Bathroom | Bathroom Faucet | 1.3267 | 1.3267 |  | 1.5 |  | N/A | N/A | N/A | Bag | 0.796 |  | 1.194 |  | WA | Single Family | Bathroom Faucet | 2106 | 2259.17 | Single Family | FALSE | FALSE |  |  |  | 2997.1655 | 2697.449 | Single Family_FALSE | Single Family_FALSE | Single Family_ | Single Family_ | Single Family_ | unknown | unknownSingle Family_ | unknownSingle Family_FALSE
Water_00002523 | SITE_01597 | Room_00019760 | Bathroom_1 | Bathroom | Bathroom Faucet | 1.3267 | 1.3267 |  | 1.5 |  | N/A | N/A | N/A | Bag | 0.796 |  | 1.194 |  | WA | Single Family | Bathroom Faucet | 2106 | 2259.17 | Single Family | FALSE | FALSE |  |  |  | 2997.1655 | 2697.449 | Single Family_FALSE | Single Family_FALSE | Single Family_ | Single Family_ | Single Family_ | unknown | unknownSingle Family_ | unknownSingle Family_FALSE
Water_00002524 | SITE_01597 | Room_00019760 | Bathroom_1 | Bathroom | Shower / Bathtub combo with diverter valve | 1.45 | 1.45 |  | 1.4 |  | All used about the same | Daily / Almost Daily | N/A | Weir | 0.932 |  | 1.305 |  | WA | Single Family | Shower | 2106 | 2259.17 | Single Family | TRUE | TRUE | TRUE | TRUE | TRUE | 3275.7965 | 2948.2168 | Single Family_TRUE | Single Family_TRUE | Single Family_TRUE | Single Family_TRUE | Single Family_TRUE | <1.5gpm | <1.5gpmSingle Family_TRUE | <1.5gpmSingle Family_TRUE
Water_00002525 | SITE_01597 | Room_00019765 | Kitchen_1 | Kitchen | Kitchen Faucet | 2.2 |  | 2.2 | 1.5 |  | N/A | N/A | N/A | Unknown |  | N/A |  | N/A | WA | Single Family | Kitchen Faucet | 2106 | 2259.17 | Single Family | FALSE | FALSE |  |  |  | 4970.174 | 0 | Single Family_FALSE | Single Family_FALSE | Single Family_ | Single Family_ | Single Family_ | unknown | unknownSingle Family_ | unknownSingle Family_FALSE
Water_00002526 | SITE_01597 | Room_00019766 | Bathroom_2 | Bathroom | Bathroom Faucet | 1.3267 | 1.3267 |  | 1.5 |  | N/A | N/A | N/A | Bag | 0.796 |  | 1.194 |  | WA | Single Family | Bathroom Faucet | 2106 | 2259.17 | Single Family | FALSE | FALSE |  |  |  | 2997.1655 | 2697.449 | Single Family_FALSE | Single Family_FALSE | Single Family_ | Single Family_ | Single Family_ | unknown | unknownSingle Family_ | unknownSingle Family_FALSE
Water_00002527 | SITE_01660 | Room_00020558 | Bathroom_1 | Bathroom | Bathtub | unknown |  |  |  | N/A | N/A | N/A | N/A | Unknown |  | N/A |  | N/A | WA | Single Family | Bathtub | 2168 | 235.4 | Single Family | FALSE | FALSE |  |  |  | 0 | 0 | Single Family_FALSE | Single Family_FALSE | Single Family_ | Single Family_ | Single Family_ | unknown | unknownSingle Family_ | unknownSingle Family_FALSE
Water_00002528 | SITE_01660 | Room_00020558 | Bathroom_1 | Bathroom | Bathroom Faucet | 1.3267 | 1.3267 |  | 1.5 |  | N/A | N/A | N/A | Bag | 0.796 |  | 1.194 |  | WA | Single Family | Bathroom Faucet | 2168 | 235.4 | Single Family | FALSE | FALSE |  |  |  | 312.2973 | 281.0676 | Single Family_FALSE | Single Family_FALSE | Single Family_ | Single Family_ | Single Family_ | unknown | unknownSingle Family_ | unknownSingle Family_FALSE
Water_00002529 | SITE_01027 | Room_00015350 | Bathroom_1 | Bathroom | Shower | 2.0756 | 2.0756 |  | 2.2 |  | Primary | Daily / Almost Daily | N/A | Bag | 0.8492 |  | 1.868 |  | MT | Single Family | Shower | 1543 | 2661.5 | Single Family | TRUE | FALSE | TRUE | TRUE | TRUE | 5524.0911 | 4971.682 | Single Family_TRUE | Single Family_FALSE | Single Family_TRUE | Single Family_TRUE | Single Family_TRUE | 2.5gpm | 2.5gpmSingle Family_TRUE | 2.5gpmSingle Family_TRUE
Water_00002530 | SITE_01027 | Room_00015350 | Bathroom_1 | Bathroom | Bathroom Faucet | 2.2 | 2.2111 | 2.2 | 2.5 |  | N/A | N/A | N/A | Bag | 0.796 |  | 1.99 |  | MT | Single Family | Bathroom Faucet | 1543 | 2661.5 | Single Family | FALSE | FALSE |  |  |  | 5855.3 | 5296.385 | Single Family_FALSE | Single Family_FALSE | Single Family_ | Single Family_ | Single Family_ | unknown | unknownSingle Family_ | unknownSingle Family_FALSE
Water_00002531 | SITE_01027 | Room_00015352 | Kitchen_1 | Kitchen | Kitchen Faucet | 2.3 | 2.3 |  | 2.6 |  | N/A | N/A | N/A | Bag | 0.796 |  | 2.07 |  | MT | Single Family | Kitchen Faucet | 1543 | 2661.5 | Single Family | FALSE | FALSE |  |  |  | 6121.45 | 5509.305 | Single Family_FALSE | Single Family_FALSE | Single Family_ | Single Family_ | Single Family_ | unknown | unknownSingle Family_ | unknownSingle Family_FALSE
Water_00002532 | SITE_01027 | Room_00015361 | Bathroom_2 | Bathroom | Bathroom Faucet | 2.2111 | 2.2111 |  | 2.5 |  | N/A | N/A | N/A | Bag | 0.796 |  | 1.99 |  | MT | Single Family | Bathroom Faucet | 1543 | 2661.5 | Single Family | FALSE | FALSE |  |  |  | 5884.8722 | 5296.385 | Single Family_FALSE | Single Family_FALSE | Single Family_ | Single Family_ | Single Family_ | unknown | unknownSingle Family_ | unknownSingle Family_FALSE
Water_00002533 | SITE_00943 | Room_00015069 | Kitchen_1 | Kitchen | Kitchen Faucet | 2 | 1.9456 | 2 | 2.2 |  | N/A | N/A | N/A | Bag | 0.796 |  | 1.751 |  | MT | Multifamily Residence | Kitchen Faucet | 1460 | 214.04 | Multifamily Residence | FALSE | FALSE |  |  |  | 428.08 | 374.784 | Multifamily Residence_FALSE | Multifamily Residence_FALSE | Multifamily Residence_ | Multifamily Residence_ | Multifamily Residence_ | unknown | unknownMultifamily Residence_ | unknownMultifamily Residence_FALSE
Water_00002534 | SITE_00943 | Room_00015071 | Bathroom_1 | Bathroom | Shower / Bathtub combo with diverter valve | 3.3022 | 3.3022 |  | 3.5 |  | Primary | Daily / Almost Daily | N/A | Bag | 0.8492 |  | 2.972 |  | MT | Multifamily Residence | Shower | 1460 | 214.04 | Multifamily Residence | TRUE | TRUE | TRUE | TRUE | TRUE | 706.8076 | 636.1269 | Multifamily Residence_TRUE | Multifamily Residence_TRUE | Multifamily Residence_TRUE | Multifamily Residence_TRUE | Multifamily Residence_TRUE | gt2.5gpm | gt2.5gpmMultifamily Residence_TRUE | gt2.5gpmMultifamily Residence_TRUE
Water_00002535 | SITE_00943 | Room_00015071 | Bathroom_1 | Bathroom | Bathroom Faucet | 2.2 | 1.4156 | 2.2 | 1.6 |  | N/A | N/A | N/A | Bag | 0.796 |  | 1.274 |  | MT | Multifamily Residence | Bathroom Faucet | 1460 | 214.04 | Multifamily Residence | FALSE | FALSE |  |  |  | 470.888 | 272.687 | Multifamily Residence_FALSE | Multifamily Residence_FALSE | Multifamily Residence_ | Multifamily Residence_ | Multifamily Residence_ | unknown | unknownMultifamily Residence_ | unknownMultifamily Residence_FALSE
Water_00002536 | SITE_00944 | Room_00015075 | Kitchen_1 | Kitchen | Kitchen Faucet | 2.0344 | 2.0344 |  | 2.3 |  | N/A | N/A | N/A | Bag | 0.796 |  | 1.831 |  | MT | Multifamily Residence | Kitchen Faucet | 1461 | 214.04 | Multifamily Residence | FALSE | FALSE |  |  |  | 435.4525 | 391.9072 | Multifamily Residence_FALSE | Multifamily Residence_FALSE | Multifamily Residence_ | Multifamily Residence_ | Multifamily Residence_ | unknown | unknownMultifamily Residence_ | unknownMultifamily Residence_FALSE
Water_00002537 | SITE_00944 | Room_00015078 | Bathroom_1 | Bathroom | Bathroom Faucet | 2.2 | 2.0344 | 2.2 | 2.3 |  | N/A | N/A | N/A | Bag | 0.796 |  | 1.831 |  | MT | Multifamily Residence | Bathroom Faucet | 1461 | 214.04 | Multifamily Residence | FALSE | FALSE |  |  |  | 470.888 | 391.9072 | Multifamily Residence_FALSE | Multifamily Residence_FALSE | Multifamily Residence_ | Multifamily Residence_ | Multifamily Residence_ | unknown | unknownMultifamily Residence_ | unknownMultifamily Residence_FALSE
Water_00002538 | SITE_00944 | Room_00015078 | Bathroom_1 | Bathroom | Shower / Bathtub combo with diverter valve | 3.2078 | 3.2078 |  | 3.4 |  | Primary | Daily / Almost Daily | N/A | Bag | 0.8492 |  | 2.887 |  | MT | Multifamily Residence | Shower | 1461 | 214.04 | Multifamily Residence | TRUE | TRUE | TRUE | TRUE | TRUE | 686.5928 | 617.9335 | Multifamily Residence_TRUE | Multifamily Residence_TRUE | Multifamily Residence_TRUE | Multifamily Residence_TRUE | Multifamily Residence_TRUE | gt2.5gpm | gt2.5gpmMultifamily Residence_TRUE | gt2.5gpmMultifamily Residence_TRUE

## RBSA_ALT_svy_wt
RBSA II single family alternate survey weights
Database was reweighted and updated on April 9, 2019 to provide urban/rural balance
DB_SiteID | CK_SiteID | DHW Type | DHW Technology | DHW Size (Gallons) | DHW Make | DHW Model | DHW Year Manufactured on Nameplate? | DHW Year Manufactured | DHW Serial | DHW Provided by Heating System | DHW Supplemental Solar Water Heating? | DHW Fuel | DHW Capacity | DHW Capacity Units | DHW Energy Factor | DHW HPWH in Conditioned Space | DHW HPWH Conditioned Space Type | DHW HPWH Conditioned Space Size | DHW HPWH Relation to Space Heating Unit | DHW HPWH Ducting | DHW Location | DHW Serves Whole House? | DHW Within 4 feet of a drain? | DHW Drain Type | DHW Tank wrap? | DHW Tank Wrap Thickness | DHW Pipe wrap? | DHW Pipe wrap type | DHW pipe wrap length | DHW Pipe wrap thickness | DHW Can its exhaust to garage or get supply air from the house interior? | DHW In a room greater than 1,000 cubic feet? | DHW Eight feet of Vertical Space | DHW Wifi Enabled | Alt_svy_wt | BuildingType
SITE_00008 | SITE_F11E39F2-E0AB-DE41-9667-42BFE90493DE | Storage | Electric Resistance | 50 | Whirlpool | E50r6-45 110 | No | 2016 | 1632100000000 | No | No | Electric | 4.5 | kW | 0.95 | N/A | N/A | N/A | N/A | N/A | Garage | Yes | No | N/A | No | N/A | No | N/A | N/A | N/A | Yes | Yes | Yes | No | 3955.5333 | Single Family
SITE_00021 | SITE_4A497265-8FD0-884C-A3DF-2C0C440EEDE4 | Storage | Electric Heat Pump (Packaged) | 50 | Ruud | Prouh50t2ru350d | No | 2017 | Q14176787 | No | No | Electric | 5 | kW | 3.5 | No | Unknown | Unknown | Unknown | Both | Garage | Yes | No | N/A | No | N/A | No | N/A | N/A | N/A | Yes | Yes | Yes | Unknown | 9127 | Single Family
SITE_00026 | SITE_8E7EC5D8-1109-6F44-94D6-08A830022509 | Storage | Electric Resistance | 50 | Rheem | 82-52-2 | Yes | 2010 | N/A | No | No | Electric | 4.5 | kW | Unknown | N/A | N/A | N/A | N/A | N/A | Main House | Yes | Yes | Plumbed drain | No | N/A | Yes | Polyethylene Foam | 3 | 0.5 | Yes | No | No | No | 3434 | Single Family
SITE_00049 | SITE_EC376F11-4B07-4EE1-B029-E44121FC57E2 | Instantaneous | Fossil Fuel Non-Condensing | 0 | Rinnai | RL75e | No | Unknown | EC.CA-019580 | No | No | Natural Gas | 180000 | Btuh | 0.82 | N/A | N/A | N/A | N/A | N/A | Exterior | Yes | N/A | N/A | No | N/A | No | N/A | N/A | N/A | N/A | N/A | Yes | No | 2471.1038 | Single Family
SITE_00051 | SITE_3AC43CDE-581F-E641-8E0A-57A1ADD98764 | Storage | Fossil Fuel Condensing | 50 | Powerflex | Pvg6240t42nv | No | Unknown | 0843T433626 | No | No | Natural Gas | 42000 | Btuh | 0.68 | N/A | N/A | N/A | N/A | N/A | Garage | Yes | No | N/A | No | N/A | Yes | Polyethylene Foam | 1 | 1 | Yes | Yes | Yes | Unknown | 653.4162 | Single Family
SITE_00059 | SITE_0843EF53-3492-1843-9087-BA6A89550CD6 | Storage | Electric Resistance | 50 | Rheem | Xe50t09el55u1 | No | 2015 | M501515258 | No | No | Electric | 5.5 | kW | 0.95 | N/A | N/A | N/A | N/A | N/A | Main House | Yes | Yes | Plumbed drain | No | N/A | No | N/A | N/A | N/A | Yes | No | No | No | 2471.1038 | Single Family
SITE_00062 | SITE_9581E486-E0DE-CD4F-BA77-723E9A74CDE1 | Instantaneous | Fossil Fuel Condensing | 0 | Bosch | C950esng | No | 2013 | 7736501516 | No | No | Natural Gas | 175000 | Btuh | 0.95 | N/A | N/A | N/A | N/A | N/A | Main House | Yes | Unknown | N/A | N/A | N/A | No | N/A | N/A | N/A | No | No | Yes | No | 653.4162 | Single Family
SITE_00067 | SITE_02D1E16A-29A1-354B-AC48-035A500FB390 | Storage | Electric Resistance | 50 | American Water Heaters | E61-50R-045D | No | Unknown | 0913T420956 | No | No | Electric | 4.5 | kW | 0.9 | N/A | N/A | N/A | N/A | N/A | Basement | Yes | Yes | Plumbed drain | No | N/A | No | N/A | N/A | N/A | Yes | No | No | No | 653.4162 | Single Family
SITE_00070 | SITE_5E204708-0B00-2B4C-8CE7-42832CDE5B26 | Instantaneous | Fossil Fuel Non-Condensing | 0 | Rinnai | R75-lsi (reu-va2528ffud (a) -us) | Yes | 2008 | N/A | No | No | Natural Gas | 180000 | Btuh | 0.82 | N/A | N/A | N/A | N/A | N/A | Basement | Yes | No | N/A | No | N/A | Yes | Polyethylene Foam | 45 | 0.5 | Yes | Yes | No | No | 14922.6667 | Single Family
SITE_00073 | SITE_94087E49-E463-2543-9B74-99FA4DBD32FB | Storage | Fossil Fuel Condensing | 50 | State | Pr650ccvit | Yes | 2005 | N/A | No | No | Propane | 40000 | Btuh | Unknown | N/A | N/A | N/A | N/A | N/A | Garage | Yes | No | N/A | No | N/A | Yes | Polyethylene Foam | 6 | 1 | Yes | Yes | Yes | Unknown | 3955.5333 | Single Family
SITE_00081 | SITE_864C6991-7945-E54F-BC8E-B9DCE97F917F | Storage | Unknown | Unknown | Unknown | Unknown | No | Unknown | Unknown | Unknown | Unknown | Unknown | Unknown | Btuh | Unknown | N/A | N/A | N/A | N/A | N/A | Unknown | Unknown | Unknown | N/A | Unknown | N/A | Unknown | N/A | N/A | N/A | Unknown | Unknown | Unknown | Unknown | 3434 | Single Family
SITE_00090 | SITE_B8B33612-4FD9-224F-8AE3-5FEC1B01325B | Storage | Electric Resistance | Unknown | Unknown | Unknown | No | Unknown | Unknown | No | No | Electric | Unknown | kW | Unknown | N/A | N/A | N/A | N/A | N/A | Unknown | Unknown | Unknown | N/A | Unknown | N/A | Unknown | N/A | N/A | N/A | Unknown | Unknown | Unknown | Unknown | 9127 | Single Family
SITE_00116 | SITE_564DBED2-C1DF-744C-ACC2-ADCD1EB41B07 | Storage | Electric Resistance | 50 | American Appliance | E62-50r-045d | Yes | 2010 | N/A | No | No | Electric | 4.5 | kW | 0.91 | N/A | N/A | N/A | N/A | N/A | Main House | No | No | N/A | No | N/A | No | N/A | N/A | N/A | No | No | No | No | 2346.7937 | Single Family
SITE_00124 | SITE_313C1D3D-D215-A540-BC1B-5B1C1507A223 | Storage | Electric Resistance | 50 | American Appliance | E61-50r-045d | No | 2004 | 449147663 | No | No | Electric | 4.5 | kW | 0.9 | N/A | N/A | N/A | N/A | N/A | Main House | Yes | Yes | Plumbed drain | No | N/A | No | N/A | N/A | N/A | No | No | Yes | No | 2346.7937 | Single Family
SITE_00127 | SITE_0F109041-1787-5841-ABCB-3C6B65B35AFB | Storage | Electric Resistance | 50 | Reliance | 650dors | No | 2009 | 0932J003707 | No | No | Electric | 4.5 | kW | 0.9 | N/A | N/A | N/A | N/A | N/A | Main House | No | No | N/A | No | N/A | No | N/A | N/A | N/A | No | No | No | No | 2346.7937 | Single Family
SITE_00133 | SITE_62D8FB34-9E1E-0344-BDA5-C534377211EA | Storage | Fossil Fuel Non-Condensing | 50 | Rheem | 21VP50E-1 | No | 1997 | RN 0997139113 | No | No | Natural Gas | 40000 | Btuh | 0.53 | N/A | N/A | N/A | N/A | N/A | Basement | Yes | No | N/A | Yes | 1 | No | N/A | N/A | N/A | Yes | Yes | Yes | No | 2471.1038 | Single Family
SITE_00134 | SITE_70B5372E-9736-C84A-9793-4BFADB63A263 | Storage | Fossil Fuel Non-Condensing | 75 | Rheem | 21vp75e-1 | Yes | 2003 | N/A | Yes | No | Natural Gas | 35000 | Btuh | 0.5 | N/A | N/A | N/A | N/A | N/A | Garage | Yes | No | N/A | No | N/A | No | N/A | N/A | N/A | Yes | No | No | No | 2471.1038 | Single Family
SITE_00135 | SITE_C3E47E62-6AD0-444B-BC95-B72C43EE23E2 | Storage | Electric Resistance | 50 | Kenmore | 153.320592HT | No | 2003 | L03409246 | No | No | Electric | 3.8 | kW | Unknown | N/A | N/A | N/A | N/A | N/A | Main House | Yes | No | N/A | No | N/A | No | N/A | N/A | N/A | No | Yes | Yes | No | 2471.1038 | Single Family
SITE_00137 | SITE_7828DC1A-1C85-FA4A-AF33-1CCEAD450334 | Instantaneous | Fossil Fuel Non-Condensing | 0 | Rinnai | U250-1681-N | No | 2006 | Unknown | No | No | Natural Gas | 180000 | Btuh | Unknown | N/A | N/A | N/A | N/A | N/A | Attic | Yes | No | N/A | No | N/A | No | N/A | N/A | N/A | No | Yes | Yes | No | 3955.5333 | Single Family
SITE_00138 | SITE_123368ED-2CE1-AA47-9E4A-C18ED7298DAD | Storage | Electric Resistance | 50 | Rheem | 82mxr52-2 | No | 1997 | R 0897C06777 | No | No | Electric | 4 | kW | Unknown | N/A | N/A | N/A | N/A | N/A | Main House | Yes | Yes | Floor drain | No | N/A | No | N/A | N/A | N/A | No | Yes | Yes | No | 2471.1038 | Single Family
SITE_00139 | SITE_2F88DE26-B7AE-864F-B72B-1B2E61AA2E52 | Instantaneous | Fossil Fuel Condensing | 0 | Navien | Cr-210a lp | No | 2009 | 9486-20090210-8025 | No | No | Propane | 180000 | Btuh | 0.95 | N/A | N/A | N/A | N/A | N/A | Main House | Yes | No | N/A | No | N/A | No | N/A | N/A | N/A | No | No | No | No | 3955.5333 | Single Family
SITE_00140 | SITE_B42D1870-1613-F74E-A5D3-9D776DBD3FF3 | Storage | Indirect Water Heater | 55 | HTP | PH100-55 | Yes | 2012 | N/A | Yes | No | Natural Gas | 100000 | Btuh | Unknown | N/A | N/A | N/A | N/A | N/A | Other | Yes | Yes | Plumbed drain | No | N/A | No | N/A | N/A | N/A | No | No | No | No | 2471.1038 | Single Family
SITE_00141 | SITE_3F0EA9D9-658D-494F-B32A-1ECA71173903 | Storage | Fossil Fuel Non-Condensing | 40 | Bradford White | Mi403s6cx12 | No | 1999 | TH6594514 | No | No | Propane | 40000 | Btuh | Unknown | N/A | N/A | N/A | N/A | N/A | Garage | Yes | No | N/A | No | N/A | No | N/A | N/A | N/A | Yes | Yes | Yes | No | 3955.5333 | Single Family
SITE_00142 | SITE_7A5603B7-3598-C243-B96C-0F6FCF6EB747 | Storage | Electric Resistance | 50 | Bradford White | Unknown | No | Unknown | Unknown | No | No | Electric | Unknown | kW | Unknown | N/A | N/A | N/A | N/A | N/A | Basement | Yes | No | N/A | Yes | 0.5 | No | N/A | N/A | N/A | No | No | Yes | No | 2471.1038 | Single Family
SITE_00143 | SITE_E19224A7-4885-C64A-BF16-07C437064221 | Storage | Fossil Fuel Non-Condensing | 65 | Bradford White | Dh165t6en10 | No | 2002 | YH1925871 | No | No | Natural Gas | 55000 | Btuh | Unknown | N/A | N/A | N/A | N/A | N/A | Garage | Yes | Yes | Plumbed drain | No | N/A | No | N/A | N/A | N/A | Yes | Yes | Yes | No | 2471.1038 | Single Family
SITE_00144 | SITE_18DF01B5-5944-468D-A535-38739B867745 | Storage | Fossil Fuel Non-Condensing | 50 | Rheem | Prog50-36n rh60 dv | Yes | 2015 | N/A | No | No | Natural Gas | 36000 | Btuh | 0.6 | N/A | N/A | N/A | N/A | N/A | Garage | Yes | No | N/A | No | N/A | No | N/A | N/A | N/A | Yes | Yes | Yes | No | 2471.1038 | Single Family
SITE_00146 | SITE_44F83123-3DEA-4106-B698-FA6B56F8E36D | Instantaneous | Fossil Fuel Condensing | 0 | Rinnai | R94-LSi | Yes | 2010 | N/A | No | No | Natural Gas | 199000 | Btuh | 0.82 | N/A | N/A | N/A | N/A | N/A | Main House | Yes | No | N/A | No | N/A | No | N/A | N/A | N/A | No | No | Yes | No | 2471.1038 | Single Family
SITE_00146 | SITE_44F83123-3DEA-4106-B698-FA6B56F8E36D | Storage | Electric Heat Pump (Packaged) | 50 | GeoSpring | Geh50deedxx | No | Unknown | Unknown | No | No | Electric | Unknown | kW | 2.4 | N/A | N/A | N/A | N/A | N/A | Main House | No | No | N/A | No | N/A | No | N/A | N/A | N/A | No | No | Yes | No | 2471.1038 | Single Family
SITE_00147 | SITE_8412E31B-C560-114D-85B1-0DB9E2E1108E | Storage | Electric Resistance | 50 | Whirlpool | Es50r92-45d | No | 2012 | 1201T459147 | No | No | Electric | 4.5 | kW | 0.92 | N/A | N/A | N/A | N/A | N/A | Garage | Yes | No | N/A | No | N/A | Yes | Polyethylene Foam | 8 | 0.5 | Yes | Yes | No | No | 10381.2619 | Single Family
SITE_00148 | SITE_4D5E5BCD-7559-C84F-9AFA-868767F9C2B5 | Storage | Electric Resistance | 50 | Bradford White | M250S6DS-1NCWW | No | 2011 | HD14863223 | No | No | Electric | 4.5 | kW | 0.92 | N/A | N/A | N/A | N/A | N/A | Basement | Yes | No | N/A | No | N/A | No | N/A | N/A | N/A | Yes | Yes | Yes | No | 653.4162 | Single Family
SITE_00149 | SITE_131CC4C0-4BD5-A142-95C7-E5E9F6C33C6E | Storage | Fossil Fuel Non-Condensing | 50 | Bradford White | Rg250t6n | No | 1996 | NA37230024 | No | No | Natural Gas | 40000 | Btuh | 0.62 | N/A | N/A | N/A | N/A | N/A | Basement | Yes | No | N/A | No | N/A | No | N/A | N/A | N/A | No | Yes | No | No | 2471.1038 | Single Family
SITE_00150 | SITE_FB9B3F8A-BD95-004B-B9A4-A88A89EF08A5 | Storage | Electric Resistance | 50 | General Electric | Pe50m9a | No | 1999 | GE 0399123462 | No | No | Electric | 4.5 | kW | Unknown | N/A | N/A | N/A | N/A | N/A | Basement | Yes | No | N/A | No | N/A | No | N/A | N/A | N/A | No | No | No | No | 2471.1038 | Single Family
SITE_00151 | SITE_FEBC088A-2FAD-CA41-A770-AD317E4B0A8F | Storage | Electric Resistance | 50 | General Electric | PE50M9A | No | 2003 | GE 0403202110 | No | No | Electric | 4.5 | kW | 0.91 | N/A | N/A | N/A | N/A | N/A | Other | Yes | No | N/A | No | N/A | Yes | Polyethylene Foam | 2.5 | 0.5 | Yes | No | No | No | 79.7168 | Single Family
SITE_00152 | SITE_9D197FC0-1E15-E146-950E-1D0D7575F9D5 | Storage | Electric Resistance | 46.5 | US Craftmaster | Unknown | No | Unknown | Unknown | No | No | Electric | 4.5 | kW | Unknown | N/A | N/A | N/A | N/A | N/A | Crawlspace | Yes | No | N/A | Yes | 3 | Yes | Polyethylene Foam | 8 | 0.5 | No | Yes | No | No | 3955.5333 | Single Family
SITE_00153 | SITE_5FBF9A8B-DE01-CD49-B680-2EDD336F6412 | Storage | Electric Resistance | 50 | Whirlpool | E1f50rd045v | No | 2013 | 1311T48255 | No | No | Electric | 4.5 | kW | 0.9 | N/A | N/A | N/A | N/A | N/A | Basement | Yes | No | N/A | No | N/A | No | N/A | N/A | N/A | No | Yes | Yes | No | 257.4775 | Single Family
SITE_00154 | SITE_B36F1A7F-D23C-44D0-89C9-30D2309F6B71 | Storage | Fossil Fuel Non-Condensing | 50 | State | Pr650nbrt | No | 2000 | A00417353 | No | No | Natural Gas | 40000 | Btuh | 0.54 | N/A | N/A | N/A | N/A | N/A | Basement | Yes | No | N/A | No | N/A | No | N/A | N/A | N/A | No | No | Yes | No | 2471.1038 | Single Family
SITE_00155 | SITE_B0180202-E942-EB4D-B8DC-DF9356E33E83 | Storage | Electric Resistance | 50 | General Electric | SE50M12AA01 | No | 2002 | GE 0302228380 | No | No | Electric | 5.5 | kW | 0.92 | N/A | N/A | N/A | N/A | N/A | Main House | Yes | Yes | Plumbed drain | No | N/A | No | N/A | N/A | N/A | Yes | No | Yes | No | 3955.5333 | Single Family
SITE_00156 | SITE_FB8E3F67-529F-E346-AC64-9B6D57CC6AE3 | Storage | Electric Resistance | 50 | Rheem | PROE50 2 RH91 | Yes | 2014 | N/A | No | No | Electric | 4.5 | kW | 0.91 | N/A | N/A | N/A | N/A | N/A | Main House | Yes | No | N/A | No | N/A | No | N/A | N/A | N/A | No | No | Yes | No | 10381.2619 | Single Family
SITE_00158 | SITE_80B85EE2-A71E-A544-9A83-09B840DC5D11 | Instantaneous | Fossil Fuel Condensing | 0 | Navien | NPE-240A | No | Unknown | 7414Z15X1241236 | No | No | Natural Gas | Unknown | Btuh | 0.97 | N/A | N/A | N/A | N/A | N/A | Garage | Yes | No | N/A | No | N/A | No | N/A | N/A | N/A | Yes | Yes | Yes | Unknown | 10381.2619 | Single Family
SITE_00159 | SITE_C173F162-E30A-AC4A-A39B-86EFD6DAC6FD | Storage | Electric Resistance | Unknown | Unknown | Unknown | No | Unknown | Unknown | No | No | Electric | Unknown | kW | Unknown | N/A | N/A | N/A | N/A | N/A | Unknown | Unknown | Unknown | N/A | Unknown | N/A | Unknown | N/A | N/A | N/A | Unknown | Unknown | Unknown | Unknown | 3955.5333 | Single Family
SITE_00160 | SITE_D8BFBF74-D4F7-5048-B7CD-DE603702EFDD | Storage | Electric Resistance | 50 | General Electric | 1109R07589 | Yes | 2009 | Unknown | No | No | Electric | 5.5 | kW | Unknown | N/A | N/A | N/A | N/A | N/A | Basement | Yes | No | N/A | No | N/A | No | N/A | N/A | N/A | Yes | Yes | Yes | No | 2471.1038 | Single Family
SITE_00162 | SITE_E27F6C7C-EDBA-C043-AB0D-10490CD9BABF | Storage | Unknown | 50 | General Electric | gp50t06avr10 | Yes | 2010 | N/A | No | No | Propane | 36000 | Btuh | 0.58 | N/A | N/A | N/A | N/A | N/A | Main House | Yes | No | N/A | No | N/A | No | N/A | N/A | N/A | No | No | Yes | No | 3955.5333 | Single Family
SITE_00163 | SITE_F07C32E9-936C-9544-A7ED-2750C7189BDA | Storage | Electric Resistance | 50 | US Craftmaster | E3E52RD045V | Yes | 1996 | N/A | No | No | Electric | 4.5 | kW | Unknown | N/A | N/A | N/A | N/A | N/A | Basement | No | No | N/A | No | N/A | No | N/A | N/A | N/A | No | Yes | Yes | No | 2471.1038 | Single Family
SITE_00164 | SITE_FA854C82-1580-1647-ADDC-6773BE8AEC32 | Storage | Fossil Fuel Non-Condensing | 50 | Bradford White | MI5036EN10 | No | Unknown | XA2953619 | No | No | Natural Gas | 40000 | Btuh | Unknown | N/A | N/A | N/A | N/A | N/A | Basement | Yes | No | N/A | No | N/A | No | N/A | N/A | N/A | No | Yes | Yes | No | 10381.2619 | Single Family
SITE_00165 | SITE_2AB48E9F-D556-BB4F-8DBB-A66224659C58 | Storage | Fossil Fuel Non-Condensing | 40 | General Electric | PG40s09avg00 | Yes | 2004 | N/A | No | No | Natural Gas | 40000 | Btuh | 0.62 | N/A | N/A | N/A | N/A | N/A | Main House | Yes | Yes | Plumbed drain | No | N/A | No | N/A | N/A | N/A | Yes | No | Yes | No | 2471.1038 | Single Family
SITE_00166 | SITE_03C0CEC4-8F56-B843-9B4B-E3C24828CC23 | Storage | Fossil Fuel Non-Condensing | 50 | Guardian | 42v50-40f | Yes | 2004 | N/A | No | No | Natural Gas | 40000 | Btuh | 0.58 | N/A | N/A | N/A | N/A | N/A | Basement | Yes | No | N/A | No | N/A | No | N/A | N/A | N/A | Yes | Yes | No | No | 14922.6667 | Single Family
SITE_00167 | SITE_CECFD995-145B-B24C-8880-8E60A78DCDCC | Storage | Electric Resistance | 28 | Whirlpool | e2f30ld035v | No | 2012 | 1224T454577 | No | No | Electric | 4.5 | kW | 0.93 | N/A | N/A | N/A | N/A | N/A | Other | Yes | No | N/A | No | N/A | No | N/A | N/A | N/A | No | No | No | No | 653.4162 | Single Family
SITE_00167 | SITE_CECFD995-145B-B24C-8880-8E60A78DCDCC | Storage | Electric Resistance | 50 | General Electric | SE50M12AAH | Yes | 2009 | N/A | No | No | Electric | 4.5 | kW | 0.9 | N/A | N/A | N/A | N/A | N/A | Main House | Yes | No | N/A | No | N/A | No | N/A | N/A | N/A | No | No | No | No | 653.4162 | Single Family
SITE_00168 | SITE_908466DE-BAED-B64A-AAFF-CB7C6A6320DB | Storage | Electric Resistance | 50 | AO Smith | PEH 52 918 | No | Unknown | Unknown | No | No | Electric | 4 | kW | Unknown | N/A | N/A | N/A | N/A | N/A | Basement | Yes | No | N/A | No | N/A | Yes | Polyethylene Foam | 3 | 1 | No | No | No | No | 653.4162 | Single Family
SITE_00169 | SITE_CF9A8697-3321-6D41-908B-CD0BFC5949D3 | Storage | Fossil Fuel Non-Condensing | 50 | Rheem | 41v50 | No | 2000 | RHNG 0200129026 | No | No | Natural Gas | 40000 | Btuh | 0.54 | N/A | N/A | N/A | N/A | N/A | Basement | Yes | No | N/A | No | N/A | No | N/A | N/A | N/A | No | No | Yes | No | 2471.1038 | Single Family
SITE_00170 | SITE_4B2DF6B8-6E18-4DC3-A22D-D405E5E9B69D | Storage | Electric Resistance | 50 | American Appliance | E61-50R-045D | No | 2008 | 824267 | No | No | Electric | 4.5 | kW | 0.9 | N/A | N/A | N/A | N/A | N/A | Main House | Yes | No | N/A | No | N/A | No | N/A | N/A | N/A | No | No | No | No | 3955.5333 | Single Family
SITE_00171 | SITE_5B6951C1-7A2B-4EC1-BDEA-2E0B494EA51C | Storage | Fossil Fuel Non-Condensing | 50 | Rheem | PROG50-38N RH58 | Yes | 2015 | N/A | No | No | Natural Gas | 38000 | Btuh | 0.58 | N/A | N/A | N/A | N/A | N/A | Basement | Yes | No | N/A | No | N/A | Yes | Polyethylene Foam | 3 | 0.5 | No | No | No | No | 2471.1038 | Single Family
SITE_00172 | SITE_92BAD9FC-5AE4-4DE8-8197-112751F4D3F3 | Storage | Electric Resistance | 50 | Bradford White | Re350t6 | No | Unknown | MF36271698 | No | No | Electric | 4.5 | kW | 0.95 | N/A | N/A | N/A | N/A | N/A | Garage | Yes | No | N/A | No | N/A | Yes | Polyethylene Foam | 3 | 1 | Yes | Yes | No | No | 3955.5333 | Single Family
SITE_00173 | SITE_F665F7B3-FCF6-F949-954F-23AE0231DA8B | Storage | Fossil Fuel Non-Condensing | 50 | State | Gs 6 50ybd s 200 | No | 2012 | S1247F000024 | No | No | Natural Gas | 42000 | Btuh | Unknown | N/A | N/A | N/A | N/A | N/A | Basement | Yes | No | N/A | No | N/A | No | N/A | N/A | N/A | No | No | No | No | 2471.1038 | Single Family
SITE_00174 | SITE_C595F2A3-3A2A-4241-A316-E5934018AB11 | Storage | Fossil Fuel Non-Condensing | 50 | Rheem | Prog50-38n rh58dv | Yes | 2015 | N/A | No | No | Natural Gas | 38000 | Btuh | 0.58 | N/A | N/A | N/A | N/A | N/A | Basement | No | Yes | Plumbed drain | No | N/A | No | N/A | N/A | N/A | N/A | No | No | No | 3955.5333 | Single Family
SITE_00176 | SITE_AE24C25D-2EBF-B148-81F9-3A389792624E | Storage | Fossil Fuel Non-Condensing | 40 | Whirlpool | BFG1H4040S3NOV | No | Unknown | 0804T402670 | No | No | Natural Gas | 40000 | Btuh | 0.59 | N/A | N/A | N/A | N/A | N/A | Basement | Yes | No | N/A | No | N/A | Yes | Polyethylene Foam | 7 | 0.5 | N/A | No | Yes | No | 3955.5333 | Single Family
SITE_00177 | SITE_8AFDCA00-A620-8C48-A959-C2920B6144DB | Storage | Electric Resistance | 55 | Kenmore | 153.3215 | No | 2007 | K07A129252 | No | No | Electric | 5.5 | kW | 0.95 | N/A | N/A | N/A | N/A | N/A | Garage | Yes | No | N/A | No | N/A | No | N/A | N/A | N/A | Yes | Yes | No | No | 3955.5333 | Single Family
SITE_00180 | SITE_678173B0-49C4-45A0-A874-062E13159436 | Storage | Fossil Fuel Non-Condensing | 40 | Bradford White | MI40T6FBN | Yes | 2006 | N/A | No | No | Natural Gas | 40000 | Btuh | 0.59 | N/A | N/A | N/A | N/A | N/A | Main House | Yes | No | N/A | No | N/A | No | N/A | N/A | N/A | No | No | Yes | No | 4219.8431 | Single Family
SITE_00182 | SITE_1550981D-A07F-4DB9-B1B9-36056DFAD3FF | Storage | Electric Resistance | 50 | US Craftmaster | EE3350RD055V | No | Unknown | Unknown | No | No | Electric | 5.5 | kW | Unknown | N/A | N/A | N/A | N/A | N/A | Main House | Yes | No | N/A | No | N/A | No | N/A | N/A | N/A | No | No | No | No | 4219.8431 | Single Family
SITE_00184 | SITE_439B5D06-F70C-4A46-A5D5-6AAEFBBA8851 | Storage | Fossil Fuel Condensing | 50 | Rheem | PROG50-38N RH58 | Yes | 2013 | N/A | No | No | Natural Gas | 38000 | Btuh | 0.58 | N/A | N/A | N/A | N/A | N/A | Garage | No | Yes | Plumbed drain | No | N/A | No | N/A | N/A | N/A | Yes | Yes | Yes | No | 4219.8431 | Single Family
SITE_00184 | SITE_439B5D06-F70C-4A46-A5D5-6AAEFBBA8851 | Storage | Fossil Fuel Condensing | 50 | Rheem | PROG50-38N RH58 | Yes | 2013 | N/A | No | No | Natural Gas | 38000 | Btuh | 0.58 | N/A | N/A | N/A | N/A | N/A | Garage | No | Yes | Plumbed drain | No | N/A | No | N/A | N/A | N/A | Yes | Yes | Yes | No | 4219.8431 | Single Family
SITE_00185 | SITE_DE830627-1EBA-4441-843E-816F18E3D36D | Storage | Fossil Fuel Non-Condensing | 50 | Unknown | Unknown | No | Unknown | Unknown | No | No | Natural Gas | Unknown | Btuh | Unknown | N/A | N/A | N/A | N/A | N/A | Garage | No | No | N/A | Yes | 0.5 | Yes | Other | Unknown | 0.25 | Yes | Yes | Yes | No | 4219.8431 | Single Family
SITE_00186 | SITE_53EE7457-F441-4D3B-93A0-96EFC1B7495E | Storage | Fossil Fuel Non-Condensing | 50 | Bradford White | Mi5036fbn | No | Unknown | Unknown | No | No | Natural Gas | 40000 | Btuh | 0.58 | N/A | N/A | N/A | N/A | N/A | Unknown | Unknown | Unknown | N/A | Unknown | N/A | Unknown | N/A | N/A | N/A | Unknown | Unknown | Unknown | Unknown | 4219.8431 | Single Family
SITE_00187 | SITE_4C67773F-C5D0-49C4-8D41-1AF77C66D0CA | Storage | Fossil Fuel Non-Condensing | 50 | Bradford White | MI5036EN10 | No | Unknown | Unknown | No | No | Natural Gas | 40000 | Btuh | Unknown | N/A | N/A | N/A | N/A | N/A | Main House | Yes | Yes | Plumbed drain | No | N/A | No | N/A | N/A | N/A | Yes | No | Yes | No | 4219.8431 | Single Family
SITE_00188 | SITE_9F447B8C-5C5C-4CC2-841F-1FF5051EA7FC | Storage | Fossil Fuel Non-Condensing | 38 | AO Smith | GCV 40 100 | Yes | 2006 | N/A | No | No | Natural Gas | 40000 | Btuh | 0.59 | N/A | N/A | N/A | N/A | N/A | Garage | Yes | Unknown | N/A | No | N/A | No | N/A | N/A | N/A | Yes | Yes | No | No | 4219.8431 | Single Family
SITE_00189 | SITE_6981536B-9CF5-488E-BE2F-5274DC1E29A8 | Storage | Fossil Fuel Non-Condensing | 50 | Rheem | 22V50F1 | Yes | 2005 | N/A | No | No | Natural Gas | 38000 | Btuh | 0.58 | N/A | N/A | N/A | N/A | N/A | Garage | Yes | Yes | Plumbed drain | No | N/A | No | N/A | N/A | N/A | Yes | Yes | Yes | No | 4219.8431 | Single Family
SITE_00190 | SITE_7704D309-69C2-4B6E-94ED-E71B1DBC684E | Unknown | Unknown | Unknown | Unknown | Unknown | No | Unknown | Unknown | Unknown | Unknown | Unknown | Unknown | Btuh | Unknown | N/A | N/A | N/A | N/A | N/A | Unknown | N/A | Unknown | N/A | Unknown | N/A | Unknown | N/A | N/A | N/A | Unknown | Unknown | Unknown | Unknown | 4219.8431 | Single Family
SITE_00191 | SITE_87DF6DB4-B5CA-D047-8042-CDFAA9DC7A6B | Storage | Fossil Fuel Non-Condensing | 40 | Bradford White | Mi40t6en12 | No | 2003 | ZC2828490 | No | No | Natural Gas | 40000 | Btuh | 0.59 | N/A | N/A | N/A | N/A | N/A | Garage | Yes | No | N/A | No | N/A | No | N/A | N/A | N/A | Yes | Yes | Yes | No | 4219.8431 | Single Family
SITE_00192 | SITE_9A055418-0ADF-43BD-87BE-81B01D5E6DFB | Storage | Fossil Fuel Non-Condensing | 50 | Whirlpool | N50T61-403 | No | 2012 | 1234t465363 | No | No | Natural Gas | 40000 | Btuh | 0.58 | N/A | N/A | N/A | N/A | N/A | Basement | Yes | Yes | Floor drain | No | N/A | No | N/A | N/A | N/A | No | No | No | No | 4219.8431 | Single Family
SITE_00193 | SITE_96703265-C15B-D641-BEE9-8880927937BC | Storage | Electric Resistance | 50 | Richmond | 8MVR52-2 C | No | 1997 | RC 0197114243 | No | No | Electric | 4.5 | kW | Unknown | N/A | N/A | N/A | N/A | N/A | Main House | Yes | No | N/A | No | N/A | No | N/A | N/A | N/A | N/A | Yes | No | No | 4862.5455 | Single Family
SITE_00196 | SITE_F55A567B-5EA1-5A4C-8AD6-D80F824D1576 | Storage | Electric Resistance | 50 | General Electric | GE50T06AAG | Yes | 2013 | N/A | No | No | Electric | 4.5 | kW | 0.91 | N/A | N/A | N/A | N/A | N/A | Main House | Yes | No | N/A | No | N/A | No | N/A | N/A | N/A | No | No | Yes | No | 4862.5455 | Single Family
SITE_00198 | SITE_4DB53182-D1E6-FB43-A1C6-FBCAA14FBF72 | Storage | Fossil Fuel Non-Condensing | 40 | Rheem | PROG40-38N RH62 | Yes | 2017 | N/A | No | No | Natural Gas | 38000 | Btuh | 0.62 | N/A | N/A | N/A | N/A | N/A | Basement | Yes | Yes | Floor drain | No | N/A | No | N/A | N/A | N/A | N/A | No | No | No | 7205.25 | Single Family
SITE_00200 | SITE_E352CA3E-ED47-754A-91F1-9D780EBE070E | Storage | Electric Resistance | 50 | Kenmore | 153.3166 | No | 2002 | C02231034 | No | No | Electric | 5.5 | kW | 0.88 | N/A | N/A | N/A | N/A | N/A | Basement | Yes | No | N/A | No | N/A | No | N/A | N/A | N/A | No | No | No | No | 4862.5455 | Single Family
SITE_00202 | SITE_79E49D11-17E9-274D-9189-9B52656BA6C1 | Storage | Fossil Fuel Non-Condensing | 40 | Vanguard | 6E705 | No | 1992 | VGNA 0792118306 | No | No | Natural Gas | 34000 | Btuh | Unknown | N/A | N/A | N/A | N/A | N/A | Basement | Yes | No | N/A | No | N/A | No | N/A | N/A | N/A | No | No | No | No | 7205.25 | Single Family
SITE_00204 | SITE_39731512-3583-B249-8CFB-48D0B9B21D50 | Storage | Electric Resistance | 50 | AO Smith | ECT 52 | No | 2008 | 0811J003145 | No | No | Electric | 4.5 | kW | 0.91 | N/A | N/A | N/A | N/A | N/A | Main House | Yes | No | N/A | No | N/A | No | N/A | N/A | N/A | N/A | Yes | Yes | Unknown | 5927.3 | Single Family
SITE_00205 | SITE_DC5FAE2C-5887-B24A-B90E-F3BC63BB89CF | Storage | Electric Resistance | Unknown | Everkleen | Unknown | No | Unknown | Unknown | No | No | Electric | Unknown | kW | Unknown | N/A | N/A | N/A | N/A | N/A | Unknown | Unknown | Unknown | N/A | Unknown | N/A | Unknown | N/A | N/A | N/A | Unknown | Unknown | Unknown | Unknown | 5927.3 | Single Family
SITE_00211 | SITE_EF8B415F-23ED-1442-8148-4BDB03260AF9 | Storage | Electric Resistance | 40 | Kenmore | 153.3165 | No | 1999 | E99444177 | No | No | Electric | 5.5 | kW | 0.88 | N/A | N/A | N/A | N/A | N/A | Main House | Yes | Unknown | N/A | No | N/A | No | N/A | N/A | N/A | Yes | No | Yes | No | 4862.5455 | Single Family
SITE_00216 | SITE_79A41CEA-EFCF-4CED-A792-24DE70A7C779_x000D_ | Storage | Electric Resistance | 30 | General Electric | GE30S06A | No | 2000 | GE 0800406858 | No | No | Electric | 4.5 | kW | 0.93 | N/A | N/A | N/A | N/A | N/A | Main House | Yes | No | N/A | No | N/A | No | N/A | N/A | N/A | No | No | No | No | 4862.5455 | Single Family
SITE_00218 | SITE_8CCF762E-7390-7245-9A79-CE300CCA0ECC | Storage | Fossil Fuel Non-Condensing | 75 | Rheem | 22vr75-70n | Yes | 2006 | N/A | No | No | Natural Gas | 70000 | Btuh | 0.53 | N/A | N/A | N/A | N/A | N/A | Basement | Yes | Yes | Floor drain | No | N/A | No | N/A | N/A | N/A | No | Yes | Yes | No | 4255.3636 | Single Family
SITE_00219 | SITE_24B5B617-1444-8645-9313-784973A41BB3 | Storage | Fossil Fuel Non-Condensing | 50 | Bradford White | mi504s6cx10 | No | 2003 | ZC2834994 | No | No | Natural Gas | 48000 | Btuh | Unknown | N/A | N/A | N/A | N/A | N/A | Main House | No | No | N/A | No | N/A | No | N/A | N/A | N/A | No | No | Yes | No | 4862.5455 | Single Family
SITE_00219 | SITE_24B5B617-1444-8645-9313-784973A41BB3 | Storage | Fossil Fuel Non-Condensing | 50 | Bradford White | mi5036cx10 | No | 2003 | ZD3003333 | No | No | Natural Gas | 40000 | Btuh | Unknown | N/A | N/A | N/A | N/A | N/A | Main House | No | No | N/A | No | N/A | No | N/A | N/A | N/A | No | No | Yes | No | 4862.5455 | Single Family
SITE_00220 | SITE_0D89C8D3-B79C-134C-BAEB-81C881FE5EEF | Storage | Fossil Fuel Non-Condensing | 71 | AO Smith | FCG 75 300 | Yes | 2011 | N/A | No | No | Natural Gas | 75100 | Btuh | Unknown | N/A | N/A | N/A | N/A | N/A | Garage | Yes | No | N/A | No | N/A | No | N/A | N/A | N/A | No | No | Yes | No | 5927.3 | Single Family
SITE_00224 | SITE_242C247A-8289-0C40-A0C4-6ABF46B3517E | Storage | Electric Resistance | 50 | Bradford White | M2HE50S6DS-1NCWW | No | 2013 | KM33633700 | No | No | Electric | 4.5 | kW | 0.93 | N/A | N/A | N/A | N/A | N/A | Garage | Yes | No | N/A | No | N/A | Yes | Polyethylene Foam | 4 | 0.75 | Yes | Yes | Yes | No | 4862.5455 | Single Family
SITE_00225 | SITE_79357CCB-AC40-A04A-A62B-C2153F499637 | Storage | Electric Resistance | Unknown | Ruud | PER52-2 B | No | 1997 | RU0297C05016 | No | No | Electric | 4.5 | kW | Unknown | N/A | N/A | N/A | N/A | N/A | Main House | Yes | No | N/A | No | N/A | No | N/A | N/A | N/A | No | Yes | Yes | No | 4862.5455 | Single Family
SITE_00226 | SITE_66CFA389-B412-CF40-9C8D-88ECE21AF41B | Storage | Fossil Fuel Non-Condensing | 40 | Rheem | PROG40-38N RH62 | Yes | 2015 | N/A | No | No | Natural Gas | 38000 | Btuh | 0.62 | N/A | N/A | N/A | N/A | N/A | Basement | Yes | Yes | Floor drain | No | N/A | No | N/A | N/A | N/A | No | No | No | No | 4862.5455 | Single Family
SITE_00227 | SITE_5564EC99-834D-3043-8BBB-56CA385771E0 | Storage | Fossil Fuel Non-Condensing | 50 | Bradford White | Mi5036en10 | No | 2002 | YL2361979 | No | No | Natural Gas | 40000 | Btuh | Unknown | N/A | N/A | N/A | N/A | N/A | Main House | Yes | No | N/A | No | N/A | No | N/A | N/A | N/A | Yes | Yes | Yes | No | 4862.5455 | Single Family
SITE_00228 | SITE_95B418FB-801A-2F47-BA77-24E0B992180D | Storage | Fossil Fuel Non-Condensing | 50 | Bradford White | MI5036FBN | No | 2007 | DG9367830 | No | No | Natural Gas | 40000 | Btuh | 0.58 | N/A | N/A | N/A | N/A | N/A | Garage | Yes | No | N/A | No | N/A | No | N/A | N/A | N/A | Yes | Yes | Yes | No | 4862.5455 | Single Family
SITE_00229 | SITE_F70CC98C-E024-D247-A269-C8FC2D10A7E0 | Storage | Fossil Fuel Non-Condensing | 50 | Ruud | PVP-50E-1 A | No | 2000 | RUNG 0100501298 | No | No | Natural Gas | 40000 | Btuh | 0.67 | N/A | N/A | N/A | N/A | N/A | Basement | Yes | Yes | Floor drain | No | N/A | No | N/A | N/A | N/A | No | No | Yes | No | 5927.3 | Single Family
SITE_00230 | SITE_0EE73AA3-1343-604C-8660-ECA7B888B090 | Storage | Fossil Fuel Non-Condensing | 50 | Bradford White | M15036FBN | No | 2009 | FJ12405069 | No | No | Natural Gas | 40000 | Btuh | 0.58 | N/A | N/A | N/A | N/A | N/A | Garage | Yes | Unknown | N/A | No | N/A | No | N/A | N/A | N/A | Yes | Yes | Yes | No | 4862.5455 | Single Family
SITE_00231 | SITE_B4BF48DA-407E-F24F-9F58-9F68FEA3BEC8 | Storage | Fossil Fuel Non-Condensing | 50 | Bradford White | Mi5036fbn4 | No | 2004 | AL5459874 | No | No | Natural Gas | 40000 | Btuh | 0.58 | N/A | N/A | N/A | N/A | N/A | Garage | Yes | No | N/A | No | N/A | Yes | Polyethylene Foam | 6 | 0.5 | Yes | Yes | Yes | No | 4862.5455 | Single Family
SITE_00232 | SITE_AFB42F5A-D6F7-E440-A7DD-FB83CC0D7C09 | Storage | Electric Resistance | 80 | Ruud | Pro+e80 2 ru92 ec1 | Yes | 2014 | N/A | No | No | Electric | 4.5 | kW | 0.92 | N/A | N/A | N/A | N/A | N/A | Main House | Yes | No | N/A | No | N/A | No | N/A | N/A | N/A | No | No | Yes | No | 4862.5455 | Single Family
SITE_00235 | SITE_ED13DE2F-2B9B-CF46-A517-108F46C918EA | Storage | Fossil Fuel Condensing | 50 | Rheem | 22v50f1 | Yes | 2005 | N/A | No | No | Natural Gas | 38000 | Btuh | 0.58 | N/A | N/A | N/A | N/A | N/A | Basement | Yes | Yes | Floor drain | No | N/A | No | N/A | N/A | N/A | No | Yes | Yes | No | 4255.3636 | Single Family
SITE_00243 | SITE_AF281C5D-D75C-1845-8A05-F90CDC6A3BFC | Storage | Electric Resistance | 50 | Whirlpool | E1f50rd045v | No | 2007 | 706111125 | No | No | Electric | 4.5 | kW | 0.9 | N/A | N/A | N/A | N/A | N/A | Basement | Yes | Yes | Floor drain | No | N/A | No | N/A | N/A | N/A | No | Yes | Yes | No | 5927.3 | Single Family
SITE_00263 | SITE_0EAEF324-9F50-A741-B4D5-0AC2F97246FB | Storage | Electric Resistance | 50 | Rheem | 82v52-2 | No | 2012 | RH M301206147 | No | No | Electric | 4.5 | kW | 0.91 | N/A | N/A | N/A | N/A | N/A | Basement | Yes | Yes | Plumbed drain | No | N/A | No | N/A | N/A | N/A | No | Yes | Yes | No | 5927.3 | Single Family
SITE_00297 | SITE_C7275979-836F-D046-8424-14B45C8BAD8F | Storage | Electric Resistance | 50 | Whirlpool | E1F50RD045V | No | 2005 | 515130092 | No | No | Electric | 4.5 | kW | 0.9 | N/A | N/A | N/A | N/A | N/A | Basement | Yes | No | N/A | No | N/A | No | N/A | N/A | N/A | Yes | No | No | No | 5927.3 | Single Family
SITE_00298 | SITE_5075A08E-0E9C-4A64-B9E9-27978FF93788 | Storage | Electric Resistance | 40 | Reliance | 640dors | No | 2014 | 1403J009187 | No | No | Electric | 4.5 | kW | 0.92 | N/A | N/A | N/A | N/A | N/A | Main House | Yes | No | N/A | No | N/A | No | N/A | N/A | N/A | Yes | Yes | Yes | No | 4862.5455 | Single Family
SITE_00298 | SITE_5075A08E-0E9C-4A64-B9E9-27978FF93788 | Storage | Electric Resistance | 40 | Reliance | 940dkrs | No | 2013 | 130J010447 | No | No | Electric | 4.5 | kW | 0.93 | N/A | N/A | N/A | N/A | N/A | Basement | Yes | No | N/A | No | N/A | No | N/A | N/A | N/A | Yes | Yes | Yes | No | 4862.5455 | Single Family
SITE_00331 | SITE_307CBE8E-EE90-5F49-B447-AE2517FC54FF | Storage | Electric Resistance | 50 | Richmond | 8mv52-2 | No | 1993 | 193105593 | No | No | Electric | 5.5 | kW | 0.9 | N/A | N/A | N/A | N/A | N/A | Main House | Yes | Yes | Plumbed drain | No | N/A | No | N/A | N/A | N/A | Yes | Yes | Yes | No | 4219.8431 | Single Family
SITE_00333 | SITE_1A950C02-EF50-FC4F-A64D-FDE49F787671 | Storage | Fossil Fuel Non-Condensing | 65 | Bradford White | M1XR65T6BN12 | No | 2004 | AH5049287 | No | No | Natural Gas | 65000 | Btuh | 0.55 | N/A | N/A | N/A | N/A | N/A | Garage | Yes | No | N/A | No | N/A | No | N/A | N/A | N/A | Yes | Yes | Yes | No | 4219.8431 | Single Family
SITE_00334 | SITE_892F2D55-D5E3-5C4D-ABC4-DFA8491445F7 | Storage | Fossil Fuel Non-Condensing | 40 | Rheem | 22v40f1 | Yes | 2012 | N/A | No | No | Natural Gas | 38000 | Btuh | 0.59 | N/A | N/A | N/A | N/A | N/A | Garage | Yes | Yes | Floor drain | No | N/A | No | N/A | N/A | N/A | Yes | Yes | Yes | No | 4255.3636 | Single Family
SITE_00335 | SITE_189C1E48-1609-AA4E-AE7D-6442BADE3391 | Storage | Electric Resistance | 50 | Bradford White | Miii50t6ds19 | No | 2001 | XG4765549 | No | No | Electric | 4.5 | kW | 0.91 | N/A | N/A | N/A | N/A | N/A | Basement | Yes | No | N/A | No | N/A | No | N/A | N/A | N/A | No | No | No | No | 4219.8431 | Single Family
SITE_00336 | SITE_403E5F50-1E61-174A-BBA4-6811A9627125 | Storage | Electric Resistance | 52 | Rheem | 666H-520 | No | 1976 | 1276113761 | No | No | Electric | 4.5 | kW | Unknown | N/A | N/A | N/A | N/A | N/A | Basement | Yes | No | N/A | No | N/A | Yes | Fiberglass | 2 | 1 | Yes | No | Yes | No | 4255.3636 | Single Family
SITE_00338 | SITE_01AEDCF9-9228-4347-9F01-C6F6031FCCB1 | Storage | Electric Resistance | 50 | General Electric | SE50T12TAH | No | 2010 | 1110R03357 | No | No | Electric | 5.5 | kW | 0.95 | N/A | N/A | N/A | N/A | N/A | Basement | Yes | Yes | Floor drain | No | N/A | Yes | Polyethylene Foam | 3 | 1 | Yes | No | No | No | 4862.5455 | Single Family
SITE_00339 | SITE_24690E2B-DFED-894F-B6DB-F8FA78073ABF | Storage | Electric Resistance | 50 | Bradford White | M250t6ds-1ncww | No | 2007 | DK9680515 | No | No | Electric | 4.5 | kW | 0.9 | N/A | N/A | N/A | N/A | N/A | Main House | Yes | No | N/A | No | N/A | No | N/A | N/A | N/A | No | No | Yes | No | 4219.8431 | Single Family
SITE_00340 | SITE_16B32165-5C01-8145-B091-CC5C9E4D17F8 | Storage | Electric Resistance | 80 | Rheem | 81V80D A | No | 1998 | RH 0898124077 | No | No | Electric | 4.5 | kW | 0.86 | N/A | N/A | N/A | N/A | N/A | Main House | Yes | No | N/A | No | N/A | No | N/A | N/A | N/A | No | No | Yes | No | 7205.25 | Single Family
SITE_00341 | SITE_7CA43BE4-5E0F-A642-9F23-3D6B076EED32 | Storage | Fossil Fuel Condensing | 65 | Bradford White | M1xr65t6bn15 | No | 2005 | BB5861048 | No | No | Natural Gas | 65000 | Btuh | 0.55 | N/A | N/A | N/A | N/A | N/A | Garage | Yes | No | N/A | No | N/A | No | N/A | N/A | N/A | Yes | Yes | Yes | No | 4219.8431 | Single Family
SITE_00342 | SITE_B48402DC-C627-D640-99E7-1A8F6A2795C9 | Storage | Electric Resistance | 50 | General Electric | GE50T06AAG | No | 2009 | 1209R15528 | No | No | Electric | 4.5 | kW | 0.91 | N/A | N/A | N/A | N/A | N/A | Basement | Yes | No | N/A | No | N/A | Yes | Polyethylene Foam | 4 | 1 | No | No | No | No | 4862.5455 | Single Family
SITE_00343 | SITE_06C0A58D-30CC-DC40-9EA9-8992E7E9B5D2 | Storage | Electric Resistance | 50 | US Craftmaster | E2f50hd045v | Yes | 1992 | N/A | No | No | Electric | 4.5 | kW | 0.91 | N/A | N/A | N/A | N/A | N/A | Basement | Yes | No | N/A | No | N/A | Yes | Polyethylene Foam | 12 | 1 | No | Yes | Yes | No | 4219.8431 | Single Family
SITE_00344 | SITE_148E23FC-0A4F-0A4C-8B97-8788D458EBA6 | Storage | Fossil Fuel Condensing | 50 | Rheem | Pr0g50-42n rh67 pv | No | 2014 | RHLNM341402140 | No | No | Natural Gas | 42000 | Btuh | 0.67 | N/A | N/A | N/A | N/A | N/A | Main House | Yes | Yes | Floor drain | No | N/A | No | N/A | N/A | N/A | No | Yes | Yes | No | 4255.3636 | Single Family
SITE_00345 | SITE_3E01E515-810C-B242-8B4C-25482B8A9FC0 | Storage | Fossil Fuel Condensing | 50 | Rheem | 22v50f1 | Yes | 2005 | N/A | No | No | Natural Gas | 38000 | Btuh | 0.58 | N/A | N/A | N/A | N/A | N/A | Garage | Yes | No | N/A | No | N/A | No | N/A | N/A | N/A | Yes | Yes | Yes | No | 4219.8431 | Single Family
SITE_00346 | SITE_80DE3537-5F7B-DA4C-82D5-6AF1574AD6DF | Storage | Electric Resistance | 50 | Rheem | 82mv52-2 | Yes | 2007 | N/A | No | No | Electric | 4.5 | kW | 0.9 | N/A | N/A | N/A | N/A | N/A | Main House | Yes | Yes | Plumbed drain | No | N/A | No | N/A | N/A | N/A | No | No | No | No | 7205.25 | Single Family
SITE_00347 | SITE_E3EAB10F-0111-414F-A5AA-D82E9965FD58 | Storage | Electric Resistance | 40 | Kenmore | Unknown | No | Unknown | Unknown | No | No | Electric | 3.5 | kW | Unknown | N/A | N/A | N/A | N/A | N/A | Crawlspace | Yes | No | N/A | No | N/A | No | N/A | N/A | N/A | No | No | No | No | 7205.25 | Single Family
SITE_00348 | SITE_FEDDCBD6-7C24-1B4A-926C-520DF7427C48 | Storage | Electric Resistance | 50 | Rheem | 82mv52-2 | Yes | 2007 | N/A | No | No | Electric | 4.5 | kW | 0.9 | N/A | N/A | N/A | N/A | N/A | Crawlspace | Yes | No | N/A | No | N/A | No | N/A | N/A | N/A | No | Yes | No | No | 4255.3636 | Single Family
SITE_00349 | SITE_D8A4314E-98FB-454E-A256-9B03D99F4993 | Storage | Electric Resistance | 50 | AO Smith | EC52917 | No | 1998 | GH98-4316084-917 | No | No | Electric | 4.5 | kW | Unknown | N/A | N/A | N/A | N/A | N/A | Basement | Yes | Yes | Floor drain | No | N/A | No | N/A | N/A | N/A | No | No | Yes | No | 4219.8431 | Single Family
SITE_00349 | SITE_D8A4314E-98FB-454E-A256-9B03D99F4993 | Storage | Electric Resistance | 50 | AO Smith | EC52917 | No | 1998 | GG98-4316173917 | No | No | Electric | 4.5 | kW | Unknown | N/A | N/A | N/A | N/A | N/A | Basement | Yes | Yes | Floor drain | No | N/A | No | N/A | N/A | N/A | No | No | Yes | No | 4219.8431 | Single Family
SITE_00350 | SITE_C9184E72-2EC2-D141-8CBF-F36DDF9E8F78 | Storage | Fossil Fuel Non-Condensing | 50 | Rheem | 21V50-2 | No | 1991 | 1091A36519 | No | No | Natural Gas | 36000 | Btuh | 0.59 | N/A | N/A | N/A | N/A | N/A | Basement | Yes | Yes | Floor drain | No | N/A | No | N/A | N/A | N/A | No | No | No | No | 4219.8431 | Single Family
SITE_00351 | SITE_203CB524-8B33-DC44-AB3B-758F246E47B5 | Storage | Fossil Fuel Non-Condensing | 50 | Rheem | 42v50-36pf | Yes | 2006 | N/A | No | No | Propane | 36000 | Btuh | 0.58 | N/A | N/A | N/A | N/A | N/A | Garage | Yes | Yes | Plumbed drain | No | N/A | No | N/A | N/A | N/A | Yes | Yes | Yes | No | 7205.25 | Single Family
SITE_00352 | SITE_9D97C2D4-41AC-AB43-B9E0-EA82670113C8 | Storage | Fossil Fuel Non-Condensing | 50 | Rheem | 41V50 | No | 2002 | RHNG 0902131267 | No | No | Natural Gas | 40000 | Btuh | 0.58 | N/A | N/A | N/A | N/A | N/A | Basement | Yes | No | N/A | No | N/A | No | N/A | N/A | N/A | No | Yes | No | No | 4219.8431 | Single Family
SITE_00353 | SITE_BAA6B2CD-04B1-7B44-AEC3-4025C7A62D1A | Storage | Electric Resistance | 50 | Bradford White | Mi50t6ds13 | No | 2003 | ZJ3707705 | No | No | Electric | 4.5 | kW | 0.91 | N/A | N/A | N/A | N/A | N/A | Garage | Yes | No | N/A | Yes | 2 | Yes | Polyethylene Foam | 2 | 1 | Yes | Yes | Yes | No | 4219.8431 | Single Family
SITE_00354 | SITE_D99210D8-3977-3E43-A9F0-3D0BCF8BCCCC | Storage | Fossil Fuel Non-Condensing | 50 | Bradford White | Mi5036fbn4 | No | 2005 | BA5670035 | No | No | Natural Gas | 40000 | Btuh | 0.58 | N/A | N/A | N/A | N/A | N/A | Garage | Yes | No | N/A | No | N/A | No | N/A | N/A | N/A | Yes | Yes | No | No | 4219.8431 | Single Family
SITE_00355 | SITE_1C5360B6-9BD4-FC40-BA00-52F7302B9835 | Storage | Electric Resistance | 40 | Reliance | 640DORS | No | 2010 | 1029JO12982 | No | No | Electric | 4.5 | kW | 0.92 | N/A | N/A | N/A | N/A | N/A | Basement | Yes | Yes | Floor drain | No | N/A | No | N/A | N/A | N/A | No | Yes | No | No | 4255.3636 | Single Family
SITE_00356 | SITE_8E458F75-2B40-AB44-AE63-D342AF2C5AFB | Storage | Electric Resistance | 50 | Richmond | 8MV52-2 | No | 1991 | 891115539 | No | No | Electric | 5.5 | kW | 0.9 | N/A | N/A | N/A | N/A | N/A | Basement | Yes | No | N/A | No | N/A | No | N/A | N/A | N/A | N/A | Yes | No | No | 4219.8431 | Single Family
SITE_00357 | SITE_76ED7AEB-5A40-DF43-AF18-D5FAA64F39CE | Storage | Electric Resistance | 50 | Unknown | Unknown | No | Unknown | Unknown | No | No | Electric | Unknown | kW | Unknown | N/A | N/A | N/A | N/A | N/A | Main House | Yes | No | N/A | Yes | 1.5 | No | N/A | N/A | N/A | No | No | No | No | 4255.3636 | Single Family
SITE_00358 | SITE_5B6BA91A-3EDE-3840-A2ED-CB0A24D1AD1F | Storage | Fossil Fuel Non-Condensing | 50 | Bradford White | MI5036EN10 | No | 1999 | TJ6974816 | No | No | Natural Gas | 40000 | Btuh | 0.58 | N/A | N/A | N/A | N/A | N/A | Garage | Yes | No | N/A | No | N/A | No | N/A | N/A | N/A | Yes | Yes | Yes | No | 4219.8431 | Single Family
SITE_00359 | SITE_607D39FE-AA99-B04C-96A8-62105EC63D5F | Storage | Fossil Fuel Non-Condensing | 50 | Whirlpool | N50t61-403 | No | 2014 | 1425T480922 | No | No | Natural Gas | 40000 | Btuh | 0.58 | N/A | N/A | N/A | N/A | N/A | Garage | Yes | No | N/A | No | N/A | No | N/A | N/A | N/A | Yes | Yes | No | No | 4219.8431 | Single Family
SITE_00360 | SITE_DBB2B0EF-512C-8449-87DF-C4C7913CCAC1 | Storage | Electric Resistance | 50 | Unknown | Unknown | No | Unknown | Unknown | No | No | Electric | Unknown | kW | Unknown | N/A | N/A | N/A | N/A | N/A | Basement | Yes | No | N/A | Yes | 1 | Yes | Polyethylene Foam | 4 | 1 | No | No | Yes | No | 7205.25 | Single Family
SITE_00361 | SITE_0E232BE9-E6CD-764F-9B95-B20627664F27 | Storage | Fossil Fuel Non-Condensing | 40 | General Electric | GG40T06AVG01 | Yes | 2012 | N/A | No | No | Natural Gas | 40000 | Btuh | 0.59 | N/A | N/A | N/A | N/A | N/A | Garage | No | No | N/A | No | N/A | No | N/A | N/A | N/A | Yes | Yes | Yes | No | 4219.8431 | Single Family
SITE_00362 | SITE_4A0FD093-9E10-4149-ADCA-454DB8BECBED | Instantaneous | Fossil Fuel Non-Condensing | 0 | Paloma | PH-28RIFSP | Yes | 2005 | N/A | No | No | Propane | 199900 | Btuh | 0.82 | N/A | N/A | N/A | N/A | N/A | Main House | Yes | Yes | Floor drain | No | N/A | No | N/A | N/A | N/A | No | No | No | No | 4219.8431 | Single Family
SITE_00363 | SITE_8163414B-E337-CA41-B68A-4C65D7550138 | Storage | Electric Resistance | 80 | Whirlpool | Ee3z80hd055v | No | 2006 | 609129648 | No | No | Electric | 5.5 | kW | 0.93 | N/A | N/A | N/A | N/A | N/A | Basement | Yes | Yes | Floor drain | No | N/A | No | N/A | N/A | N/A | No | Yes | No | Unknown | 4255.3636 | Single Family
SITE_00364 | SITE_8B88FD51-ACCB-2347-9B7A-76A20A4C98DE | Storage | Fossil Fuel Non-Condensing | 48 | AO Smith | Fsgt 50 248e | No | 2003 | MC03-2296507-248E | No | No | Natural Gas | 57000 | Btuh | Unknown | N/A | N/A | N/A | N/A | N/A | Garage | Yes | No | N/A | No | N/A | Yes | Polyethylene Foam | 3 | 0.5 | Yes | Yes | Yes | No | 4219.8431 | Single Family
SITE_00365 | SITE_60DF2711-44EF-FF4D-B0BD-59F324E8BFC5 | Storage | Fossil Fuel Non-Condensing | 50 | Bradford White | Mi5036fbn | No | 2012 | JD16519975 | No | No | Natural Gas | 40000 | Btuh | 0.58 | N/A | N/A | N/A | N/A | N/A | Garage | No | No | N/A | No | N/A | No | N/A | N/A | N/A | Yes | Yes | Yes | No | 4219.8431 | Single Family
SITE_00366 | SITE_BEF44896-BEA7-4F4B-A78D-7A2EA9B168D6 | Storage | Electric Resistance | 55 | Reliance | 650DORT | No | 2009 | 0936J007168 | No | No | Electric | 4.5 | kW | 0.9 | N/A | N/A | N/A | N/A | N/A | Basement | Yes | No | N/A | No | N/A | No | N/A | N/A | N/A | No | Yes | No | No | 4219.8431 | Single Family
SITE_00367 | SITE_4FA1D6B9-EC58-214B-88FC-50057CA54252 | Storage | Fossil Fuel Non-Condensing | 74 | AO Smith | Fcg 75 250e | Yes | 2003 | N/A | No | No | Natural Gas | 76000 | Btuh | Unknown | N/A | N/A | N/A | N/A | N/A | Garage | Yes | No | N/A | No | N/A | No | N/A | N/A | N/A | Yes | Yes | Yes | No | 4219.8431 | Single Family
SITE_00368 | SITE_28A29784-B0D2-3049-B26D-A7BC78E2EB0C | Storage | Electric Resistance | 50 | Whirlpool | e2f50hd045v | No | 2004 | 444146554 | No | No | Electric | 4.5 | kW | 0.91 | N/A | N/A | N/A | N/A | N/A | Crawlspace | Yes | No | N/A | No | N/A | Yes | Polyethylene Foam | 2 | 1 | Yes | Yes | No | No | 4219.8431 | Single Family
SITE_00369 | SITE_C7AA64FB-932C-DC48-AC0F-9FDB8FF75470 | Storage | Fossil Fuel Non-Condensing | 40 | Rheem | 21v40-7 | Yes | 1996 | N/A | No | No | Natural Gas | 34000 | Btuh | 0.59 | N/A | N/A | N/A | N/A | N/A | Garage | Yes | No | N/A | No | N/A | No | N/A | N/A | N/A | Yes | Yes | Yes | No | 7205.25 | Single Family
SITE_00370 | SITE_17336C6E-A5F4-764B-B78C-186148B1E007 | Storage | Electric Resistance | 52 | Eagle | 121068 | No | 1987 | A873302483 | No | No | Electric | 4 | kW | Unknown | N/A | N/A | N/A | N/A | N/A | Main House | Yes | No | N/A | No | N/A | No | N/A | N/A | N/A | No | No | Yes | No | 4255.3636 | Single Family
SITE_00371 | SITE_16718FC2-46B3-3845-B24D-BB656D0E0855 | Storage | Electric Resistance | 50 | Rheem | 82v52-2 | Yes | 2010 | N/A | No | No | Electric | 4.5 | kW | 0.91 | N/A | N/A | N/A | N/A | N/A | Main House | Yes | No | N/A | No | N/A | No | N/A | N/A | N/A | No | Yes | Yes | No | 7205.25 | Single Family
SITE_00371 | SITE_16718FC2-46B3-3845-B24D-BB656D0E0855 | Storage | Electric Resistance | 50 | Rheem | 82v52-2 | Yes | 2010 | N/A | No | No | Electric | 4.5 | kW | 0.91 | N/A | N/A | N/A | N/A | N/A | Main House | Yes | No | N/A | No | N/A | No | N/A | N/A | N/A | No | Yes | Yes | No | 7205.25 | Single Family
SITE_00372 | SITE_83E01C53-F02E-284E-99C7-56A1F859CBEA | Storage | Electric Resistance | 50 | General Electric | Ge50m06aag | Yes | 2009 | N/A | No | No | Electric | 4.5 | kW | 0.9 | N/A | N/A | N/A | N/A | N/A | Main House | Yes | No | N/A | No | N/A | No | N/A | N/A | N/A | No | Yes | No | No | 7205.25 | Single Family
SITE_00373 | SITE_5FC07157-3460-4B41-9CE0-15AC80E1C51A | Storage | Fossil Fuel Non-Condensing | 50 | Bradford White | MI5036FBN2 | No | 2003 | ZH3603693 | No | No | Natural Gas | 40000 | Btuh | 0.58 | N/A | N/A | N/A | N/A | N/A | Garage | Yes | No | N/A | No | N/A | No | N/A | N/A | N/A | Yes | Yes | Yes | No | 4219.8431 | Single Family
SITE_00374 | SITE_7BFB2966-E802-5E4F-BCF7-C57BAE3D6414 | Storage | Fossil Fuel Non-Condensing | 38 | AO Smith | Gcv 40 100 | No | 2002 | H07J022358 | No | No | Natural Gas | 40000 | Btuh | 0.59 | N/A | N/A | N/A | N/A | N/A | Main House | Yes | No | N/A | No | N/A | No | N/A | N/A | N/A | No | No | Yes | No | 7205.25 | Single Family
SITE_00375 | SITE_606B3A56-76D4-DE40-A445-837BA760515D | Storage | Fossil Fuel Non-Condensing | 50 | AO Smith | Gcv 50 300 | Yes | 2012 | N/A | No | No | Natural Gas | 40000 | Btuh | 0.58 | N/A | N/A | N/A | N/A | N/A | Garage | Yes | No | N/A | No | N/A | No | N/A | N/A | N/A | Yes | No | Yes | No | 4255.3636 | Single Family
SITE_00377 | SITE_21597A64-D174-8D41-B251-53609B2BBF4D | Storage | Fossil Fuel Non-Condensing | 50 | Whirlpool | FG1H5040T3NV | Yes | 2002 | N/A | No | No | Natural Gas | 40000 | Btuh | 0.58 | N/A | N/A | N/A | N/A | N/A | Garage | Yes | No | N/A | No | N/A | No | N/A | N/A | N/A | Yes | Yes | Yes | No | 4219.8431 | Single Family
SITE_00379 | SITE_E1237C94-77C6-6D4F-BCF6-E33178DDE08A | Storage | Electric Resistance | 50 | General Electric | Unknown | Yes | 2010 | N/A | No | No | Electric | 4.5 | kW | Unknown | N/A | N/A | N/A | N/A | N/A | Basement | Yes | No | N/A | No | N/A | Yes | Polyethylene Foam | 4 | 1 | No | No | Yes | No | 4255.3636 | Single Family
SITE_00380 | SITE_A180105D-4399-A94B-AAEF-AE568AEA363A | Storage | Electric Resistance | 55 | AO Smith | ECT55200 | No | 2000 | J06E000208 | No | No | Electric | 4.5 | kW | 0.9 | N/A | N/A | N/A | N/A | N/A | Main House | Yes | Yes | Plumbed drain | No | N/A | No | N/A | N/A | N/A | No | No | No | No | 4219.8431 | Single Family
SITE_00381 | SITE_3C7884EC-22A5-7F47-857E-91A7963ED2C0 | Storage | Electric Resistance | 50 | General Electric | GE0504262920 | Yes | 2004 | N/A | No | No | Electric | 4.5 | kW | Unknown | N/A | N/A | N/A | N/A | N/A | Basement | Yes | No | N/A | No | N/A | No | N/A | N/A | N/A | No | Yes | No | No | 7205.25 | Single Family
SITE_00382 | SITE_78E46F17-6A8B-CB4A-B48D-85CEFC49368B | Storage | Fossil Fuel Non-Condensing | 50 | Rheem | XG50T12HE40U0 | Yes | 2015 | N/A | No | No | Natural Gas | 40000 | Btuh | 0.62 | N/A | N/A | N/A | N/A | N/A | Garage | Yes | Yes | Plumbed drain | No | N/A | No | N/A | N/A | N/A | Yes | Yes | Yes | No | 4219.8431 | Single Family
SITE_00382 | SITE_78E46F17-6A8B-CB4A-B48D-85CEFC49368B | Storage | Fossil Fuel Non-Condensing | 50 | Bradford White | MI5036FBN2 | No | 2003 | ZM4029699 | No | No | Natural Gas | 40000 | Btuh | 0.58 | N/A | N/A | N/A | N/A | N/A | Garage | Yes | Yes | Plumbed drain | No | N/A | No | N/A | N/A | N/A | Yes | Yes | Yes | No | 4219.8431 | Single Family
SITE_00383 | SITE_0246A41A-7B14-AD4B-8B8A-8E28A77FA577 | Storage | Fossil Fuel Condensing | 50 | Rheem | 22v50f1 | Yes | 2006 | N/A | No | No | Natural Gas | Unknown | Btuh | 0.58 | N/A | N/A | N/A | N/A | N/A | Basement | Yes | Yes | Floor drain | No | N/A | No | N/A | N/A | N/A | No | Yes | Yes | No | 4255.3636 | Single Family
SITE_00384 | SITE_BB9ACD00-9B9A-8342-BD62-8E5115994769 | Storage | Electric Resistance | 40 | Whirlpool | E2F40RD045V | No | 2013 | 1309T455723 | No | No | Electric | 4.5 | kW | 0.92 | N/A | N/A | N/A | N/A | N/A | Basement | Yes | No | N/A | No | N/A | No | N/A | N/A | N/A | N/A | Yes | Yes | No | 7205.25 | Single Family
SITE_00385 | SITE_D61B2244-4D63-8345-931F-AC9671F08124 | Storage | Electric Resistance | 50 | Reliance | 5522QRT973 | No | 1997 | J97426505 | No | No | Electric | 4.5 | kW | Unknown | N/A | N/A | N/A | N/A | N/A | Basement | Yes | No | N/A | No | N/A | No | N/A | N/A | N/A | No | Yes | No | No | 4862.5455 | Single Family
SITE_00386 | SITE_137997DA-A36C-A641-A6F7-5F8B432032A4 | Storage | Electric Resistance | 50 | AO Smith | Ect 52 210 | No | 2011 | 1105J004469 | No | No | Electric | 4.5 | kW | 0.91 | N/A | N/A | N/A | N/A | N/A | Basement | Yes | No | N/A | No | N/A | No | N/A | N/A | N/A | Yes | Yes | Yes | No | 4255.3636 | Single Family
SITE_00387 | SITE_7785AD46-6117-4B4C-A9CE-A3EEF431C07D | Storage | Electric Resistance | 50 | Richmond | 8V50-2C | No | 1999 | RM1099612990 | No | No | Electric | 4.5 | kW | 0.91 | N/A | N/A | N/A | N/A | N/A | Basement | Yes | Yes | Plumbed drain | No | N/A | No | N/A | N/A | N/A | N/A | Yes | No | No | 4219.8431 | Single Family
SITE_00388 | SITE_C73D883A-9EFF-D546-A82E-A9BE4B55720B | Storage | Fossil Fuel Non-Condensing | 40 | Rheem | Prog40-38n | Yes | 2015 | N/A | No | No | Natural Gas | 38000 | Btuh | 0.59 | N/A | N/A | N/A | N/A | N/A | Garage | Yes | Yes | Plumbed drain | No | N/A | No | N/A | N/A | N/A | Yes | No | No | No | 5927.3 | Single Family
SITE_00389 | SITE_2E9CDFE7-4F8C-704E-AAA8-07457878F9ED | Storage | Electric Resistance | 52 | Reliance | 5 52 20RT7 2 | No | 1991 | B91767921 | No | No | Electric | 4.5 | kW | Unknown | N/A | N/A | N/A | N/A | N/A | Basement | Yes | No | N/A | No | N/A | No | N/A | N/A | N/A | No | Yes | No | No | 4862.5455 | Single Family
SITE_00390 | SITE_4E989844-F0E5-F240-BF9A-43E0A3FFB751 | Storage | Fossil Fuel Non-Condensing | 50 | Bradford White | MI5036FBN7 | No | 2006 | CC7546319 | No | No | Natural Gas | 40000 | Btuh | 0.58 | N/A | N/A | N/A | N/A | N/A | Garage | Yes | No | N/A | No | N/A | No | N/A | N/A | N/A | Yes | Yes | Yes | No | 4219.8431 | Single Family
SITE_00391 | SITE_35BA37EE-5FC6-BF49-A9E3-46E50E95718C | Storage | Electric Resistance | 50 | US Craftmaster | e1f50rd045v | No | 2001 | 122109540 | No | No | Electric | 4.5 | kW | 0.9 | N/A | N/A | N/A | N/A | N/A | Main House | No | No | N/A | No | N/A | Yes | Polyethylene Foam | 7 | 0.75 | No | No | Yes | No | 4219.8431 | Single Family
SITE_00392 | SITE_4606F39A-4CFF-5D49-8D47-AF880BC0FFC4 | Storage | Fossil Fuel Non-Condensing | Unknown | Unknown | Unknown | No | Unknown | Unknown | No | No | Natural Gas | Unknown | Btuh | Unknown | N/A | N/A | N/A | N/A | N/A | Garage | Yes | No | N/A | Yes | 3 | No | N/A | N/A | N/A | Yes | Yes | Yes | No | 7205.25 | Single Family
SITE_00393 | SITE_9193921C-F6BE-3042-AFDB-13DE9ABE8C89 | Storage | Fossil Fuel Non-Condensing | 50 | American Appliance | GVF90-533T | No | 1991 | 9108310700 | No | No | Natural Gas | 38000 | Btuh | Unknown | N/A | N/A | N/A | N/A | N/A | Garage | Yes | No | N/A | No | N/A | No | N/A | N/A | N/A | Yes | Yes | Yes | No | 4219.8431 | Single Family
SITE_00394 | SITE_FD4C68CC-89C0-2B4B-A0DC-5C6BFA4A296A | Storage | Fossil Fuel Non-Condensing | 50 | Rheem | 41V50 | No | 2000 | RHNG0200138699 | No | No | Natural Gas | 40000 | Btuh | 0.54 | N/A | N/A | N/A | N/A | N/A | Main House | Yes | Unknown | N/A | No | N/A | No | N/A | N/A | N/A | Unknown | Yes | Yes | No | 4219.8431 | Single Family
SITE_00395 | SITE_194C7BF2-D652-8941-A474-F8E08A0A26A3 | Storage | Electric Resistance | Unknown | Unknown | Unknown | No | Unknown | Unknown | No | No | Electric | Unknown | kW | Unknown | N/A | N/A | N/A | N/A | N/A | Main House | Unknown | Unknown | N/A | Unknown | N/A | Unknown | N/A | N/A | N/A | No | No | Yes | No | 4219.8431 | Single Family
SITE_00396 | SITE_553E95CC-8916-EA48-9A5C-8AA599E8EC5E | Storage | Fossil Fuel Condensing | 50 | AO Smith | Unknown | No | Unknown | Unknown | No | No | Natural Gas | Unknown | Btuh | Unknown | N/A | N/A | N/A | N/A | N/A | Basement | Yes | No | N/A | No | N/A | No | N/A | N/A | N/A | No | No | No | No | 4255.3636 | Single Family
SITE_00397 | SITE_E596D7F5-B01C-E847-9A27-E557E752658C | Storage | Fossil Fuel Non-Condensing | Unknown | Unknown | Unknown | No | Unknown | Unknown | No | No | Natural Gas | Unknown | Btuh | Unknown | N/A | N/A | N/A | N/A | N/A | Garage | Yes | Yes | Unknown | Yes | 0.25 | No | N/A | N/A | N/A | Yes | Yes | Yes | No | 4219.8431 | Single Family
SITE_00398 | SITE_A0D9AA5A-F8DE-6244-AA87-8561FE3010D3 | Storage | Electric Resistance | 50 | Reliance | 55220rt973 | No | 1998 | H98396223 | No | No | Electric | 4.5 | kW | 0.88 | N/A | N/A | N/A | N/A | N/A | Basement | Yes | No | N/A | Yes | 2 | No | N/A | N/A | N/A | No | Yes | No | No | 4862.5455 | Single Family
SITE_00399 | SITE_AC2249FD-9929-AF4B-87A4-CEB851C7B1BE | Storage | Electric Heat Pump (Packaged) | 50 | General Electric | GEH50DFEJSRA | Yes | 2015 | N/A | No | No | Electric | 4.5 | kW | 3.25 | Yes | Mechanical Room | 130 | None of the above | N/A | Main House | Yes | No | N/A | No | N/A | No | N/A | N/A | N/A | No | No | No | No | 4255.3636 | Single Family
SITE_00400 | SITE_A7799339-E3E8-1D4D-9E30-2BD4EC52AE4F | Storage | Fossil Fuel Non-Condensing | 50 | Whirlpool | N50t91-403 | No | 2013 | 1314T481807 | No | No | Natural Gas | 40000 | Btuh | 0.58 | N/A | N/A | N/A | N/A | N/A | Garage | Yes | No | N/A | No | N/A | No | N/A | N/A | N/A | Yes | Yes | Yes | No | 4219.8431 | Single Family
SITE_00401 | SITE_76A78A7E-28D0-CC42-91C1-8497E2B73240 | Storage | Electric Resistance | 50 | Rheem | 82mv52-2 | Yes | 2008 | N/A | No | No | Electric | 4.5 | kW | 0.9 | N/A | N/A | N/A | N/A | N/A | Basement | Yes | Yes | Floor drain | No | N/A | No | N/A | N/A | N/A | Yes | Yes | Yes | No | 4255.3636 | Single Family
SITE_00402 | SITE_08E34FD3-D5B1-4A25-B31C-547483FB12D5 | Storage | Fossil Fuel Non-Condensing | 50 | Reliance | 12-50-nact 400 | Yes | 2016 | 10019218 | No | No | Natural Gas | 40000 | Btuh | 0.62 | N/A | N/A | N/A | N/A | N/A | Main House | Yes | No | N/A | No | N/A | No | N/A | N/A | N/A | No | No | Yes | No | 4255.3636 | Single Family
SITE_00403 | SITE_95EA566D-9AB0-124F-B28A-4B398161C4A4 | Instantaneous | Fossil Fuel Condensing | 0.5 | Navien | NR-240(A) | No | 2010 | 9545-20100212-3017 | Unknown | No | Natural Gas | 199900 | Btuh | 0.95 | N/A | N/A | N/A | N/A | N/A | Garage | Yes | Unknown | N/A | No | N/A | No | N/A | N/A | N/A | Yes | Yes | Yes | Unknown | 4219.8431 | Single Family
SITE_00404 | SITE_5E29F1F7-DD99-B64B-8C8D-23B7EB3B3D33 | Storage | Fossil Fuel Non-Condensing | 50 | Bradford White | MI5036EN10 | No | 2000 | WD9355012 | No | No | Natural Gas | 40000 | Btuh | Unknown | N/A | N/A | N/A | N/A | N/A | Main House | Yes | No | N/A | No | N/A | No | N/A | N/A | N/A | No | No | No | No | 4255.3636 | Single Family
SITE_00405 | SITE_574AC4CD-9B7E-C748-BD08-64DBF04AEE6B | Storage | Fossil Fuel Non-Condensing | 50 | Rheem | PR0G50-38NRH58 | Yes | 2013 | N/A | No | No | Natural Gas | 38000 | Btuh | 0.58 | N/A | N/A | N/A | N/A | N/A | Basement | No | No | N/A | No | N/A | Yes | Polyethylene Foam | 2 | 0.5 | N/A | Yes | No | No | 4255.3636 | Single Family
SITE_00406 | SITE_55A9082C-3E93-3E4B-96B0-EADFA4D4DC73 | Instantaneous | Electric Resistance | 0 | Stiebel Eltron | Unknown | No | Unknown | Unknown | No | No | Electric | Unknown | kW | Unknown | N/A | N/A | N/A | N/A | N/A | Main House | No | No | N/A | No | N/A | No | N/A | N/A | N/A | No | No | No | No | 4219.8431 | Single Family
SITE_00406 | SITE_55A9082C-3E93-3E4B-96B0-EADFA4D4DC73 | Storage | Electric Resistance | 65 | Bradford White | M265R6DS5 | No | 2005 | BD6162966 | No | Unknown | Electric | 4.5 | kW | 0.89 | N/A | N/A | N/A | N/A | N/A | Basement | Yes | No | N/A | No | N/A | No | N/A | N/A | N/A | Unknown | Yes | Yes | No | 4219.8431 | Single Family
SITE_00407 | SITE_DB253576-4A55-9C40-9FD2-2DCF092E8CCB | Storage | Fossil Fuel Non-Condensing | 40 | State | prv 40 nort6 df | No | 1992 | M92675310 | No | No | Natural Gas | 35500 | Btuh | Unknown | N/A | N/A | N/A | N/A | N/A | Main House | Yes | No | N/A | No | N/A | No | N/A | N/A | N/A | No | No | Yes | No | 4219.8431 | Single Family
SITE_00408 | SITE_8B6ED3C3-CC4B-D24F-8FD2-90CECB56090D | Storage | Fossil Fuel Non-Condensing | 65 | Bradford White | m1xr65t6bn | No | 2007 | DF9404919 | No | No | Natural Gas | 65000 | Btuh | Unknown | N/A | N/A | N/A | N/A | N/A | Garage | Yes | No | N/A | No | N/A | No | N/A | N/A | N/A | Yes | Yes | Yes | No | 4219.8431 | Single Family
SITE_00409 | SITE_424006FE-5460-1E47-A5FC-A083AF231DB4 | Storage | Electric Resistance | 50 | General Electric | GE50M06AAG | Yes | 2010 | N/A | No | No | Electric | 4.5 | kW | 0.9 | N/A | N/A | N/A | N/A | N/A | Garage | Yes | Unknown | N/A | No | N/A | No | N/A | N/A | N/A | Yes | Yes | Yes | No | 4219.8431 | Single Family
SITE_00410 | SITE_283C5A97-770E-AB43-8D42-C9968069C34C | Storage | Electric Resistance | 40 | Rheem | Xe40m06st45u0 | Yes | 2014 | N/A | No | No | Electric | 4.5 | kW | 0.92 | N/A | N/A | N/A | N/A | N/A | Basement | Yes | No | N/A | No | N/A | No | N/A | N/A | N/A | N/A | Yes | No | No | 4862.5455 | Single Family
SITE_00412 | SITE_696A1CC3-359A-934F-819E-0BD480DF00A2 | Storage | Fossil Fuel Non-Condensing | 40 | Kenmore | 153.3365 | No | 2005 | Unknown | No | No | Natural Gas | 35500 | Btuh | Unknown | N/A | N/A | N/A | N/A | N/A | Garage | Yes | No | N/A | No | N/A | No | N/A | N/A | N/A | No | Yes | Yes | No | 4219.8431 | Single Family
SITE_00413 | SITE_1B6404C0-E0CC-CF44-8262-07D9A630F7A7 | Storage | Fossil Fuel Non-Condensing | 38 | AO Smith | GCV40100 | Yes | 2005 | N/A | No | No | Natural Gas | 40000 | Btuh | 0.59 | N/A | N/A | N/A | N/A | N/A | Basement | Yes | No | N/A | No | N/A | No | N/A | N/A | N/A | Yes | Yes | No | No | 7205.25 | Single Family
SITE_00414 | SITE_DC6E77E1-13B8-FF44-B83B-62D4005BEFEF | Storage | Electric Resistance | 50 | Rheem | 83vr52-2 | Yes | 2007 | N/A | No | No | Electric | 4.5 | kW | 0.95 | N/A | N/A | N/A | N/A | N/A | Basement | Yes | Yes | Floor drain | No | N/A | No | N/A | N/A | N/A | No | No | No | No | 4255.3636 | Single Family
SITE_00415 | SITE_06F7FC6D-79F6-4AD9-BFB3-2FD7D0BBED52 | Storage | Electric Resistance | 50 | Bradford White | M250T6DS-1NCWW | No | 2009 | FD11810720 | No | No | Electric | 4.5 | kW | 0.9 | N/A | N/A | N/A | N/A | N/A | Basement | Yes | No | N/A | No | N/A | No | N/A | N/A | N/A | No | Yes | No | No | 4255.3636 | Single Family
SITE_00416 | SITE_ADA8D5E1-34F1-3441-8649-1A9FCBA1CE49 | Instantaneous | Fossil Fuel Condensing | 0 | Rinnai | R75-LSi | Yes | 2009 | N/A | No | No | Natural Gas | 180000 | Btuh | 0.82 | N/A | N/A | N/A | N/A | N/A | Basement | Yes | No | N/A | No | N/A | No | N/A | N/A | N/A | Yes | No | No | No | 4862.5455 | Single Family
SITE_00417 | SITE_A77FAF85-3B58-F542-B95C-C63D73178CCD | Storage | Fossil Fuel Non-Condensing | 50 | Bradford White | MI5036FBN | No | 2009 | FF12129349 | No | No | Natural Gas | 40000 | Btuh | 0.58 | N/A | N/A | N/A | N/A | N/A | Garage | Yes | Unknown | N/A | No | N/A | No | N/A | N/A | N/A | Yes | Yes | Yes | No | 5927.3 | Single Family
SITE_00418 | SITE_7D140BC0-902A-3448-88F5-D495644E8828 | Storage | Fossil Fuel Non-Condensing | 50 | AO Smith | GPVH 50 100 | Yes | 2012 | N/A | No | No | Natural Gas | 40000 | Btuh | 0.65 | N/A | N/A | N/A | N/A | N/A | Basement | Yes | No | N/A | No | N/A | No | N/A | N/A | N/A | N/A | Yes | Yes | No | 5927.3 | Single Family
SITE_00435 | SITE_070B61B6-9BA4-B342-8993-F3679237AD9C | Storage | Fossil Fuel Non-Condensing | 50 | Rheem | P2-50F1 | Yes | 2012 | N/A | No | No | Natural Gas | 38000 | Btuh | 0.58 | N/A | N/A | N/A | N/A | N/A | Main House | Yes | No | N/A | No | N/A | No | N/A | N/A | N/A | N/A | No | Yes | No | 9106.6154 | Single Family
SITE_00436 | SITE_45C02837-13DD-45FD-81A7-81BE1539A2BB | Storage | Electric Resistance | 52 | State | Cv 52 1rs2 oh | No | 1981 | H81407410 | No | No | Electric | 5.5 | kW | Unknown | N/A | N/A | N/A | N/A | N/A | Main House | Yes | No | N/A | No | N/A | No | N/A | N/A | N/A | No | No | No | No | 9106.6154 | Single Family
SITE_00439 | SITE_FC250E8D-ADAC-EA43-92E5-B4FB57217679 | Storage | Electric Resistance | Unknown | Sears | 234-442 | No | 1948 | A48647 | No | No | Electric | 2.5 | kW | Unknown | N/A | N/A | N/A | N/A | N/A | Basement | Yes | No | N/A | Yes | 2 | No | N/A | N/A | N/A | N/A | No | No | No | 7381.5 | Single Family
SITE_00452 | SITE_79DA014B-09F1-C748-AB06-18A516FF3F1B | Storage | Electric Resistance | 38 | Whirlpool | E40LB6-45 100 | No | 2010 | 100262018 | No | No | Electric | 4.5 | kW | 0.95 | N/A | N/A | N/A | N/A | N/A | Other | Yes | Yes | Floor drain | No | N/A | No | N/A | N/A | N/A | No | No | No | No | 2880.3393 | Single Family
SITE_00479 | SITE_660C0196-2E8E-4847-B39A-8A4A188AA917 | Storage | Electric Resistance | 50 | American Water Heaters | e63-50h-045dc | No | 2005 | 503141861 | No | No | Electric | 4.5 | kW | Unknown | N/A | N/A | N/A | N/A | N/A | Main House | Yes | Unknown | N/A | No | N/A | No | N/A | N/A | N/A | Yes | Yes | Yes | No | 2639.8857 | Single Family
SITE_00483 | SITE_EEA62D01-3BDE-F240-817E-D3B2966A908E | Storage | Electric Resistance | 46.5 | American Water Heaters | E62-50L-045D | No | 2013 | 1349T473220 | No | No | Electric | 4.5 | kW | Unknown | N/A | N/A | N/A | N/A | N/A | Main House | Yes | Yes | Plumbed drain | No | N/A | Yes | Polyethylene Foam | 4.75 | 1 | No | Yes | No | No | 2639.8857 | Single Family
SITE_00491 | SITE_D39D91FD-5BF8-DA4C-AE94-08FA1C02752A | Storage | Fossil Fuel Non-Condensing | 50 | Whirlpool | fg1h5040t3nov | No | 2007 | 730419 | No | No | Natural Gas | 40000 | Btuh | Unknown | N/A | N/A | N/A | N/A | N/A | Basement | Yes | No | N/A | No | N/A | Yes | Polyethylene Foam | 6 | 0.5 | No | Yes | Yes | No | 2880.3393 | Single Family
SITE_00492 | SITE_32B4B1DA-93B0-4641-82FC-693B71C14C86 | Storage | Electric Resistance | 80 | Rheem | PROE80 2 RH86 | Yes | 2014 | N/A | No | No | Electric | 4.5 | kW | 0.86 | N/A | N/A | N/A | N/A | N/A | Garage | Yes | No | N/A | No | N/A | Yes | Polyethylene Foam | 5 | 0.5 | Yes | No | Yes | No | 9106.6154 | Single Family
SITE_00493 | SITE_EC1742C1-801D-4C70-9445-1B7F550FB357 | Storage | Electric Resistance | 45 | American Appliance | EFR90-50D | No | 1991 | 9131300517 | No | No | Electric | Unknown | kW | Unknown | N/A | N/A | N/A | N/A | N/A | Main House | Yes | Yes | Plumbed drain | No | N/A | No | N/A | N/A | N/A | No | No | No | No | 7381.5 | Single Family
SITE_00494 | SITE_C492C1AD-02CF-624B-A621-8EA26003A6A4 | Storage | Electric Resistance | 50 | Sears | 153.320550 ht | No | 1999 | C99157287 | No | No | Electric | 3.8 | kW | 0.93 | N/A | N/A | N/A | N/A | N/A | Main House | Yes | No | N/A | No | N/A | No | N/A | N/A | N/A | N/A | Yes | Yes | No | 9106.6154 | Single Family
SITE_00495 | SITE_6519991C-BFCC-E440-8718-DD45DDCFF2DC | Storage | Fossil Fuel Non-Condensing | 50 | Kenmore | 153.3316 | Yes | 2008 | N/A | Yes | No | Natural Gas | 40000 | Btuh | Unknown | N/A | N/A | N/A | N/A | N/A | Basement | Yes | Yes | Floor drain | No | N/A | No | N/A | N/A | N/A | No | Yes | No | No | 2880.3393 | Single Family
SITE_00497 | SITE_CE57BEBD-27BF-D549-8A6B-543ABACD764F | Storage | Electric Resistance | 50 | General Electric | GE50M06AAG | Yes | 2011 | N/A | No | No | Electric | 4.5 | kW | 0.9 | N/A | N/A | N/A | N/A | N/A | Basement | Yes | Unknown | N/A | No | N/A | No | N/A | N/A | N/A | Yes | No | No | No | 9106.6154 | Single Family
SITE_00498 | SITE_6F6A26BD-45EF-DD47-AB45-C3C84331869E | Storage | Electric Resistance | 50 | Ruud | Pe2-52-2 | Yes | 2010 | N/A | No | No | Electric | 4.5 | kW | 0.91 | N/A | N/A | N/A | N/A | N/A | Main House | Yes | No | N/A | No | N/A | No | N/A | N/A | N/A | Yes | Yes | Yes | No | 2639.8857 | Single Family
SITE_00499 | SITE_6CFA366E-1E3D-124E-B54D-B9E94EDC95EE | Storage | Electric Resistance | 50 | Ruud | PE2M-52-2 | Yes | 2010 | N/A | No | No | Electric | 4.5 | kW | 0.9 | N/A | N/A | N/A | N/A | N/A | Main House | Yes | No | N/A | Yes | 3 | No | N/A | N/A | N/A | No | No | Yes | No | 7381.5 | Single Family
SITE_00500 | SITE_ED3A2FEB-48F2-6246-B363-2626E45E8964 | Storage | Electric Resistance | 50 | AO Smith | Eyes 52 913 | No | 1990 | GH90-0566680-913 | No | No | Electric | 4.5 | kW | Unknown | N/A | N/A | N/A | N/A | N/A | Main House | Yes | No | N/A | No | N/A | No | N/A | N/A | N/A | No | No | No | No | 2639.8857 | Single Family
SITE_00501 | SITE_934F9CCB-19EC-4440-A170-1F39E4AC51F6 | Storage | Electric Resistance | 52 | Eagle | 121024 | No | Unknown | A 863212445 | No | No | Electric | 4.5 | kW | Unknown | N/A | N/A | N/A | N/A | N/A | Garage | Yes | No | N/A | No | N/A | Yes | Polyethylene Foam | 4 | 1 | Yes | Yes | Yes | No | 2639.8857 | Single Family
SITE_00503 | SITE_9C100872-B8D9-F94D-B8E1-905483382143 | Instantaneous | Fossil Fuel Condensing | 0 | Ruud | Rutgh-95dvln | No | 2015 | M481513022 | No | No | Natural Gas | 199900 | Btuh | 0.94 | N/A | N/A | N/A | N/A | N/A | Garage | Yes | No | N/A | No | N/A | No | N/A | N/A | N/A | Yes | Yes | Yes | No | 9106.6154 | Single Family
SITE_00504 | SITE_C907FB06-B825-3243-921D-02105D6A9D53 | Storage | Fossil Fuel Non-Condensing | 50 | American Water Heaters | BFG6150T403NO | No | 2007 | 715125715 | No | No | Natural Gas | 40000 | Btuh | 0.58 | N/A | N/A | N/A | N/A | N/A | Basement | Yes | Yes | Plumbed drain | No | N/A | No | N/A | N/A | N/A | No | Yes | Yes | No | 2880.3393 | Single Family
SITE_00505 | SITE_1164732A-B9C7-D44C-9FA9-D1A75DD8E256 | Storage | Fossil Fuel Non-Condensing | 50 | AO Smith | Fps50226 | No | 1993 | MM93-0030021-226 | Yes | No | Natural Gas | 42000 | Btuh | Unknown | N/A | N/A | N/A | N/A | N/A | Basement | Yes | No | N/A | No | N/A | No | N/A | N/A | N/A | Yes | Yes | No | No | 9106.6154 | Single Family
SITE_00506 | SITE_D87497B4-A177-9A48-AD81-965E8B9AAC50 | Instantaneous | Fossil Fuel Condensing | 0 | Navien | NR240A | No | Unknown | Unknown | No | No | Propane | 199000 | Btuh | 0.95 | N/A | N/A | N/A | N/A | N/A | Garage | Yes | No | N/A | No | N/A | Yes | Polyethylene Foam | Unknown | Unknown | Yes | Yes | Yes | No | 2639.8857 | Single Family
SITE_00507 | SITE_7C42B4AD-BA05-7F44-9A6F-AE5ECBF73C75 | Storage | Fossil Fuel Condensing | 40 | Rheem | 21v40-7 | No | 1993 | 0593A28735 | No | No | Natural Gas | 34000 | Btuh | Unknown | N/A | N/A | N/A | N/A | N/A | Main House | Yes | No | N/A | No | N/A | No | N/A | N/A | N/A | Yes | Yes | Yes | No | 2639.8857 | Single Family
SITE_00508 | SITE_57DD0CD2-1E26-D34B-9076-B66541EDFCDC | Storage | Fossil Fuel Non-Condensing | 50 | Rheem | 22v50f1 | Yes | 2008 | N/A | No | No | Natural Gas | 38000 | Btuh | 0.58 | N/A | N/A | N/A | N/A | N/A | Basement | Yes | No | N/A | No | N/A | No | N/A | N/A | N/A | No | Yes | No | No | 2880.3393 | Single Family
SITE_00509 | SITE_165331D1-161E-F446-A873-E795ABFF3480 | Storage | Fossil Fuel Non-Condensing | 50 | AO Smith | GVR 50 200 | Yes | 2010 | 1002J012920 | No | No | Natural Gas | 40000 | Btuh | Unknown | N/A | N/A | N/A | N/A | N/A | Garage | Yes | Unknown | N/A | No | N/A | Yes | Polyethylene Foam | 2.5 | 1 | Yes | Yes | Yes | No | 2639.8857 | Single Family
SITE_00509 | SITE_165331D1-161E-F446-A873-E795ABFF3480 | Storage | Fossil Fuel Non-Condensing | 50 | AO Smith | GVR 50 200 | Yes | 2010 | Unknown | No | No | Natural Gas | 40000 | Btuh | Unknown | N/A | N/A | N/A | N/A | N/A | Garage | Yes | Unknown | N/A | No | N/A | Yes | Polyethylene Foam | 2.5 | 1 | Yes | Yes | Yes | No | 2639.8857 | Single Family
SITE_00521 | SITE_7C7FED84-B123-CF4E-B030-BC0D38E236F9 | Storage | Fossil Fuel Non-Condensing | 50 | AO Smith | Fsg 50 248 | No | 2000 | GJ00-6007761 | No | No | Natural Gas | 40000 | Btuh | Unknown | N/A | N/A | N/A | N/A | N/A | Garage | Yes | No | N/A | No | N/A | No | N/A | N/A | N/A | Yes | Yes | Yes | No | 1142.3864 | Single Family
SITE_00522 | SITE_9E2A2B66-9A46-5C4C-950F-620A07777DF1 | Storage | Fossil Fuel Non-Condensing | 40 | Ruud | Pvp40-1 | No | 1993 | 0393D09598 | No | No | Natural Gas | 40000 | Btuh | Unknown | N/A | N/A | N/A | N/A | N/A | Crawlspace | Yes | No | N/A | No | N/A | No | N/A | N/A | N/A | N/A | No | No | No | 1142.3864 | Single Family
SITE_00524 | SITE_631FE796-4DFE-CB4F-86F1-FC119D03D27E | Storage | Fossil Fuel Non-Condensing | 40 | American Appliance | Bfg6140t403no | No | 2014 | 1417T450951 | No | No | Natural Gas | 40000 | Btuh | 0.59 | N/A | N/A | N/A | N/A | N/A | Garage | Yes | No | N/A | No | N/A | No | N/A | N/A | N/A | Yes | Yes | Yes | No | 1432.1875 | Single Family
SITE_00528 | SITE_949F1EB5-03F2-9F40-B5D3-5B82DF705233 | Storage | Fossil Fuel Non-Condensing | 50 | Whirlpool | 50T6-40NG 400 | No | 2016 | 1632100000000 | No | No | Natural Gas | 40000 | Btuh | 0.61 | N/A | N/A | N/A | N/A | N/A | Garage | Yes | No | N/A | No | N/A | No | N/A | N/A | N/A | Yes | Yes | Yes | No | 1142.3864 | Single Family
SITE_00530 | SITE_FF72C067-694C-8243-B616-7CC1F6D2ADB6 | Storage | Electric Resistance | 50 | AO Smith | EES 52 913 | No | 1996 | GC96-3038142-193 | No | No | Electric | 4.5 | kW | Unknown | N/A | N/A | N/A | N/A | N/A | Main House | Yes | No | N/A | No | N/A | No | N/A | N/A | N/A | No | No | No | No | 1142.3864 | Single Family
SITE_00531 | SITE_BDEF40FC-99DD-C04E-8090-09B79A6B77E7 | Storage | Fossil Fuel Non-Condensing | 50 | General Electric | sg50t12avh00 | Yes | 2007 | N/A | No | No | Natural Gas | 40000 | Btuh | 0.58 | N/A | N/A | N/A | N/A | N/A | Garage | Yes | No | N/A | No | N/A | No | N/A | N/A | N/A | Yes | Yes | Yes | No | 1142.3864 | Single Family
SITE_00532 | SITE_AEE923DF-01A3-084F-9AED-28A5D76EF67F | Storage | Fossil Fuel Non-Condensing | 50 | Bradford White | Mi5036en10 | No | 1998 | SK3432291 | No | No | Natural Gas | 40000 | Btuh | 0.58 | N/A | N/A | N/A | N/A | N/A | Main House | Yes | No | N/A | No | N/A | No | N/A | N/A | N/A | Yes | Yes | Yes | No | 1656.0588 | Single Family
SITE_00533 | SITE_944BC58A-934B-B04E-9770-66823A29B151 | Storage | Electric Resistance | 50 | General Electric | PE50T09AAH | Yes | 2010 | N/A | No | No | Electric | 4.5 | kW | 0.91 | N/A | N/A | N/A | N/A | N/A | Garage | Yes | No | N/A | No | N/A | No | N/A | N/A | N/A | No | Yes | Yes | No | 1432.1875 | Single Family
SITE_00534 | SITE_4B04F52F-CE28-E843-B035-A972767CE75D | Storage | Fossil Fuel Non-Condensing | 50 | AO Smith | GCV 50 200 | No | 2009 | 0909A019772 | No | No | Natural Gas | 40000 | Btuh | 0.58 | N/A | N/A | N/A | N/A | N/A | Garage | Yes | Unknown | N/A | No | N/A | No | N/A | N/A | N/A | Yes | Yes | Yes | No | 1561.2667 | Single Family
SITE_00536 | SITE_3DDD6973-2FCB-9B4A-83DA-0A9226AC0776 | Storage | Electric Resistance | 80 | Bradford White | MI8OR6DS13 | No | 1997 | PLO455342 | No | No | Electric | 4.5 | kW | Unknown | N/A | N/A | N/A | N/A | N/A | Main House | Yes | No | N/A | No | N/A | No | N/A | N/A | N/A | Yes | Yes | Yes | No | 1656.0588 | Single Family
SITE_00536 | SITE_3DDD6973-2FCB-9B4A-83DA-0A9226AC0776 | Storage | Electric Resistance | 50 | Bradford White | MI50T6DS13 | No | 1997 | PL0486174 | No | No | Electric | 4.5 | kW | Unknown | N/A | N/A | N/A | N/A | N/A | Garage | No | No | N/A | No | N/A | No | N/A | N/A | N/A | Yes | Yes | Yes | No | 1656.0588 | Single Family
SITE_00537 | SITE_F96DE754-765B-E244-89D3-C094E1A3A464 | Storage | Fossil Fuel Non-Condensing | 40 | Rheem | Xg40t06ec36u0 | Yes | 2014 | N/A | No | No | Natural Gas | 36000 | Btuh | 0.59 | N/A | N/A | N/A | N/A | N/A | Garage | Yes | No | N/A | No | N/A | No | N/A | N/A | N/A | Yes | Yes | Yes | No | 1432.1875 | Single Family
SITE_00538 | SITE_D3A8CC2F-23F7-B04F-9F00-0D473C76251B | Storage | Fossil Fuel Non-Condensing | 50 | AO Smith | Fish 50 224 | No | 1993 | GH93-1534926-224 | No | No | Natural Gas | 40000 | Btuh | 0.53 | N/A | N/A | N/A | N/A | N/A | Main House | Yes | No | N/A | No | N/A | No | N/A | N/A | N/A | No | No | No | No | 1561.2667 | Single Family
SITE_00540 | SITE_5B22090A-238F-584B-8F25-FDBE99FB4A65 | Storage | Fossil Fuel Non-Condensing | 40 | General Electric | Gp40t6a | No | 1999 | GELP0799165889 | No | No | Propane | 34000 | Btuh | 0.56 | N/A | N/A | N/A | N/A | N/A | Main House | Yes | No | N/A | No | N/A | No | N/A | N/A | N/A | No | No | No | No | 1656.0588 | Single Family
SITE_00541 | SITE_E18E8A8C-C8A6-5540-854A-38141288D157 | Storage | Fossil Fuel Non-Condensing | 50 | Montgomery Ward | Arm 33747a | No | 1991 | SNN 0291A30144 | No | No | Natural Gas | 40000 | Btuh | Unknown | N/A | N/A | N/A | N/A | N/A | Basement | Yes | No | N/A | No | N/A | No | N/A | N/A | N/A | Yes | Yes | No | No | 1561.2667 | Single Family
SITE_00543 | SITE_D7CC33C5-8C12-A944-8302-74F98A0ED615 | Storage | Electric Resistance | 50 | Bradford White | RE350T6 | No | 1995 | MK36800831 | No | No | Electric | 4.5 | kW | 0.93 | N/A | N/A | N/A | N/A | N/A | Garage | Yes | Yes | Plumbed drain | No | N/A | No | N/A | N/A | N/A | Yes | Yes | Yes | No | 4710.7778 | Single Family
SITE_00544 | SITE_51B9B9BB-9DE2-7747-BA1D-DFFCAFA2452D | Storage | Electric Resistance | 50 | Rheem | 82V52-2 | Yes | 2005 | N/A | No | No | Electric | 4.5 | kW | 0.91 | N/A | N/A | N/A | N/A | N/A | Garage | Yes | No | N/A | No | N/A | No | N/A | N/A | N/A | No | No | Yes | No | 6646.5 | Single Family
SITE_00546 | SITE_A0DFD394-B2EA-4C43-B94A-468CE2755C02 | Storage | Fossil Fuel Non-Condensing | 50 | Bradford White | MI5036FBN | No | 2006 | CH8147683 | No | No | Natural Gas | 40000 | Btuh | 0.58 | N/A | N/A | N/A | N/A | N/A | Garage | No | No | N/A | No | N/A | Yes | Polyethylene Foam | 4 | 0.75 | Yes | Yes | Yes | No | 1142.3864 | Single Family
SITE_00546 | SITE_A0DFD394-B2EA-4C43-B94A-468CE2755C02 | Storage | Fossil Fuel Non-Condensing | 50 | Bradford White | MI5036FBN | No | 2006 | CH8147684 | No | No | Natural Gas | 40000 | Btuh | 0.58 | N/A | N/A | N/A | N/A | N/A | Garage | No | No | N/A | No | N/A | No | N/A | N/A | N/A | Yes | Yes | Yes | No | 1142.3864 | Single Family
SITE_00547 | SITE_770CA82F-3B7B-414A-A4C9-4B5399A1FB2D | Storage | Unknown | Unknown | Unknown | Unknown | No | Unknown | Unknown | Unknown | Unknown | Unknown | Unknown | Btuh | Unknown | N/A | N/A | N/A | N/A | N/A | Garage | Yes | Unknown | N/A | Yes | 2 | No | N/A | N/A | N/A | Yes | Yes | Yes | Unknown | 1142.3864 | Single Family
SITE_00548 | SITE_DAABF0F3-9F7A-DD47-B4EC-B095AA3E6BD6 | Storage | Electric Resistance | 50 | Unknown | Unknown | No | Unknown | Unknown | No | No | Electric | Unknown | kW | Unknown | N/A | N/A | N/A | N/A | N/A | Garage | Yes | No | N/A | Yes | 2 | No | N/A | N/A | N/A | Yes | Yes | Yes | No | 1142.3864 | Single Family
SITE_00550 | SITE_FCC8C442-90B3-384A-8281-9DBC4FEE2312 | Instantaneous | Fossil Fuel Non-Condensing | 0 | Navien | NPE-240S NG | No | 2016 | 7417B16Z2031046 | No | No | Natural Gas | 199900 | Btuh | 0.98 | N/A | N/A | N/A | N/A | N/A | Main House | Yes | No | N/A | No | N/A | No | N/A | N/A | N/A | Yes | No | No | No | 1142.3864 | Single Family
SITE_00551 | SITE_FC6DF793-FF3B-DA47-8292-48CB50F3EC5B | Storage | Electric Resistance | 75 | Rheem | MR75245B | No | 2012 | 0712W 48351 | No | No | Electric | 4.5 | kW | 0.92 | N/A | N/A | N/A | N/A | N/A | Main House | Yes | Yes | Plumbed drain | No | N/A | Yes | Polyethylene Foam | 2 | 1 | No | No | No | No | 1142.3864 | Single Family
SITE_00552 | SITE_4F76A131-AB8C-5443-BFA4-824D7BB014BD | Storage | Electric Resistance | 50 | Whirlpool | E2EH50RD045V | Yes | 2008 | N/A | No | No | Electric | 4.5 | kW | 0.91 | N/A | N/A | N/A | N/A | N/A | Main House | Yes | Yes | Plumbed drain | No | N/A | No | N/A | N/A | N/A | Yes | No | Yes | No | 1142.3864 | Single Family
SITE_00553 | SITE_89C916AA-196E-DC4D-8815-E1A766DCB571 | Storage | Electric Resistance | 40 | AO Smith | edlj | No | Unknown | Unknown | No | No | Electric | Unknown | kW | Unknown | N/A | N/A | N/A | N/A | N/A | Main House | Yes | No | N/A | No | N/A | No | N/A | N/A | N/A | No | No | No | No | 1142.3864 | Single Family
SITE_00554 | SITE_86294981-811B-FF47-ACA8-01E53BE4064D | Storage | Electric Heat Pump (Packaged) | 50 | General Electric | GEH50DFEJSRA | Yes | 2012 | Unknown | No | No | Electric | 4.5 | kW | 3.25 | No | Unknown | Unknown | Unknown | N/A | Garage | Yes | No | N/A | No | N/A | No | N/A | N/A | N/A | Yes | Yes | Yes | No | 1656.0588 | Single Family
SITE_00555 | SITE_006EEC46-D523-3447-B6ED-7E6D0B22D3CB | Storage | Fossil Fuel Condensing | 45 | Rheem | HE45-130N | Yes | 2006 | N/A | Yes | No | Natural Gas | 130000 | Btuh | Unknown | N/A | N/A | N/A | N/A | N/A | Basement | Yes | Yes | Floor drain | No | N/A | Yes | Fiberglass | 12 | 1 | Yes | No | Yes | No | 1561.2667 | Single Family
SITE_00556 | SITE_4F759D83-6EF3-CB40-9759-1F783EA2366D | Storage | Unknown | 50 | Unknown | Unknown | No | Unknown | Unknown | No | No | Unknown | Unknown | Btuh | Unknown | N/A | N/A | N/A | N/A | N/A | Garage | Yes | No | N/A | No | N/A | No | N/A | N/A | N/A | No | No | Yes | No | 1142.3864 | Single Family
SITE_00556 | SITE_4F759D83-6EF3-CB40-9759-1F783EA2366D | Storage | Electric Resistance | 12 | Bradford White | M112UT6SS | No | 2007 | DA8709638 | Yes | No | Electric | 1.5 | kW | Unknown | N/A | N/A | N/A | N/A | N/A | Garage | Yes | No | N/A | No | N/A | No | N/A | N/A | N/A | Yes | No | Yes | No | 1142.3864 | Single Family
SITE_00557 | SITE_13672F26-CEE3-8D4C-951C-9F2C9448F4BD | Storage | Electric Resistance | 50 | American Appliance | E62-50h-045dv | No | 2015 | 1507100000000 | No | No | Electric | 4.5 | kW | 0.91 | N/A | N/A | N/A | N/A | N/A | Main House | Yes | No | N/A | No | N/A | No | N/A | N/A | N/A | No | No | No | No | 1432.1875 | Single Family
SITE_00560 | SITE_4753E0D9-B8F8-DE40-9F62-EF92F96CF553 | Storage | Fossil Fuel Non-Condensing | 50 | Polaris | PBG102-50T100-2N | No | 1995 | 9552152317 | No | No | Natural Gas | 100000 | Btuh | Unknown | N/A | N/A | N/A | N/A | N/A | Main House | Yes | No | N/A | No | N/A | Yes | Other | 12 | 0.25 | No | No | Yes | No | 1561.2667 | Single Family
SITE_00562 | SITE_F5E6E8B2-93B1-A341-864E-5C8BCBB253B6 | Storage | Electric Resistance | 50 | Bradford White | Re350s6 | No | 2016 | Nb37304896 | No | No | Electric | 4.5 | kW | 0.93 | N/A | N/A | N/A | N/A | N/A | Garage | No | No | N/A | No | N/A | No | N/A | N/A | N/A | Yes | Yes | Yes | No | 1142.3864 | Single Family
SITE_00563 | SITE_67C71B78-A382-204B-A364-A5FEC3763282 | Storage | Electric Resistance | 65 | General Electric | Pe65t09aah | Yes | 2012 | N/A | No | No | Electric | 4.5 | kW | 0.89 | N/A | N/A | N/A | N/A | N/A | Main House | Yes | No | N/A | No | N/A | No | N/A | N/A | N/A | Yes | Yes | No | No | 574.8571 | Single Family
SITE_00564 | SITE_084BEAAA-D679-3C4B-AA69-A743C8BB50CC | Storage | Electric Resistance | 50 | Ruud | Pes52-2 | No | 1992 | RU 1192842104 | No | No | Electric | 4.5 | kW | 0.86 | N/A | N/A | N/A | N/A | N/A | Main House | No | No | N/A | No | N/A | No | N/A | N/A | N/A | No | No | No | No | 1432.1875 | Single Family
SITE_00564 | SITE_084BEAAA-D679-3C4B-AA69-A743C8BB50CC | Storage | Electric Resistance | 50 | American Appliance | E62-50h-045d | No | 2007 | 738116036 | No | No | Electric | 4.5 | kW | 0.91 | N/A | N/A | N/A | N/A | N/A | Main House | No | No | N/A | No | N/A | No | N/A | N/A | N/A | No | Yes | No | No | 1432.1875 | Single Family
SITE_00565 | SITE_5E8AF24A-1B8A-D648-9C68-EE000888C1DA | Storage | Electric Resistance | Unknown | Unknown | Unknown | No | Unknown | Unknown | No | No | Electric | Unknown | kW | Unknown | N/A | N/A | N/A | N/A | N/A | Garage | Yes | No | N/A | Yes | 1 | Yes | Polyethylene Foam | 4 | 1 | Yes | Yes | Yes | No | 1142.3864 | Single Family
SITE_00567 | SITE_27BCB8F9-C5B2-3443-A4EE-60D1988CE712 | Storage | Electric Resistance | 50 | Richmond | 8mv50-2 b | No | 2000 | Rm 0800402542 | No | No | Electric | 4.5 | kW | Unknown | N/A | N/A | N/A | N/A | N/A | Main House | Yes | Yes | Plumbed drain | No | N/A | No | N/A | N/A | N/A | N/A | No | No | No | 1142.3864 | Single Family
SITE_00568 | SITE_2F513F48-6EE0-3442-A983-71489840046C | Storage | Fossil Fuel Non-Condensing | 50 | State | PR650N0CT32W | Yes | 2002 | N/A | No | No | Natural Gas | 36000 | Btuh | Unknown | N/A | N/A | N/A | N/A | N/A | Basement | Yes | No | N/A | No | N/A | No | N/A | N/A | N/A | No | Yes | Yes | No | 1432.1875 | Single Family
SITE_00569 | SITE_BC05D095-595F-3745-B627-E22CEBFEB7B2 | Storage | Electric Resistance | Unknown | Unknown | Unknown | No | Unknown | Unknown | No | No | Electric | Unknown | kW | Unknown | N/A | N/A | N/A | N/A | N/A | Garage | Yes | Unknown | N/A | Yes | Unknown | Unknown | N/A | N/A | N/A | Yes | Yes | No | No | 1561.2667 | Single Family
SITE_00570 | SITE_955CC6DB-74F4-4442-BF62-4403EE48FAD3 | Storage | Electric Resistance | 52 | State | PV 52 20RT4 | No | 1988 | M88850094 | No | No | Electric | 4.5 | kW | Unknown | N/A | N/A | N/A | N/A | N/A | Basement | Yes | No | N/A | No | N/A | No | N/A | N/A | N/A | No | No | Yes | No | 4710.7778 | Single Family
SITE_00571 | SITE_3089A7F7-DCE7-5140-A49A-0F37180724F6 | Storage | Electric Resistance | 80 | General Electric | Se80t12tah | Yes | 2009 | N/A | No | Yes | Electric | 5.5 | kW | 0.92 | N/A | N/A | N/A | N/A | N/A | Basement | Yes | Yes | Floor drain | No | N/A | No | N/A | N/A | N/A | Yes | No | No | No | 1432.1875 | Single Family
SITE_00572 | SITE_85EB4D68-A977-9E4A-80D0-299853B70507 | Storage | Fossil Fuel Non-Condensing | 50 | Bradford White | Mi5036fbn | No | 1994 | LK35186398 | No | No | Natural Gas | 40000 | Btuh | Unknown | N/A | N/A | N/A | N/A | N/A | Garage | Yes | No | N/A | No | N/A | No | N/A | N/A | N/A | Yes | Yes | Yes | No | 1656.0588 | Single Family
SITE_00573 | SITE_45A67555-8895-AD49-B0E7-30C56B8EFC3D | Storage | Fossil Fuel Non-Condensing | 50 | AO Smith | Fsg50248 | No | 2002 | GA02-0375843-248 | No | No | Natural Gas | 40000 | Btuh | Unknown | N/A | N/A | N/A | N/A | N/A | Garage | Yes | No | N/A | No | N/A | No | N/A | N/A | N/A | Yes | Yes | Yes | No | 1142.3864 | Single Family
SITE_00574 | SITE_AFA39A89-C59A-2648-96BB-D42CA236EFCF | Storage | Electric Resistance | 55 | Kenmore | 153.3215 | No | 2005 | D05A068545 | No | No | Electric | 3.8 | kW | Unknown | N/A | N/A | N/A | N/A | N/A | Garage | Yes | No | N/A | Yes | 2 | No | N/A | N/A | N/A | No | No | Yes | No | 1561.2667 | Single Family
SITE_00575 | SITE_5A9BA664-FCEF-9743-B03C-E424B34457AC | Storage | Electric Resistance | 50 | General Electric | PE50M09AAH | Yes | 2011 | N/A | No | No | Electric | 4.5 | kW | 0.9 | N/A | N/A | N/A | N/A | N/A | Main House | Yes | No | N/A | No | N/A | No | N/A | N/A | N/A | Yes | No | No | No | 1432.1875 | Single Family
SITE_00576 | SITE_94A339A1-5A0E-474A-BD4B-80CF52A9184D | Storage | Fossil Fuel Non-Condensing | 50 | Unknown | Unknown | No | Unknown | Unknown | No | No | Natural Gas | Unknown | Btuh | Unknown | N/A | N/A | N/A | N/A | N/A | Basement | Yes | No | N/A | Yes | 3 | No | N/A | N/A | N/A | Yes | Yes | Yes | No | 4710.7778 | Single Family
SITE_00577 | SITE_7A455425-9669-A74B-85FC-966D8066E1D8 | Storage | Fossil Fuel Condensing | 50 | Ruud | PH50 | No | 2011 | RUNG1199128067 | No | No | Natural Gas | 40000 | Btuh | 0.54 | N/A | N/A | N/A | N/A | N/A | Basement | Yes | No | N/A | No | N/A | No | N/A | N/A | N/A | No | Yes | Yes | No | 1142.3864 | Single Family
SITE_00579 | SITE_AC6007FC-743A-C742-B429-61DBC56509BA | Storage | Fossil Fuel Non-Condensing | 40 | Bradford White | mi40t6fbn7 | No | 2005 | BM7066015 | No | No | Natural Gas | 40000 | Btuh | 0.59 | N/A | N/A | N/A | N/A | N/A | Garage | Yes | No | N/A | No | N/A | No | N/A | N/A | N/A | Yes | Yes | Yes | No | 1142.3864 | Single Family
SITE_00580 | SITE_E7F0EF8C-72F4-234C-8DE9-0644C2432E2C | Storage | Electric Resistance | 30 | Bradford White | MI30L6DS13 | No | 2000 | WB8729998 | No | No | Electric | 4.5 | kW | 0.93 | N/A | N/A | N/A | N/A | N/A | Main House | Yes | No | N/A | No | N/A | No | N/A | N/A | N/A | No | No | No | No | 6646.5 | Single Family
SITE_00581 | SITE_2E3823A2-ADE8-3045-A7E1-D013D1C028E2 | Storage | Electric Resistance | 50 | Bradford White | M250s6ds-1ncww | No | 2010 | GB12942457 | No | No | Electric | 4.5 | kW | 0.92 | N/A | N/A | N/A | N/A | N/A | Main House | Yes | No | N/A | No | N/A | No | N/A | N/A | N/A | No | No | No | No | 1142.3864 | Single Family
SITE_00582 | SITE_58DF7F37-B507-1F48-9D4E-DB325CC81EAF | Storage | Electric Resistance | 50 | AO Smith | ENT 50 100 | No | 2015 | 1525J004738 | No | No | Electric | 4.5 | kW | 0.93 | N/A | N/A | N/A | N/A | N/A | Main House | No | Yes | Plumbed drain | No | N/A | No | N/A | N/A | N/A | Yes | No | Yes | No | 6646.5 | Single Family
SITE_00583 | SITE_98655D75-A143-DA4C-911F-E4305191756F | Storage | Electric Resistance | 50 | Unknown | Unknown | No | Unknown | Unknown | No | No | Electric | Unknown | kW | Unknown | N/A | N/A | N/A | N/A | N/A | Main House | Yes | Unknown | N/A | Unknown | N/A | No | N/A | N/A | N/A | No | No | No | No | 1561.2667 | Single Family
SITE_00584 | SITE_AE6237E3-BA77-4044-99F5-73949593EF29 | Storage | Electric Resistance | 50 | Bradford White | M250t6ds-1ncww | No | 1995 | MB35684893 | No | No | Electric | 4.5 | kW | 0.92 | N/A | N/A | N/A | N/A | N/A | Garage | Yes | Unknown | N/A | No | N/A | No | N/A | N/A | N/A | Yes | Yes | No | No | 10665.8571 | Single Family
SITE_00585 | SITE_2070D44A-020E-0944-A67B-EEE5C3F52202 | Storage | Electric Resistance | 50 | Kenmore | 153.320590ht | No | 1999 | K99247106 | No | No | Electric | 3.8 | kW | 0.93 | N/A | N/A | N/A | N/A | N/A | Main House | Yes | No | N/A | No | N/A | No | N/A | N/A | N/A | Yes | No | Yes | No | 1656.0588 | Single Family
SITE_00587 | SITE_94079D48-796A-5341-BF38-A5BE7D43A961 | Storage | Electric Resistance | 80 | Bradford White | MI80R6DS13 | No | 2003 | ZM3985749 | No | Unknown | Electric | 4.5 | kW | Unknown | N/A | N/A | N/A | N/A | N/A | Garage | Yes | No | N/A | No | N/A | Yes | Polyethylene Foam | 8 | 1 | Yes | Yes | Yes | No | 1656.0588 | Single Family
SITE_00589 | SITE_CB5B2782-FE31-424D-BA21-D2FD35F6E4D6 | Storage | Electric Resistance | Unknown | Unknown | Unknown | No | Unknown | Unknown | No | No | Electric | 4.5 | kW | Unknown | N/A | N/A | N/A | N/A | N/A | Garage | Yes | No | N/A | Yes | 3 | No | N/A | N/A | N/A | Yes | Yes | Yes | No | 1656.0588 | Single Family
SITE_00590 | SITE_9537739C-523B-094A-BE4D-20B43ED2940B | Storage | Fossil Fuel Non-Condensing | 40 | State | Prv 40 nort6 f | No | 1991 | H91924224 | No | No | Natural Gas | 35500 | Btuh | Unknown | N/A | N/A | N/A | N/A | N/A | Main House | Yes | No | N/A | No | N/A | No | N/A | N/A | N/A | No | Yes | Yes | No | 574.8571 | Single Family
SITE_00591 | SITE_74543E43-162E-E742-A164-10E9405B80D0 | Storage | Fossil Fuel Non-Condensing | 50 | Bradford White | M45036FBN | No | 2015 | MB35702334 | No | No | Natural Gas | 40000 | Btuh | 0.62 | N/A | N/A | N/A | N/A | N/A | Garage | Yes | No | N/A | No | N/A | No | N/A | N/A | N/A | Yes | Yes | Yes | No | 1142.3864 | Single Family
SITE_00592 | SITE_A201F799-9C82-7D49-A25A-4FD16C83B948 | Storage | Unknown | Unknown | Unknown | Unknown | Unknown | Unknown | Unknown | Unknown | Unknown | Unknown | Unknown | N/A | Unknown | N/A | N/A | N/A | N/A | N/A | Main House | Yes | Unknown | N/A | Unknown | N/A | Unknown | N/A | N/A | N/A | Unknown | Unknown | Unknown | Unknown | 1142.3864 | Single Family
SITE_00594 | SITE_FA841F53-7501-9F4C-AEE0-A412F9FAA9D3 | Storage | Electric Resistance | 50 | Bradford White | M250S6DS-1NCWW | No | 2004 | DE9206197 D/N | No | No | Electric | 4.5 | kW | 0.92 | N/A | N/A | N/A | N/A | N/A | Main House | Yes | No | N/A | No | N/A | No | N/A | N/A | N/A | Yes | No | No | No | 1142.3864 | Single Family
SITE_00596 | SITE_EA69EFB3-EBDA-2F4F-8F37-0B0A1D595323 | Storage | Electric Resistance | 50 | US Craftmaster | E2f50hd045v | Yes | 2008 | N/A | No | No | Electric | 4.5 | kW | 0.91 | N/A | N/A | N/A | N/A | N/A | Crawlspace | Yes | Yes | Floor drain | No | N/A | No | N/A | N/A | N/A | No | No | No | No | 1561.2667 | Single Family
SITE_00597 | SITE_F8CAA728-4AC5-0A4D-9233-CEED1368EE7D | Storage | Fossil Fuel Non-Condensing | 50 | American Water Heaters | G62-50T35-3N | No | 1998 | 9844350655 | No | No | Natural Gas | 35000 | Btuh | Unknown | N/A | N/A | N/A | N/A | N/A | Garage | Yes | Yes | Plumbed drain | No | N/A | No | N/A | N/A | N/A | Yes | Yes | Yes | No | 1561.2667 | Single Family
SITE_00598 | SITE_F1E231EF-F258-DA48-8BD9-089149A24532 | Storage | Electric Resistance | 50 | AO Smith | Ect 52 210 | No | 2013 | 1317J003835 | Unknown | Unknown | Electric | 4.5 | kW | 0.91 | N/A | N/A | N/A | N/A | N/A | Main House | Yes | No | N/A | No | N/A | No | N/A | N/A | N/A | No | Yes | Yes | No | 1656.0588 | Single Family
SITE_00600 | SITE_6FBCD0B2-DF05-A74B-B9A8-CC407A883309 | Storage | Fossil Fuel Non-Condensing | 50 | AO Smith | GVR 50 200 | Yes | 2008 | N/A | No | No | Natural Gas | 40000 | Btuh | 0.62 | N/A | N/A | N/A | N/A | N/A | Garage | Yes | No | N/A | No | N/A | No | N/A | N/A | N/A | Yes | Yes | Yes | No | 1142.3864 | Single Family
SITE_00601 | SITE_2F313E9F-11C8-7E45-95B4-7513ADC67AF8 | Storage | Fossil Fuel Non-Condensing | 50 | Whirlpool | Nd50t122-403 | No | 2014 | 1424T450861 | No | No | Natural Gas | 40000 | Btuh | 0.67 | N/A | N/A | N/A | N/A | N/A | Garage | Yes | No | N/A | No | N/A | No | N/A | N/A | N/A | Yes | Yes | Yes | No | 1142.3864 | Single Family
SITE_00602 | SITE_36880837-376D-0645-A2B5-8CE84004AB3C | Storage | Electric Resistance | 50 | Richmond | Rmemvr50-2ti | No | 2001 | RM0101207004 | No | No | Electric | 4.5 | kW | Unknown | N/A | N/A | N/A | N/A | N/A | Garage | No | No | N/A | Yes | 1 | No | N/A | N/A | N/A | Yes | Yes | Yes | No | 574.8571 | Single Family
SITE_00603 | SITE_DF820008-D117-7349-A854-A69B4F0F0630 | Instantaneous | Unknown | 0 | Noritz | nrc98-dv | Yes | 2014 | N/A | No | No | Natural Gas | 180000 | Btuh | 0.96 | N/A | N/A | N/A | N/A | N/A | Garage | Yes | Yes | Floor drain | N/A | N/A | N/A | N/A | N/A | N/A | No | Yes | Yes | No | 1142.3864 | Single Family
SITE_00604 | SITE_860D020F-859C-DF41-B254-59BE1CEE880A | Storage | Fossil Fuel Non-Condensing | 75 | Bradford White | MI75S6BN12 | No | 2006 | CD7591903 | No | No | Natural Gas | 76000 | Btuh | Unknown | N/A | N/A | N/A | N/A | N/A | Garage | Yes | No | N/A | No | N/A | No | N/A | N/A | N/A | Yes | Yes | Yes | No | 1142.3864 | Single Family
SITE_00605 | SITE_5FB1052A-6FE8-F543-8D22-27A58383281E | Storage | Electric Resistance | 55 | Kenmore | 153.3215 | No | 2005 | J05A018127 | No | No | Electric | 3.8 | kW | Unknown | N/A | N/A | N/A | N/A | N/A | Main House | Yes | Yes | Plumbed drain | No | N/A | No | N/A | N/A | N/A | No | No | Yes | No | 1142.3864 | Single Family
SITE_00606 | SITE_08283714-A2FD-724D-9825-8F2946A01626 | Storage | Electric Resistance | 50 | Rheem | XE50T06ST45U1 | Yes | 2016 | N/A | No | No | Electric | 4.5 | kW | 0.91 | N/A | N/A | N/A | N/A | N/A | Main House | Yes | No | N/A | No | N/A | No | N/A | N/A | N/A | No | No | No | No | 6646.5 | Single Family
SITE_00607 | SITE_B602B3A1-C11E-9C42-BED5-884EB4088AFB | Storage | Electric Resistance | 50 | Whirlpool | EE3J50RD045V | No | 2010 | 1043T430558 | No | No | Electric | 4.5 | kW | 0.93 | N/A | N/A | N/A | N/A | N/A | Main House | No | No | N/A | No | N/A | No | N/A | N/A | N/A | No | No | No | No | 1142.3864 | Single Family
SITE_00608 | SITE_F80D9A84-3F96-5946-938C-462FA6D92962 | Storage | Fossil Fuel Non-Condensing | 75 | Bradford White | RG275H6N | No | 2015 | MF36348723 | No | No | Natural Gas | 76000 | Btuh | Unknown | N/A | N/A | N/A | N/A | N/A | Garage | Yes | No | N/A | No | N/A | No | N/A | N/A | N/A | Yes | Yes | Yes | No | 1142.3864 | Single Family
SITE_00609 | SITE_D8F527C9-8148-704E-988F-A2B04A8B748E | Storage | Electric Resistance | 50 | Bradford White | Mi50s6ds13 | No | 1996 | NF6929536 | No | No | Electric | 4.5 | kW | Unknown | N/A | N/A | N/A | N/A | N/A | Crawlspace | Yes | No | N/A | No | N/A | Yes | Fiberglass | 20 | 1 | No | Yes | No | No | 574.8571 | Single Family
SITE_00610 | SITE_266EC4D1-87E7-4844-93CD-512B5E32E790 | Storage | Electric Resistance | 50 | AO Smith | Eeh 52 917 | No | 1998 | GL98-4603936-917 | No | No | Electric | 4.5 | kW | Unknown | N/A | N/A | N/A | N/A | N/A | Main House | Yes | No | N/A | No | N/A | No | N/A | N/A | N/A | No | No | Yes | No | 1142.3864 | Single Family
SITE_00611 | SITE_CBE98952-00FD-FE45-989D-87D3359E7A1A | Storage | Fossil Fuel Condensing | 50 | Bradford White | Mi5036fbn7 | No | 2005 | BB5909244 | No | No | Natural Gas | 40000 | Btuh | 0.58 | N/A | N/A | N/A | N/A | N/A | Garage | Yes | No | N/A | No | N/A | No | N/A | N/A | N/A | Yes | Yes | Yes | No | 1656.0588 | Single Family
SITE_00612 | SITE_098B03C4-C6F8-4F47-9A54-B854F9F1D022 | Storage | Electric Resistance | 50 | AO Smith | ECRT 52 200 | No | 2009 | 0928J007286 | No | Yes | Electric | 4.5 | kW | 0.93 | N/A | N/A | N/A | N/A | N/A | Garage | Unknown | No | N/A | No | N/A | Yes | Polyethylene Foam | 8 | 0.75 | Yes | Yes | Yes | No | 574.8571 | Single Family
SITE_00612 | SITE_098B03C4-C6F8-4F47-9A54-B854F9F1D022 | Storage | Indirect Water Heater | 80 | Solahart | SHV80HE-1 | Yes | 2009 | N/A | No | Yes | Unknown | Unknown | Btuh | Unknown | N/A | N/A | N/A | N/A | N/A | Garage | Yes | No | N/A | No | N/A | Yes | Polyethylene Foam | 2 | 0.75 | Yes | Yes | Yes | No | 574.8571 | Single Family
SITE_00613 | SITE_0A9C2D7D-D873-E04F-8F89-B874264AF876 | Storage | Electric Resistance | Unknown | American Appliance | Unknown | No | Unknown | Unknown | No | No | Electric | Unknown | kW | Unknown | N/A | N/A | N/A | N/A | N/A | Main House | Yes | No | N/A | Yes | 3 | No | N/A | N/A | N/A | No | No | No | No | 1142.3864 | Single Family
SITE_00614 | SITE_606EEB2D-1D47-854D-BD5A-8E7153775ED8 | Storage | Electric Resistance | 50 | Rheem | Rh 1210r00108 | Yes | 2010 | N/A | No | No | Electric | 4.5 | kW | Unknown | N/A | N/A | N/A | N/A | N/A | Main House | Yes | Unknown | N/A | No | N/A | No | N/A | N/A | N/A | Yes | Yes | Yes | No | 1432.1875 | Single Family
SITE_00615 | SITE_981DF0A2-0776-5C4A-A269-9DFBF6412FFF | Storage | Electric Resistance | 50 | General Electric | SE50T12AAH | Yes | 2008 | N/A | No | No | Electric | 4.5 | kW | 0.91 | N/A | N/A | N/A | N/A | N/A | Main House | Yes | No | N/A | No | N/A | No | N/A | N/A | N/A | No | No | Yes | No | 1142.3864 | Single Family
SITE_00615 | SITE_981DF0A2-0776-5C4A-A269-9DFBF6412FFF | Storage | Electric Resistance | 50 | General Electric | Se50t12aah | Yes | 2008 | N/A | No | No | Electric | 4.5 | kW | 0.91 | N/A | N/A | N/A | N/A | N/A | Main House | Yes | No | N/A | No | N/A | No | N/A | N/A | N/A | Yes | No | Yes | No | 1142.3864 | Single Family
SITE_00617 | SITE_0F2337EF-F0B7-B949-8EBA-BC93BA3FF3AA | Storage | Electric Resistance | 50 | Reliance | 650D0RS | No | 2006 | G06A093634 | No | No | Electric | 4.5 | kW | 0.9 | N/A | N/A | N/A | N/A | N/A | Main House | Yes | Yes | Plumbed drain | No | N/A | No | N/A | N/A | N/A | Yes | No | No | No | 4710.7778 | Single Family
SITE_00619 | SITE_C5AAB62C-5E8B-474A-9B8C-899BD5969077 | Storage | Indirect Water Heater | 80 | Ruud | RSPE-80HE-1 | No | 1999 | RU 0599C03523 | No | Yes | Electric | 4.5 | kW | Unknown | N/A | N/A | N/A | N/A | N/A | Crawlspace | Yes | No | N/A | No | N/A | Yes | Polyethylene Foam | 50 | 0.75 | No | Yes | No | No | 1656.0588 | Single Family
SITE_00619 | SITE_C5AAB62C-5E8B-474A-9B8C-899BD5969077 | Storage | Electric Resistance | 50 | General Electric | GE50M06AAG | Yes | 2013 | N/A | No | Yes | Electric | 4.5 | kW | 0.9 | N/A | N/A | N/A | N/A | N/A | Crawlspace | Yes | No | N/A | No | N/A | No | N/A | N/A | N/A | No | Yes | No | No | 1656.0588 | Single Family
SITE_00620 | SITE_CC6A0EA4-6E92-6546-97C5-70779DAA48A3 | Storage | Electric Resistance | 80 | AO Smith | ees80913 | No | 1990 | ME90-0068393-913 | No | No | Electric | 4.5 | kW | Unknown | N/A | N/A | N/A | N/A | N/A | Main House | Yes | No | N/A | No | N/A | No | N/A | N/A | N/A | No | No | Yes | No | 1656.0588 | Single Family
SITE_00621 | SITE_08E86493-5396-064E-BC8B-C135020B1488 | Instantaneous | Electric Resistance | 0 | InSinkErator | SST-FLTR | No | Unknown | 907891418 | No | No | Electric | 0.75 | kW | Unknown | N/A | N/A | N/A | N/A | N/A | Main House | No | Yes | Plumbed drain | N/A | N/A | N/A | N/A | N/A | N/A | No | No | No | No | 1656.0588 | Single Family
SITE_00621 | SITE_08E86493-5396-064E-BC8B-C135020B1488 | Storage | Electric Resistance | 55 | Reliance | 1250DART | No | 2013 | 1350J0066171 | No | No | Electric | 5.5 | kW | 0.95 | N/A | N/A | N/A | N/A | N/A | Main House | Yes | No | N/A | No | N/A | Yes | Polyethylene Foam | 2 | 1 | Yes | Yes | Yes | No | 1656.0588 | Single Family
SITE_00622 | SITE_10742239-34F8-B547-A939-F2D68AB3FE6C | Storage | Fossil Fuel Condensing | 75 | Bradford White | MI75S6BN | No | 2011 | HG15292770 | No | No | Natural Gas | 76000 | Btuh | Unknown | N/A | N/A | N/A | N/A | N/A | Garage | Yes | No | N/A | No | N/A | No | N/A | N/A | N/A | No | Yes | Yes | No | 1142.3864 | Single Family
SITE_00624 | SITE_D6E56272-8A4E-9C48-9A46-78076E7D2972 | Storage | Electric Resistance | 50 | General Electric | PE50M09AAH | Yes | 2008 | N/A | No | No | Electric | 4.5 | kW | 0.9 | N/A | N/A | N/A | N/A | N/A | Main House | Yes | No | N/A | No | N/A | No | N/A | N/A | N/A | Yes | No | No | No | 1432.1875 | Single Family
SITE_00626 | SITE_F2ACCDDF-A837-D942-A8BA-E46042C47974 | Storage | Electric Resistance | 50 | American Water Heaters | E63-50h-045dh | Yes | 2008 | N/A | No | No | Electric | 4.5 | kW | 0.93 | N/A | N/A | N/A | N/A | N/A | Other | Yes | Yes | Plumbed drain | No | N/A | Unknown | N/A | N/A | N/A | Yes | No | No | No | 1561.2667 | Single Family
SITE_00627 | SITE_840C002A-C4C2-784A-9899-493771840341 | Storage | Electric Resistance | 50 | Whirlpool | EE3J40RD045V | No | 2007 | 714113325 | No | No | Electric | 4.5 | kW | Unknown | N/A | N/A | N/A | N/A | N/A | Main House | Yes | Yes | Plumbed drain | No | N/A | No | N/A | N/A | N/A | No | No | Yes | No | 1142.3864 | Single Family
SITE_00629 | SITE_1E45C139-64E6-D14A-ABAF-20171026EAEE | Storage | Electric Resistance | 40 | US Craftmaster | M-I-re40l5ds-12 | No | Unknown | JA0011253 | No | No | Electric | 4.5 | kW | Unknown | N/A | N/A | N/A | N/A | N/A | Main House | No | No | N/A | No | N/A | No | N/A | N/A | N/A | Yes | Yes | No | No | 574.8571 | Single Family
SITE_00629 | SITE_1E45C139-64E6-D14A-ABAF-20171026EAEE | Storage | Electric Resistance | 52 | Eagle | Efr52-10 | No | Unknown | A B52203287 | No | No | Electric | 4 | kW | Unknown | N/A | N/A | N/A | N/A | N/A | Main House | No | No | N/A | No | N/A | No | N/A | N/A | N/A | Yes | No | Yes | No | 574.8571 | Single Family
SITE_00630 | SITE_B24907C0-5A8F-644E-B410-556FFC0001C4 | Storage | Unknown | Unknown | Unknown | Unknown | No | Unknown | Unknown | Unknown | Unknown | Unknown | Unknown | Btuh | Unknown | N/A | N/A | N/A | N/A | N/A | Main House | Yes | Unknown | N/A | Unknown | N/A | Unknown | N/A | N/A | N/A | No | No | Unknown | No | 1142.3864 | Single Family
SITE_00631 | SITE_8E9AD3FA-073C-694A-8E3A-855B28D2437C | Storage | Electric Resistance | Unknown | Unknown | Unknown | No | Unknown | Unknown | No | No | Electric | Unknown | kW | Unknown | N/A | N/A | N/A | N/A | N/A | Main House | Yes | Yes | Plumbed drain | Unknown | N/A | Unknown | N/A | N/A | N/A | Yes | No | No | Unknown | 1561.2667 | Single Family
SITE_00632 | SITE_BBDAC2BF-60C8-9F43-BB42-6BCA69936515 | Storage | Electric Resistance | 50 | Unknown | Unknown | No | Unknown | Unknown | No | No | Electric | 4.5 | kW | Unknown | N/A | N/A | N/A | N/A | N/A | Garage | Yes | No | N/A | Yes | 1 | Yes | Rubber | 5 | 1 | No | Yes | No | No | 1561.2667 | Single Family
SITE_00633 | SITE_4183BD9E-825E-6348-AF77-8A8D54383BF1 | Storage | Unknown | Unknown | National | Unknown | No | Unknown | Unknown | Unknown | Unknown | Unknown | Unknown | Btuh | Unknown | N/A | N/A | N/A | N/A | N/A | Main House | Yes | Unknown | N/A | No | N/A | No | N/A | N/A | N/A | No | Yes | Yes | No | 4710.7778 | Single Family
SITE_00634 | SITE_51CDD8DF-4739-8A4E-BFEB-AE182689C7F6 | Storage | Electric Resistance | 50 | Bradford White | MI50T6DS13 | No | 2001 | XK0371004 | No | No | Electric | 4.5 | kW | Unknown | N/A | N/A | N/A | N/A | N/A | Main House | Yes | No | N/A | No | N/A | No | N/A | N/A | N/A | No | Yes | Yes | No | 574.8571 | Single Family
SITE_00635 | SITE_552CA6CC-93AC-AC40-8C93-EDA1B1FB6A5C | Instantaneous | Fossil Fuel Non-Condensing | 0 | Takagi | Flash tk2 | No | 2000 | 15007400 | No | No | Natural Gas | 185000 | Btuh | 0.84 | N/A | N/A | N/A | N/A | N/A | Garage | Yes | No | N/A | No | N/A | No | N/A | N/A | N/A | Yes | Yes | Yes | No | 1142.3864 | Single Family
SITE_00635 | SITE_552CA6CC-93AC-AC40-8C93-EDA1B1FB6A5C | Storage | Electric Resistance | 80 | Ruud | Rspe-80he-1 | No | 2002 | RU 0502C10892 | No | No | Electric | 4.5 | kW | Unknown | N/A | N/A | N/A | N/A | N/A | Garage | Yes | No | N/A | No | N/A | No | N/A | N/A | N/A | Yes | Yes | Yes | No | 1142.3864 | Single Family
SITE_00636 | SITE_8909BD3E-5C2F-6D49-8F62-DB3A5D63D52F | Storage | Fossil Fuel Non-Condensing | 40 | General Electric | Pg40t09avh00 | Yes | 2011 | N/A | No | No | Natural Gas | 38000 | Btuh | 0.59 | N/A | N/A | N/A | N/A | N/A | Garage | Yes | No | N/A | No | N/A | Yes | Polyethylene Foam | 2 | 0.5 | Yes | Yes | Yes | No | 1432.1875 | Single Family
SITE_00637 | SITE_5B6261C9-0720-904B-A776-9AB1B4E6B2A8 | Storage | Fossil Fuel Non-Condensing | 50 | Rheem | 41v50-40f | Yes | 2003 | N/A | No | No | Natural Gas | 40000 | Btuh | 0.54 | N/A | N/A | N/A | N/A | N/A | Basement | Yes | No | N/A | No | N/A | No | N/A | N/A | N/A | No | Yes | No | No | 4710.7778 | Single Family
SITE_00638 | SITE_B91A9403-9190-6B4F-9CA8-ADBA81583B61 | Storage | Fossil Fuel Non-Condensing | 50 | American Water Heaters | Bfg6150t403no | No | 2010 | 1001T414480 | No | No | Natural Gas | 40000 | Btuh | 0.58 | N/A | N/A | N/A | N/A | N/A | Garage | Yes | No | N/A | No | N/A | No | N/A | N/A | N/A | Yes | Yes | Yes | No | 1142.3864 | Single Family
SITE_00639 | SITE_BE5F70E2-FC7C-AC4D-B8F4-2A747AFBB993 | Storage | Electric Resistance | 50 | Whirlpool | EE2H50RD045V | No | 2009 | 0918T427368 | No | No | Electric | 4.5 | kW | 0.92 | N/A | N/A | N/A | N/A | N/A | Main House | Yes | Unknown | N/A | No | N/A | No | N/A | N/A | N/A | No | No | Yes | No | 1142.3864 | Single Family
SITE_00640 | SITE_40F601E4-0605-C144-B219-1E140A911733 | Storage | Fossil Fuel Condensing | 50 | General Electric | Pg50t09avh00 | Yes | 2012 | N/A | No | No | Natural Gas | 38000 | Btuh | 0.58 | N/A | N/A | N/A | N/A | N/A | Garage | Yes | No | N/A | No | N/A | Yes | Polyethylene Foam | 3 | 1 | Yes | Yes | Yes | No | 1142.3864 | Single Family
SITE_00641 | SITE_D12EF18B-2312-9741-9FD1-6021F7E443AA | Storage | Fossil Fuel Non-Condensing | 50 | Rheem | 22v50f1 | Yes | 2012 | N/A | No | No | Natural Gas | 38000 | Btuh | 0.58 | N/A | N/A | N/A | N/A | N/A | Main House | No | No | N/A | No | N/A | No | N/A | N/A | N/A | No | Yes | Yes | No | 1432.1875 | Single Family
SITE_00642 | SITE_D0FB009F-CD99-EE45-A87D-2AAEBA4D7643 | Storage | Fossil Fuel Non-Condensing | 75 | AO Smith | FSG75202 | Yes | 1989 | N/A | No | No | Natural Gas | 75100 | Btuh | Unknown | N/A | N/A | N/A | N/A | N/A | Garage | Yes | No | N/A | No | N/A | No | N/A | N/A | N/A | Yes | Yes | Yes | No | 1142.3864 | Single Family
SITE_00643 | SITE_B0B0E1D6-525F-E846-BEFE-94F0A00A9D62 | Storage | Electric Resistance | 40 | General Electric | GE40M06AAG | No | 2013 | GE M481301893 | No | No | Electric | 4.5 | kW | 0.92 | N/A | N/A | N/A | N/A | N/A | Main House | Yes | No | N/A | No | N/A | No | N/A | N/A | N/A | No | Yes | Yes | No | 1432.1875 | Single Family
SITE_00644 | SITE_B74C6311-4766-BC44-B14B-1F16BAA2459C | Storage | Fossil Fuel Non-Condensing | 50 | American Appliance | GVF8533T | No | Unknown | 8906314902 | No | No | Natural Gas | 38000 | Btuh | Unknown | N/A | N/A | N/A | N/A | N/A | Main House | Yes | No | N/A | No | N/A | No | N/A | N/A | N/A | Yes | No | Yes | No | 1561.2667 | Single Family
SITE_00645 | SITE_1614A7DF-C31E-F140-A37B-14ABE9722C9E | Storage | Fossil Fuel Non-Condensing | 75 | Bradford White | MI75S6CX12 | No | 1999 | TD5351344 | No | No | Natural Gas | 75000 | Btuh | Unknown | N/A | N/A | N/A | N/A | N/A | Main House | Yes | No | N/A | No | N/A | No | N/A | N/A | N/A | No | No | Yes | No | 1656.0588 | Single Family
SITE_00659 | SITE_829B84A4-EEF8-A54C-9E36-9146441F2AC1 | Storage | Electric Resistance | 50 | Bradford White | Re350t6 | No | 2016 | NH38053168 | No | No | Electric | 4.5 | kW | 0.95 | N/A | N/A | N/A | N/A | N/A | Garage | Yes | Yes | Plumbed drain | No | N/A | Yes | Polyethylene Foam | 3 | 0.5 | Yes | Yes | Yes | No | 2639.8857 | Single Family
SITE_00662 | SITE_C897DED3-A574-C548-B195-E2CF28597DCF | Storage | Fossil Fuel Non-Condensing | 50 | American Appliance | G51-50T40-3N | No | 1997 | 9715352398 | No | No | Natural Gas | 40000 | Btuh | 0.56 | N/A | N/A | N/A | N/A | N/A | Basement | Yes | Yes | Floor drain | No | N/A | No | N/A | N/A | N/A | Yes | Yes | Yes | No | 2880.3393 | Single Family
SITE_00669 | SITE_F773439C-805D-2142-A718-DF31C6D39F76 | Storage | Electric Resistance | 50 | Whirlpool | E1F50RD045V | No | 2011 | 1110T454895 | No | No | Electric | 4.5 | kW | 0.9 | N/A | N/A | N/A | N/A | N/A | Main House | Yes | Yes | Plumbed drain | No | N/A | No | N/A | N/A | N/A | No | No | Yes | No | 7147.4444 | Single Family
SITE_00671 | SITE_61CF1A69-6AED-8646-B4B3-D02D60EC5EAB | Storage | Electric Resistance | 82 | ABCO | Unknown | No | Unknown | 75045 | No | No | Electric | 4.5 | kW | Unknown | N/A | N/A | N/A | N/A | N/A | Main House | Yes | No | N/A | No | N/A | Yes | Other | 10 | 1 | No | No | No | No | 7147.4444 | Single Family
SITE_00675 | SITE_C2B589BA-CCF7-7246-AA39-F58EEB8FDA88 | Storage | Electric Resistance | 50 | Rheem | 82V52-2 | No | 2012 | RH M161212529 | No | No | Electric | 4.5 | kW | 0.91 | N/A | N/A | N/A | N/A | N/A | Main House | Yes | Yes | Plumbed drain | No | N/A | No | N/A | N/A | N/A | No | No | Yes | No | 7381.5 | Single Family
SITE_00680 | SITE_BDDE6865-B844-BD4A-B2D6-754D3D2E7162 | Storage | Electric Resistance | 40 | US Craftmaster | E1F40RD045V | No | 2000 | 8132219 | No | No | Electric | 4.5 | kW | Unknown | N/A | N/A | N/A | N/A | N/A | Basement | Yes | Yes | Floor drain | No | N/A | No | N/A | N/A | N/A | No | Yes | No | No | 2880.3393 | Single Family
SITE_00687 | SITE_3F321E33-C361-2948-8605-FD9A62EDF90E | Storage | Electric Resistance | 50 | Ruud | Ruepr052-2-a | Yes | 2009 | N/A | No | No | Electric | 4.5 | kW | 0.95 | N/A | N/A | N/A | N/A | N/A | Basement | Yes | No | N/A | No | N/A | No | N/A | N/A | N/A | Yes | Yes | No | No | 2880.3393 | Single Family
SITE_00692 | SITE_534149D6-93B8-EB46-ADAC-8D4148199F11 | Storage | Electric Resistance | 50 | Ruud | PROE50 2 RU91 | Yes | 2013 | N/A | No | No | Electric | 4.5 | kW | 0.91 | N/A | N/A | N/A | N/A | N/A | Main House | Yes | Yes | Plumbed drain | No | N/A | No | N/A | N/A | N/A | No | No | Yes | No | 2880.3393 | Single Family
SITE_00693 | SITE_952ED0CC-1D64-3943-A2BC-6DC6FFB9BFB7 | Storage | Fossil Fuel Non-Condensing | 50 | Rheem | 21V50-2 | No | 1996 | RN 0396D14566 | No | No | Natural Gas | 36000 | Btuh | Unknown | N/A | N/A | N/A | N/A | N/A | Main House | Yes | Yes | Floor drain | No | N/A | No | N/A | N/A | N/A | No | No | Yes | No | 2639.8857 | Single Family
SITE_00694 | SITE_605DA440-870B-554D-8086-2499416FEBCD | Storage | Electric Resistance | 50 | American Water Heaters | e63-50h-045dc | Yes | 2002 | N/A | No | No | Electric | 4.5 | kW | 0.93 | N/A | N/A | N/A | N/A | N/A | Garage | Yes | Yes | Floor drain | No | N/A | No | N/A | N/A | N/A | Yes | Yes | Yes | No | 2639.8857 | Single Family
SITE_00695 | SITE_24B108DB-989E-994C-8972-79916F772B61 | Storage | Electric Resistance | 50 | Bradford White | Re350s6 | No | 2016 | NJ38309908 | No | No | Electric | 4.5 | kW | 0.93 | Yes | Unknown | Unknown | Unknown | Unknown | Garage | Yes | Yes | Floor drain | No | N/A | Yes | Polyethylene Foam | 5 | 1 | Yes | No | No | No | 2880.3393 | Single Family
SITE_00696 | SITE_4765520A-CB21-1846-87C8-837646451ACC | Storage | Fossil Fuel Non-Condensing | 40 | Whirlpool | BFG2F40T3NOV | No | 2010 | 1023T413363 | No | No | Natural Gas | 40000 | Btuh | 0.63 | N/A | N/A | N/A | N/A | N/A | Basement | Yes | No | N/A | No | N/A | No | N/A | N/A | N/A | No | No | Yes | No | 9106.6154 | Single Family
SITE_00697 | SITE_C4A419A4-B096-614B-9D77-A239A023FFDE | Storage | Electric Resistance | 50 | Ruud | pe3r-52-2 | Yes | 2004 | N/A | No | No | Electric | 4.5 | kW | 0.95 | N/A | N/A | N/A | N/A | N/A | Basement | Yes | No | N/A | No | N/A | No | N/A | N/A | N/A | No | No | No | No | 2880.3393 | Single Family
SITE_00698 | SITE_C4EBCEF9-A0ED-4A22-92F3-5D702A645DB1 | Storage | Electric Resistance | 50 | Unknown | Unknown | No | Unknown | Unknown | No | No | Electric | Unknown | kW | Unknown | N/A | N/A | N/A | N/A | N/A | Basement | Yes | Yes | Floor drain | Yes | 1 | Yes | Polyethylene Foam | 3 | 1 | Yes | Yes | No | No | 2880.3393 | Single Family
SITE_00699 | SITE_37CE4FC4-0CEE-A648-B79F-FA4EFB145C44 | Storage | Electric Resistance | 65 | US Craftmaster | E3J65HD040 | Yes | 1995 | N/A | No | No | Electric | 4 | kW | Unknown | N/A | N/A | N/A | N/A | N/A | Basement | Yes | No | N/A | No | N/A | No | N/A | N/A | N/A | No | No | No | No | 7381.5 | Single Family
SITE_00700 | SITE_68BC6698-3962-7848-A921-431441881506 | Storage | Fossil Fuel Non-Condensing | 40 | Rheem | Xg40t06ec36u1 | Yes | 2016 | N/A | No | No | Natural Gas | 36000 | Btuh | 0.59 | N/A | N/A | N/A | N/A | N/A | Basement | Yes | No | N/A | No | N/A | No | N/A | N/A | N/A | Yes | No | No | No | 2880.3393 | Single Family
SITE_00702 | SITE_21DD8BA5-BC90-5B48-9C5F-497B29972F39 | Storage | Fossil Fuel Non-Condensing | 40 | US Craftmaster | Crgvf90-433t | No | 1991 | 9103102668 | No | No | Natural Gas | 34000 | Btuh | Unknown | N/A | N/A | N/A | N/A | N/A | Main House | Yes | No | N/A | No | N/A | No | N/A | N/A | N/A | No | No | Yes | No | 9106.6154 | Single Family
SITE_00703 | SITE_7788969E-F51D-B643-AFE4-A797452B8439 | Storage | Electric Resistance | 80 | Ruud | pe80-2 a | No | 2002 | ru 0402268392 | No | No | Electric | 4.5 | kW | Unknown | N/A | N/A | N/A | N/A | N/A | Basement | Yes | Yes | Floor drain | No | N/A | No | N/A | N/A | N/A | No | Yes | No | No | 2639.8857 | Single Family
SITE_00704 | SITE_50464D73-7C35-364D-BCC5-61E8B0797190 | Storage | Electric Resistance | 50 | General Electric | Ge50t06tag | Yes | 2009 | N/A | No | No | Electric | 4.5 | kW | 0.95 | N/A | N/A | N/A | N/A | N/A | Main House | Yes | No | N/A | No | N/A | No | N/A | N/A | N/A | No | Yes | Yes | No | 2639.8857 | Single Family
SITE_00705 | SITE_FF30A22C-27C6-874E-B2BC-D136ED5F5423 | Storage | Fossil Fuel Non-Condensing | 50 | Bradford White | M45036FBN | No | 2011 | HM15953946 | No | No | Natural Gas | 40000 | Btuh | 0.62 | N/A | N/A | N/A | N/A | N/A | Basement | Yes | No | N/A | No | N/A | No | N/A | N/A | N/A | No | Yes | No | No | 2880.3393 | Single Family
SITE_00706 | SITE_705DF9D5-D530-7B4B-9B66-2219EB81D8B8 | Storage | Electric Resistance | 50 | Ruud | proe50 t2 ru95 | Yes | 2016 | N/A | No | No | Electric | 4.5 | kW | 0.95 | N/A | N/A | N/A | N/A | N/A | Garage | Yes | Unknown | N/A | No | N/A | No | N/A | N/A | N/A | Yes | Yes | Yes | No | 2639.8857 | Single Family
SITE_00707 | SITE_1326ABB2-E40F-044A-8073-73CC95EDABD9 | Storage | Electric Resistance | 50 | Rheem | 82V52-2 | Yes | 2006 | N/A | No | No | Electric | 4.5 | kW | 0.91 | N/A | N/A | N/A | N/A | N/A | Basement | No | Yes | Floor drain | No | N/A | No | N/A | N/A | N/A | Yes | Yes | Yes | No | 2880.3393 | Single Family
SITE_00707 | SITE_1326ABB2-E40F-044A-8073-73CC95EDABD9 | Storage | Electric Resistance | 50 | Rheem | 82V52-2 | Yes | 2006 | N/A | No | No | Electric | 4.5 | kW | 0.91 | N/A | N/A | N/A | N/A | N/A | Basement | No | Yes | Floor drain | No | N/A | No | N/A | N/A | N/A | Yes | Yes | Yes | No | 2880.3393 | Single Family
SITE_00709 | SITE_7AC0E16B-9B1D-514D-9C5D-F16906D0A23A | Storage | Electric Resistance | 50 | Ruud | pe52-2 | No | 1995 | 0595B01705 | No | No | Electric | 4.5 | kW | 0.91 | N/A | N/A | N/A | N/A | N/A | Basement | Yes | No | N/A | No | N/A | No | N/A | N/A | N/A | No | Yes | Yes | No | 2880.3393 | Single Family
SITE_00710 | SITE_D4CF96A1-0DEC-9140-A414-AD7BE23792C5 | Storage | Electric Heat Pump (Packaged) | 50 | General Electric | GEH50DFEJSRA | Yes | 2015 | N/A | No | No | Electric | 4.6 | kW | 3.25 | Yes | Basement | 226 | Adjacent rooms | N/A | Basement | Yes | Yes | Floor drain | No | N/A | No | N/A | N/A | N/A | N/A | Yes | Yes | Unknown | 2639.8857 | Single Family
SITE_00711 | SITE_2DFF5E57-AFD1-4F14-8FE1-C512CF065D59_x000D_ | Storage | Electric Resistance | 80 | Kenmore | 153.3218 | No | 2014 | 1425A012081 | No | No | Electric | 3.8 | kW | Unknown | N/A | N/A | N/A | N/A | N/A | Garage | Yes | No | N/A | No | N/A | No | N/A | N/A | N/A | Yes | Yes | Yes | No | 2880.3393 | Single Family
SITE_00712 | SITE_9090B1AE-FAC1-D14A-951F-B7FB1E00DBA2 | Storage | Fossil Fuel Non-Condensing | 40 | Bradford White | MI403S6FBN | No | 2011 | HG15284432 | No | No | Natural Gas | 40000 | Btuh | 0.59 | N/A | N/A | N/A | N/A | N/A | Basement | Yes | Yes | Floor drain | No | N/A | No | N/A | N/A | N/A | No | Yes | Yes | No | 2880.3393 | Single Family
SITE_00713 | SITE_91130D59-771B-E44E-9C6B-6E2C77B4E937 | Storage | Fossil Fuel Non-Condensing | 50 | American Water Heaters | BFG6150T403N0 | No | 2007 | 717113984 | No | No | Natural Gas | 40000 | Btuh | 0.58 | N/A | N/A | N/A | N/A | N/A | Garage | Yes | No | N/A | No | N/A | No | N/A | N/A | N/A | Yes | Yes | Yes | No | 2639.8857 | Single Family
SITE_00714 | SITE_3D774472-9261-F246-B8BE-830D86D4228B | Instantaneous | Fossil Fuel Condensing | 0 | Rinnai | Ru80i | No | 2013 | EHBA019382 | No | No | Natural Gas | 152000 | Btuh | Unknown | N/A | N/A | N/A | N/A | N/A | Garage | Yes | No | N/A | No | N/A | Yes | Polyethylene Foam | 6 | 0.5 | Yes | Yes | Yes | No | 2639.8857 | Single Family
SITE_00715 | SITE_381702C5-6133-4749-A731-E091D39B5F36 | Storage | Fossil Fuel Non-Condensing | 50 | Rheem | XG50T09HE40U0 | No | 2016 | M381609405 | No | No | Natural Gas | 40000 | Btuh | 0.62 | N/A | N/A | N/A | N/A | N/A | Basement | Yes | Yes | Floor drain | No | N/A | No | N/A | N/A | N/A | No | No | Yes | No | 2880.3393 | Single Family
SITE_00716 | SITE_D89AD2E6-3687-354E-B8E7-D6D0ED636ADE | Storage | Fossil Fuel Non-Condensing | 50 | Rheem | 22v50f1 | Yes | 2008 | N/A | No | No | Natural Gas | 38000 | Btuh | 0.58 | N/A | N/A | N/A | N/A | N/A | Garage | Yes | No | N/A | No | N/A | Yes | Polyethylene Foam | 3 | 1 | Yes | Yes | Yes | No | 2880.3393 | Single Family
SITE_00719 | SITE_2927A352-952B-CA49-8F34-5B99A7F1669C | Storage | Fossil Fuel Non-Condensing | 40 | Ruud | P40-38 | No | 2001 | RUNG0401406646 | No | No | Natural Gas | 38000 | Btuh | 0.55 | N/A | N/A | N/A | N/A | N/A | Garage | Yes | No | N/A | No | N/A | Yes | Foil faced fiberglass | 3 | 0.75 | Yes | Yes | Yes | No | 2639.8857 | Single Family
SITE_00720 | SITE_C073F1D6-97AD-B14C-AFF4-71269FF14021 | Storage | Fossil Fuel Condensing | 50 | Ruud | Ph2r50-40f | Yes | 2008 | N/A | No | No | Natural Gas | 40000 | Btuh | 0.62 | N/A | N/A | N/A | N/A | N/A | Garage | Yes | No | N/A | No | N/A | No | N/A | N/A | N/A | Yes | Yes | Yes | No | 2639.8857 | Single Family
SITE_00721 | SITE_D5AE0053-0E8B-3D49-AA4C-642D5A8F7E1E | Storage | Fossil Fuel Non-Condensing | 40 | American Water Heaters | bfg6140t403no | No | 2008 | 0806T416446 | No | No | Natural Gas | 40000 | Btuh | 0.59 | N/A | N/A | N/A | N/A | N/A | Garage | Yes | Yes | Floor drain | No | N/A | Yes | Fiberglass | 4 | 2 | Yes | Yes | Yes | No | 2639.8857 | Single Family
SITE_00722 | SITE_93BEA93A-541F-7843-A946-63D1221EB465 | Storage | Electric Resistance | 50 | Rheem | xe50mo6st45u0 | Yes | 2015 | N/A | No | No | Electric | 4.5 | kW | 0.9 | N/A | N/A | N/A | N/A | N/A | Main House | Yes | No | N/A | No | N/A | No | N/A | N/A | N/A | Yes | No | No | No | 2639.8857 | Single Family
SITE_00723 | SITE_EC8C4CD9-E428-2241-8D8C-64E33893B567 | Storage | Electric Resistance | 50 | General Electric | GE50M06AAG | Yes | 2009 | N/A | No | No | Electric | 4.5 | kW | 0.9 | N/A | N/A | N/A | N/A | N/A | Crawlspace | Yes | No | N/A | No | N/A | Yes | Fiberglass | 4 | 1 | No | Yes | No | No | 2880.3393 | Single Family
SITE_00724 | SITE_3947A8DD-A88A-B84E-B05D-CE91421DEC56 | Storage | Fossil Fuel Non-Condensing | 50 | Bradford White | MI5036FBN | No | 1995 | DC8981774 | No | No | Natural Gas | 40000 | Btuh | 0.58 | N/A | N/A | N/A | N/A | N/A | Basement | Yes | Yes | Floor drain | No | N/A | No | N/A | N/A | N/A | Yes | Yes | Yes | No | 2880.3393 | Single Family
SITE_00725 | SITE_31999EAF-10E0-A34A-8876-80201AEBB5F2 | Storage | Electric Resistance | 50 | Kenmore | 153.3166 | No | 1989 | 898487500 | No | No | Electric | 3.8 | kW | 0.88 | N/A | N/A | N/A | N/A | N/A | Basement | Yes | No | N/A | No | N/A | No | N/A | N/A | N/A | No | Yes | Yes | No | 2880.3393 | Single Family
SITE_00727 | SITE_FE8685A9-1FA7-464F-AED0-B1D942773154 | Storage | Electric Resistance | 50 | Rheem | PROE50T2RH95 | No | 2015 | 2015 | No | No | Electric | 4.5 | kW | 0.95 | N/A | N/A | N/A | N/A | N/A | Basement | Yes | No | N/A | No | N/A | No | N/A | N/A | N/A | Yes | No | Yes | No | 2880.3393 | Single Family
SITE_00728 | SITE_6A0BC127-0029-B24A-9A52-58558C706899 | Storage | Electric Resistance | 50 | AO Smith | ect52200 | No | 2009 | 0909A021127 | No | No | Electric | 4.5 | kW | 0.91 | N/A | N/A | N/A | N/A | N/A | Basement | Yes | Yes | Floor drain | No | N/A | Yes | Polyethylene Foam | 2.5 | 1 | No | Yes | Yes | No | 7147.4444 | Single Family
SITE_00729 | SITE_60D3CA5F-751F-4F45-9C2C-BC4602625B09 | Storage | Fossil Fuel Non-Condensing | 50 | American Water Heaters | G61-50T40-3N | No | 1999 | 9933112754 | No | No | Natural Gas | 40000 | Btuh | 0.61 | N/A | N/A | N/A | N/A | N/A | Main House | No | Yes | Plumbed drain | No | N/A | No | N/A | N/A | N/A | No | No | No | No | 2880.3393 | Single Family
SITE_00730 | SITE_DA7163C7-0677-E942-BBB0-9EE9D777A8C5 | Storage | Electric Heat Pump (Packaged) | 50 | General Electric | GEH50DFEJSRA | Yes | 2015 | N/A | No | No | Electric | 4.5 | kW | 3.25 | Yes | Mechanical Room | 300 | Same room | Both | Basement | No | Yes | Floor drain | No | N/A | No | N/A | N/A | N/A | Yes | Yes | Yes | Unknown | 2639.8857 | Single Family
SITE_00730 | SITE_DA7163C7-0677-E942-BBB0-9EE9D777A8C5 | Storage | Electric Heat Pump (Packaged) | 50 | General Electric | GEH50DFEJSRA | Yes | 2015 | N/A | No | No | Electric | 4.5 | kW | 3.25 | Yes | Mechanical Room | 300 | Same room | N/A | Basement | No | Yes | Plumbed drain | No | N/A | No | N/A | N/A | N/A | Yes | Yes | Yes | Unknown | 2639.8857 | Single Family
SITE_00731 | SITE_44042636-BD0B-6F47-A62A-3F630C83DF2C | Storage | Fossil Fuel Non-Condensing | 50 | American Appliance | G61 50t40 3n | Yes | 2007 | 133125130 | No | No | Natural Gas | 40000 | Btuh | Unknown | N/A | N/A | N/A | N/A | N/A | Garage | Yes | Unknown | N/A | No | N/A | Yes | Polyethylene Foam | 3 | 0.5 | Yes | Yes | Yes | No | 2639.8857 | Single Family
SITE_00732 | SITE_2EE6B56F-F10E-8C41-827B-449DE8913EC2 | Instantaneous | Fossil Fuel Non-Condensing | 0 | Noritz | N0751m | Yes | 2007 | 2007.01-005122 | No | No | Natural Gas | 199900 | Btuh | Unknown | N/A | N/A | N/A | N/A | N/A | Garage | Yes | No | N/A | No | N/A | No | N/A | N/A | N/A | Yes | Yes | Yes | No | 2639.8857 | Single Family
SITE_00733 | SITE_7817B54F-E83D-BA4E-943C-3CC7FB4836AB | Storage | Electric Resistance | 80 | AO Smith | Ees 80 913 | No | 1992 | MB92-0054707-913 | No | No | Electric | 4.5 | kW | Unknown | N/A | N/A | N/A | N/A | N/A | Basement | Yes | No | N/A | No | N/A | No | N/A | N/A | N/A | No | Yes | Yes | No | 2880.3393 | Single Family
SITE_00734 | SITE_682E719D-0102-2949-B3B0-CB276CAB9521 | Storage | Electric Resistance | 50 | Rheem | RHEPRO522A | No | 2013 | RHM301301801 | No | No | Electric | 4.5 | kW | 0.94 | N/A | N/A | N/A | N/A | N/A | Basement | Yes | No | N/A | No | N/A | Yes | Polyethylene Foam | 3 | 1 | Yes | Yes | No | No | 2880.3393 | Single Family
SITE_00735 | SITE_F94583EC-E1D0-2042-AD11-449545216BE3 | Storage | Electric Resistance | 50 | Ruud | Pe52-2 c | No | 2001 | 1101234044 | No | No | Electric | 4.5 | kW | 0.91 | N/A | N/A | N/A | N/A | N/A | Other | Yes | No | N/A | No | N/A | No | N/A | N/A | N/A | Yes | No | No | No | 7147.4444 | Single Family
SITE_00736 | SITE_E00A3C4B-7926-924F-8674-A64E4A68842C | Storage | Electric Resistance | 50 | AO Smith | Ect 52 200 | No | 2005 | F05J001305 | No | No | Electric | 4.5 | kW | 0.91 | N/A | N/A | N/A | N/A | N/A | Garage | Yes | Yes | Plumbed drain | No | N/A | Yes | Rubber | 7 | 1 | Yes | Yes | No | No | 7147.4444 | Single Family
SITE_00736 | SITE_E00A3C4B-7926-924F-8674-A64E4A68842C | Storage | Electric Resistance | 50 | AO Smith | Ect 52 200 | No | 2005 | F05J001305 | No | No | Electric | 4.5 | kW | 0.91 | N/A | N/A | N/A | N/A | N/A | Garage | Yes | Yes | Plumbed drain | No | N/A | Yes | Rubber | Unknown | Unknown | Yes | Yes | No | No | 7147.4444 | Single Family
SITE_00737 | SITE_DCB6DDD2-A2AC-1641-B85D-FB7E9E51109E | Storage | Fossil Fuel Non-Condensing | 30 | Kenmore | 153.3374 | No | 2003 | F03215915 | No | No | Natural Gas | 40000 | Btuh | 0.59 | N/A | N/A | N/A | N/A | N/A | Basement | Yes | No | N/A | No | N/A | No | N/A | N/A | N/A | Yes | No | No | No | 2880.3393 | Single Family
SITE_00738 | SITE_BBB38D80-62F6-754E-8374-F5EC638C9AB1 | Storage | Fossil Fuel Non-Condensing | 50 | Rheem | XG50T06EC38U0 | No | 2014 | M471411339 | No | No | Natural Gas | 38000 | Btuh | 0.58 | N/A | N/A | N/A | N/A | N/A | Basement | Yes | No | N/A | No | N/A | No | N/A | N/A | N/A | No | No | No | No | 2880.3393 | Single Family
SITE_00739 | SITE_80B5F5FF-2455-2B48-A201-9BF48DD6F839 | Storage | Electric Heat Pump (Packaged) | 50 | General Electric | GEH50DEEDSRA | Yes | 2012 | N/A | No | No | Electric | 4.5 | kW | 2.35 | No | Unknown | Unknown | Unknown | None | Garage | Yes | Yes | Plumbed drain | No | N/A | Yes | Polyethylene Foam | 4 | 0.5 | Yes | Yes | Yes | Unknown | 2639.8857 | Single Family
SITE_00740 | SITE_61C9641E-9BEC-344A-BB14-8555DCD62C18 | Storage | Electric Resistance | 40 | Ruud | PE2-40-2 | No | 2013 | RU M271301513 | No | No | Electric | 4.5 | kW | 0.92 | N/A | N/A | N/A | N/A | N/A | Main House | Yes | No | N/A | No | N/A | No | N/A | N/A | N/A | No | No | No | No | 2880.3393 | Single Family
SITE_00741 | SITE_CBFA27F7-8981-E446-9221-83940DF0E053 | Storage | Electric Resistance | 50 | Bradford White | M250S6DS-1NCWW | No | 2010 | GE13486363 | Unknown | Unknown | Electric | 4.5 | kW | 0.92 | N/A | N/A | N/A | N/A | N/A | Basement | No | Yes | Floor drain | No | N/A | No | N/A | N/A | N/A | Yes | No | No | No | 2880.3393 | Single Family
SITE_00741 | SITE_CBFA27F7-8981-E446-9221-83940DF0E053 | Storage | Electric Resistance | 50 | AO Smith | ECT 52 210 | No | 2012 | 1239J002088 | Unknown | Yes | Electric | 4.5 | kW | 0.91 | N/A | N/A | N/A | N/A | N/A | Basement | No | Yes | Floor drain | No | N/A | No | N/A | N/A | N/A | Yes | No | No | No | 2880.3393 | Single Family
SITE_00742 | SITE_B9FB8A3E-7BC3-CE42-9C78-262CC265EBE9 | Storage | Electric Resistance | 40 | Rheem | PROG40S-36N RH59 | Yes | 2013 | N/A | No | No | Natural Gas | 36000 | Btuh | 0.59 | N/A | N/A | N/A | N/A | N/A | Crawlspace | Yes | No | N/A | No | N/A | No | N/A | N/A | N/A | No | Yes | No | No | 9106.6154 | Single Family
SITE_00745 | SITE_7BB4FACD-6BE2-4E4B-9A63-209EADF1E339 | Storage | Fossil Fuel Non-Condensing | 40 | Kenmore | 153.3384 | No | 1993 | G93544688 | No | No | Natural Gas | 40000 | Btuh | Unknown | N/A | N/A | N/A | N/A | N/A | Basement | Yes | No | N/A | No | N/A | No | N/A | N/A | N/A | No | No | No | No | 2880.3393 | Single Family
SITE_00746 | SITE_A7F66371-9A08-8B4F-BDEB-4AD14F2B1F52 | Storage | Fossil Fuel Non-Condensing | Unknown | Unknown | Unknown | No | Unknown | Unknown | No | No | Natural Gas | Unknown | Btuh | Unknown | N/A | N/A | N/A | N/A | N/A | Main House | Yes | Unknown | N/A | Yes | 0.25 | No | N/A | N/A | N/A | No | Yes | No | No | 9106.6154 | Single Family
SITE_00747 | SITE_BB792887-FBEF-E146-B504-454B55D73B18 | Storage | Fossil Fuel Non-Condensing | 50 | Ruud | PH50N | No | 2006 | RULN 0601108627 | No | No | Natural Gas | 40000 | Btuh | 0.54 | N/A | N/A | N/A | N/A | N/A | Basement | Yes | No | N/A | No | N/A | No | N/A | N/A | N/A | Yes | Yes | Yes | No | 2880.3393 | Single Family
SITE_00748 | SITE_66F27F9B-4490-4738-B080-CC6E9E9BD77D | Storage | Electric Resistance | Unknown | Unknown | Unknown | No | Unknown | Unknown | No | No | Electric | Unknown | kW | Unknown | N/A | N/A | N/A | N/A | N/A | Garage | Yes | No | N/A | Yes | 2 | Yes | Polyethylene Foam | 2 | 1 | Yes | Yes | Yes | No | 2639.8857 | Single Family
SITE_00749 | SITE_6E293701-7CF4-F748-BB67-23E448D0B0C8 | Storage | Fossil Fuel Non-Condensing | 40 | Ruud | P40-7 | No | 1995 | 0895A15860 | No | No | Natural Gas | 34000 | Btuh | 0.56 | N/A | N/A | N/A | N/A | N/A | Main House | Yes | Yes | Plumbed drain | No | N/A | No | N/A | N/A | N/A | Yes | No | Yes | No | 7381.5 | Single Family
SITE_00750 | SITE_9E4C189C-9254-8742-B9BD-BB9313CF8035 | Storage | Fossil Fuel Non-Condensing | 40 | Ruud | p40-7 | Yes | 1996 | N/A | No | No | Natural Gas | 34000 | Btuh | 0.56 | N/A | N/A | N/A | N/A | N/A | Garage | Yes | Unknown | N/A | No | N/A | Yes | Rubber | 2 | 0.5 | Yes | Yes | Yes | No | 2639.8857 | Single Family
SITE_00751 | SITE_8C04664A-64EB-BA40-A683-0116F7077B6F | Storage | Electric Resistance | 50 | General Electric | PE50M09AAH | Yes | 2010 | N/A | No | No | Electric | 4.5 | kW | 0.9 | N/A | N/A | N/A | N/A | N/A | Basement | Yes | No | N/A | No | N/A | No | N/A | N/A | N/A | No | Yes | Yes | No | 2880.3393 | Single Family
SITE_00752 | SITE_9D774406-FCB3-EC4D-85D4-2FCB5652B000 | Storage | Electric Resistance | 50 | Bradford White | M250t6ds-1ncww | No | 2008 | EE10565136 | No | No | Electric | 4.5 | kW | 0.9 | N/A | N/A | N/A | N/A | N/A | Basement | Yes | Yes | Plumbed drain | No | N/A | Yes | Polyethylene Foam | 2 | 0.5 | No | Yes | Yes | No | 2639.8857 | Single Family
SITE_00753 | SITE_C7BFF052-FDF3-4CAA-BFB7-46556BBB3ECD_x000D_ | Storage | Electric Resistance | 50 | Rheem | XE50M09EL55U1 | No | 2016 | M261620791 | No | No | Electric | 5.5 | kW | 0.93 | N/A | N/A | N/A | N/A | N/A | Garage | Yes | No | N/A | No | N/A | Yes | Fiberglass | 17 | 1 | Yes | Yes | Yes | Unknown | 7147.4444 | Single Family
SITE_00754 | SITE_DEA9F1CD-8F73-FA4E-BDC1-DD3F94C760CB | Storage | Electric Resistance | 50 | Bradford White | Re350s6 | No | 2016 | NB37338919 | No | No | Electric | 4.5 | kW | 0.93 | N/A | N/A | N/A | N/A | N/A | Basement | Yes | Yes | Floor drain | No | N/A | No | N/A | N/A | N/A | No | Yes | No | No | 2880.3393 | Single Family
SITE_00755 | SITE_F10F839B-5F3F-284C-B189-D3A312CA8DB5 | Storage | Electric Resistance | 50 | Unknown | Unknown | No | Unknown | Unknown | No | No | Electric | Unknown | kW | Unknown | N/A | N/A | N/A | N/A | N/A | Basement | Yes | No | N/A | Yes | 0.5 | No | N/A | N/A | N/A | No | No | Yes | No | 2880.3393 | Single Family
SITE_00756 | SITE_265EFBA4-D986-F34F-997C-F057FD33F2FA | Storage | Fossil Fuel Non-Condensing | 50 | American Appliance | BFG6250T403N0 | No | 2006 | 650113853 | No | No | Natural Gas | 40000 | Btuh | 0.6 | N/A | N/A | N/A | N/A | N/A | Garage | Yes | No | N/A | No | N/A | Yes | Foil faced fiberglass | 8 | 0.75 | Yes | Unknown | Yes | No | 2639.8857 | Single Family
SITE_00757 | SITE_30C97536-6ED9-B346-A498-B5B43CD3FEF2 | Storage | Fossil Fuel Non-Condensing | 50 | General Electric | SG50T12AVG00 | No | 2011 | GELN110V06172 | No | No | Natural Gas | 40000 | Btuh | 0.62 | N/A | N/A | N/A | N/A | N/A | Basement | Yes | No | N/A | No | N/A | Yes | Polyethylene Foam | 8 | 0.5 | No | Yes | No | No | 2880.3393 | Single Family
SITE_00758 | SITE_2627F919-CFA0-994B-8E30-0C8AC905EECB | Storage | Fossil Fuel Non-Condensing | 50 | AO Smith | fgr 50 224d | No | 1993 | MK93-0073255-224D | Yes | No | Natural Gas | 40000 | Btuh | 0.6 | N/A | N/A | N/A | N/A | N/A | Basement | Yes | No | N/A | No | N/A | No | N/A | N/A | N/A | No | Yes | No | No | 2880.3393 | Single Family
SITE_00759 | SITE_1E4CCBB1-8031-0247-A22A-E5CF2168056E | Storage | Fossil Fuel Non-Condensing | 50 | American Appliance | FG6150T403NO | No | 2005 | 530101876 | No | No | Natural Gas | 40000 | Btuh | Unknown | N/A | N/A | N/A | N/A | N/A | Basement | Yes | Yes | Floor drain | No | N/A | No | N/A | N/A | N/A | No | No | Yes | No | 2880.3393 | Single Family
SITE_00760 | SITE_D24D15DC-5373-2C42-85A7-37986A3CE06F | Storage | Fossil Fuel Non-Condensing | 50 | Ruud | Pr50-2t | No | 1992 | RUN 1192A08912 | No | No | Natural Gas | 36000 | Btuh | Unknown | N/A | N/A | N/A | N/A | N/A | Basement | Yes | Yes | Floor drain | No | N/A | No | N/A | N/A | N/A | No | No | No | No | 2880.3393 | Single Family
SITE_00761 | SITE_2765CA1A-927C-3E46-B411-4A3B1ECC2046 | Storage | Fossil Fuel Non-Condensing | 50 | Rheem | Xg50t09he40u0 | Yes | 2016 | N/A | No | No | Natural Gas | 40000 | Btuh | 0.62 | N/A | N/A | N/A | N/A | N/A | Basement | Yes | Yes | Floor drain | No | N/A | Yes | Polyethylene Foam | 2 | 1 | No | No | No | No | 2880.3393 | Single Family
SITE_00762 | SITE_756D8DAC-2678-C447-A76C-63A279D2BC99 | Storage | Fossil Fuel Non-Condensing | 50 | Bradford White | M45036FBN | No | 2013 | KA17639879 | No | No | Natural Gas | 40000 | Btuh | 0.62 | N/A | N/A | N/A | N/A | N/A | Basement | Yes | No | N/A | No | N/A | No | N/A | N/A | N/A | No | No | Yes | No | 2880.3393 | Single Family
SITE_00763 | SITE_149A2474-DCCF-7347-93A2-94F2EEC8B7F7 | Storage | Fossil Fuel Non-Condensing | 50 | American Appliance | GV2F90-533T | No | 1992 | 9226301767 | No | No | Natural Gas | 38000 | Btuh | Unknown | N/A | N/A | N/A | N/A | N/A | Basement | Yes | No | N/A | No | N/A | No | N/A | N/A | N/A | No | Yes | No | No | 2880.3393 | Single Family
SITE_00764 | SITE_468C6639-438F-7945-A317-735A38BF161E | Storage | Electric Resistance | 50 | General Electric | SE50M12AAH | Yes | 2011 | N/A | No | No | Electric | 4.5 | kW | 0.9 | N/A | N/A | N/A | N/A | N/A | Basement | Yes | No | N/A | No | N/A | Yes | Polyethylene Foam | 6 | 1 | Yes | No | Yes | No | 2880.3393 | Single Family
SITE_00765 | SITE_3B787E32-8098-F741-BC9D-4118DE14574F | Instantaneous | Electric Resistance | 0 | PowerStar | 45-557701 | No | Unknown | 63A800022 | No | No | Electric | Unknown | kW | Unknown | N/A | N/A | N/A | N/A | N/A | Main House | No | No | N/A | No | N/A | No | N/A | N/A | N/A | No | No | No | No | 2639.8857 | Single Family
SITE_00765 | SITE_3B787E32-8098-F741-BC9D-4118DE14574F | Storage | Electric Resistance | 19 | US Craftmaster | E1f20us015v | No | 2007 | 707604111 | No | No | Electric | 1.5 | kW | Unknown | N/A | N/A | N/A | N/A | N/A | Main House | No | No | N/A | No | N/A | No | N/A | N/A | N/A | No | No | Yes | No | 2639.8857 | Single Family
SITE_00765 | SITE_3B787E32-8098-F741-BC9D-4118DE14574F | Storage | Electric Resistance | 65 | General Electric | Pe65t09a | No | 1999 | GE 1299406215 | No | No | Electric | 4.5 | kW | 0.89 | N/A | N/A | N/A | N/A | N/A | Main House | Yes | No | N/A | No | N/A | No | N/A | N/A | N/A | No | Yes | Yes | No | 2639.8857 | Single Family
SITE_00766 | SITE_8BAF80B2-AF08-3E44-81F6-9E8CB8FD11EE | Storage | Fossil Fuel Non-Condensing | 50 | American Water Heaters | DVG62-50T42-NV | No | 2002 | 215112594 | No | No | Natural Gas | 42000 | Btuh | 0.58 | N/A | N/A | N/A | N/A | N/A | Crawlspace | Yes | No | N/A | No | N/A | No | N/A | N/A | N/A | No | Yes | No | No | 2880.3393 | Single Family
SITE_00767 | SITE_D9981EC5-F70A-F44C-A087-881AADED39D4 | Storage | Fossil Fuel Non-Condensing | 40 | General Electric | GG40T6A | No | 2001 | GENG 1001403046 | No | No | Natural Gas | 34000 | Btuh | 0.56 | N/A | N/A | N/A | N/A | N/A | Basement | Yes | No | N/A | No | N/A | No | N/A | N/A | N/A | Yes | Yes | Yes | No | 2880.3393 | Single Family
SITE_00768 | SITE_D94DA9E6-0FE9-E143-83BD-B4B52838C9E3 | Storage | Electric Resistance | 50 | Bradford White | M250S6DS-1NCWW | No | 2010 | GM14229046 | No | No | Electric | 4.5 | kW | 0.92 | N/A | N/A | N/A | N/A | N/A | Basement | Yes | Yes | Floor drain | No | N/A | No | N/A | N/A | N/A | No | No | No | No | 2880.3393 | Single Family
SITE_00770 | SITE_C989C58D-277C-7C49-9969-9EE8D2049D4F | Storage | Fossil Fuel Non-Condensing | 40 | Rheem | Rhgpro40-40 | No | 2003 | RHNG0300116469 | No | No | Natural Gas | 40000 | Btuh | 0.62 | N/A | N/A | N/A | N/A | N/A | Main House | Yes | No | N/A | No | N/A | No | N/A | N/A | N/A | No | No | No | No | 2880.3393 | Single Family
SITE_00771 | SITE_88B39C02-2C27-8C46-99B7-E7BFFD6DF58C | Storage | Fossil Fuel Non-Condensing | 50 | State | Prv 50 novto fw | No | 1993 | M93675165 | No | No | Natural Gas | 40000 | Btuh | Unknown | N/A | N/A | N/A | N/A | N/A | Basement | Yes | No | N/A | No | N/A | No | N/A | N/A | N/A | No | Yes | Yes | No | 2880.3393 | Single Family
SITE_00772 | SITE_92FA585E-C970-D848-8FF9-E487B9AF537D | Storage | Fossil Fuel Non-Condensing | 40 | American Appliance | G52-40S33-3N | No | 1993 | 9345301780 | No | No | Natural Gas | 33000 | Btuh | Unknown | N/A | N/A | N/A | N/A | N/A | Crawlspace | Yes | Yes | Dirt | No | N/A | No | N/A | N/A | N/A | No | Unknown | Yes | No | 2880.3393 | Single Family
SITE_00773 | SITE_CBA04ED9-ECE6-A040-AD40-4159E905DCB0 | Storage | Electric Resistance | 50 | AO Smith | Ect 52 210 | No | 2010 | 1023J016220 | No | No | Electric | 4.5 | kW | 0.91 | N/A | N/A | N/A | N/A | N/A | Basement | Yes | No | N/A | No | N/A | No | N/A | N/A | N/A | No | Yes | Yes | No | 2639.8857 | Single Family
SITE_00775 | SITE_A1A8A8B6-1900-934C-84EF-18D2B194CF31 | Storage | Electric Resistance | 50 | Whirlpool | Ee3j50rd045v | No | 2007 | 730133889 | No | No | Electric | 4.5 | kW | 0.93 | N/A | N/A | N/A | N/A | N/A | Basement | Yes | No | N/A | No | N/A | No | N/A | N/A | N/A | No | No | No | No | 7381.5 | Single Family
SITE_00776 | SITE_77A780B7-7B95-4B44-935F-B360462641C5 | Storage | Electric Resistance | 50 | Bradford White | m2he50s6ds-1ncww | No | 2010 | GM14244783 | Yes | No | Electric | 4.5 | kW | 0.93 | N/A | N/A | N/A | N/A | N/A | Garage | Yes | No | N/A | No | N/A | Yes | Polyethylene Foam | 2 | 1 | No | No | Yes | No | 2639.8857 | Single Family
SITE_00777 | SITE_24AEE996-7B93-0341-8825-0470BDC2C651 | Storage | Electric Resistance | 50 | Rheem | Xe50t06he45u0 | No | 2015 | M051518765 | No | No | Electric | 4.5 | kW | 0.95 | N/A | N/A | N/A | N/A | N/A | Garage | Yes | No | N/A | No | N/A | No | N/A | N/A | N/A | Yes | Yes | Yes | No | 7147.4444 | Single Family
SITE_00778 | SITE_A690DA59-A090-D34C-B21E-6E297FC39899 | Storage | Electric Resistance | 50 | Hotpoint | He50m01sag | Yes | 2007 | N/A | No | No | Electric | 4.5 | kW | 0.9 | N/A | N/A | N/A | N/A | N/A | Main House | Yes | Unknown | N/A | No | N/A | No | N/A | N/A | N/A | No | No | No | No | 7147.4444 | Single Family
SITE_00779 | SITE_7643B3FF-F05C-514D-AF6B-2AC205B041E0 | Storage | Fossil Fuel Non-Condensing | 50 | American Appliance | FG6150T403N0 | No | 2005 | 526109079 | No | No | Natural Gas | 40000 | Btuh | 0.58 | N/A | N/A | N/A | N/A | N/A | Basement | Yes | No | N/A | No | N/A | No | N/A | N/A | N/A | No | No | Yes | No | 2880.3393 | Single Family
SITE_00780 | SITE_098DC2E7-4A9B-9244-AD28-23D7E372BE04 | Storage | Fossil Fuel Non-Condensing | 50 | AO Smith | FPD50234 | No | 1996 | MG960038970S19 | No | No | Natural Gas | 42000 | Btuh | Unknown | N/A | N/A | N/A | N/A | N/A | Garage | Yes | No | N/A | No | N/A | No | N/A | N/A | N/A | Yes | Yes | No | No | 2880.3393 | Single Family
SITE_00781 | SITE_AFE50938-32EA-8A4D-876A-6792E859AF27 | Storage | Fossil Fuel Non-Condensing | 50 | Bradford White | M1TW50S6FBN | No | 1993 | KF18461422 | No | No | Natural Gas | 40000 | Btuh | 0.63 | N/A | N/A | N/A | N/A | N/A | Basement | Yes | Unknown | N/A | No | N/A | No | N/A | N/A | N/A | Yes | Yes | No | No | 9106.6154 | Single Family
SITE_00782 | SITE_9415F0C8-DFF5-F347-BA64-8DADFAA7A6B0 | Storage | Fossil Fuel Non-Condensing | 40 | American Water Heaters | G52-40T34-3N | No | 1993 | 9340301343 | No | No | Natural Gas | 34000 | Btuh | Unknown | N/A | N/A | N/A | N/A | N/A | Basement | Yes | No | N/A | No | N/A | No | N/A | N/A | N/A | No | Yes | No | No | 2880.3393 | Single Family
SITE_00783 | SITE_3A581FA8-0EBC-124D-8A13-1704C9620AAA | Storage | Electric Resistance | 50 | General Electric | ge50t06tag | Yes | 2010 | N/A | No | No | Electric | 4.5 | kW | 0.95 | N/A | N/A | N/A | N/A | N/A | Main House | Yes | Unknown | N/A | No | N/A | No | N/A | N/A | N/A | No | No | Yes | No | 2639.8857 | Single Family
SITE_00784 | SITE_8C343EA7-87C5-254B-B70C-6BA23FF3C787 | Storage | Fossil Fuel Non-Condensing | 50 | American Appliance | Fg6150t403no | No | 2005 | 542104960 | No | No | Natural Gas | 40000 | Btuh | Unknown | N/A | N/A | N/A | N/A | N/A | Basement | Yes | Yes | Floor drain | No | N/A | No | N/A | N/A | N/A | Yes | Yes | No | No | 2880.3393 | Single Family
SITE_00786 | SITE_3381150E-6041-4F49-A94E-D04735189C99 | Storage | Electric Resistance | 50 | General Electric | GE50T06TAG | No | 2013 | GE M381313344 | No | No | Electric | 4.5 | kW | 0.95 | N/A | N/A | N/A | N/A | N/A | Garage | Yes | Unknown | N/A | No | N/A | Yes | Polyethylene Foam | 2 | 1 | Yes | Yes | Yes | No | 7147.4444 | Single Family
SITE_00787 | SITE_6EEEA8FD-16D6-4D71-A63D-C69CA49F9AA6 | Storage | Electric Resistance | 50 | Rheem | 81vr52d | No | 1996 | R 1296C02624 | No | No | Electric | 4.5 | kW | Unknown | N/A | N/A | N/A | N/A | N/A | Main House | Yes | No | N/A | No | N/A | No | N/A | N/A | N/A | No | Yes | No | No | 2639.8857 | Single Family
SITE_00788 | SITE_D8FA6DAD-BEA9-204A-8C40-96E5B542239E | Storage | Fossil Fuel Non-Condensing | 50 | General Electric | GG50T06AVH00 | Yes | 2009 | N/A | No | No | Natural Gas | 38000 | Btuh | 0.58 | N/A | N/A | N/A | N/A | N/A | Basement | Yes | Yes | Floor drain | No | N/A | No | N/A | N/A | N/A | Yes | No | Yes | No | 2880.3393 | Single Family
SITE_00789 | SITE_CC0E448D-A5B5-AF4A-B314-52C6A1EE5365 | Storage | Electric Heat Pump (Packaged) | 50 | General Electric | GEH50DFEJSRA | Yes | 2015 | N/A | No | Unknown | Electric | 4.5 | kW | 3.25 | No | Unknown | Unknown | Unknown | N/A | Garage | Yes | No | N/A | No | N/A | Yes | Polyethylene Foam | 5 | 0.75 | Yes | Yes | Yes | No | 9106.6154 | Single Family
SITE_00790 | SITE_875AD095-6D40-3F44-B3D2-D9A254C9514F | Storage | Electric Resistance | 50 | Ruud | Pe52-2c | No | 2000 | RU 0900627164 | No | No | Electric | 4.5 | kW | 0.91 | N/A | N/A | N/A | N/A | N/A | Basement | Yes | No | N/A | No | N/A | No | N/A | N/A | N/A | No | Yes | No | No | 7381.5 | Single Family
SITE_00806 | SITE_9656BAA3-3010-0241-B05D-891F1EA4DFC7 | Storage | Electric Resistance | 50 | Rheem | 81V52D C | Yes | 2003 | N/A | No | No | Electric | 4.5 | kW | 0.91 | N/A | N/A | N/A | N/A | N/A | Main House | Yes | Unknown | N/A | No | N/A | No | N/A | N/A | N/A | No | No | Yes | No | 14922.6667 | Single Family
SITE_00807 | SITE_83EAA1DC-E581-4F4E-864B-1416963AA266 | Storage | Unknown | Unknown | Unknown | Unknown | No | Unknown | Unknown | Unknown | Unknown | Unknown | Unknown | Btuh | Unknown | N/A | N/A | N/A | N/A | N/A | Unknown | Unknown | Unknown | N/A | Unknown | N/A | Unknown | N/A | N/A | N/A | Unknown | Unknown | Unknown | Unknown | 14922.6667 | Single Family
SITE_00818 | SITE_72D89DD0-8E24-9C4B-9DD5-FB517A164F1C | Storage | Electric Resistance | 50 | Bradford White | M250S6DS-1NCWW | No | 2013 | KA17608234 | No | No | Electric | 4.5 | kW | 0.92 | N/A | N/A | N/A | N/A | N/A | Main House | Yes | Yes | Floor drain | No | N/A | No | N/A | N/A | N/A | No | No | Yes | No | 2147.4231 | Single Family
SITE_00820 | SITE_09FEADBC-E6B6-BC49-820C-6BAB87CDA934 | Storage | Unknown | Unknown | Unknown | Unknown | No | Unknown | Unknown | Unknown | Unknown | Unknown | Unknown | Btuh | Unknown | N/A | N/A | N/A | N/A | N/A | Basement | Unknown | Unknown | N/A | Unknown | N/A | Unknown | N/A | N/A | N/A | Unknown | Unknown | Unknown | Unknown | 2147.4231 | Single Family
SITE_00821 | SITE_2262C67F-A160-DB4C-BBED-3726355C5C52 | Storage | Fossil Fuel Non-Condensing | 40 | AO Smith | FSG 40 222 | No | 1994 | GL94-2106490-222 | No | No | Natural Gas | 32000 | Btuh | 0.56 | N/A | N/A | N/A | N/A | N/A | Basement | Yes | Yes | Floor drain | No | N/A | No | N/A | N/A | N/A | No | No | Yes | No | 2147.4231 | Single Family
SITE_00822 | SITE_E24770D0-5D10-364F-B83C-99510C8B83D6 | Storage | Fossil Fuel Non-Condensing | 40 | AO Smith | FSG 40232 | No | Unknown | Unknown | No | No | Natural Gas | Unknown | Btuh | Unknown | N/A | N/A | N/A | N/A | N/A | Garage | Yes | Yes | Floor drain | Yes | 1.5 | No | N/A | N/A | N/A | No | No | Yes | No | 2147.4231 | Single Family
SITE_00823 | SITE_5DC65FBC-DFE2-2946-8E52-A7F8B80B5B9D | Storage | Electric Resistance | 50 | AO Smith | Ecrt 52 200 | No | 2013 | 1310J000107 | No | No | Electric | 4.5 | kW | 0.93 | N/A | N/A | N/A | N/A | N/A | Main House | Yes | Yes | Floor drain | No | N/A | No | N/A | N/A | N/A | No | No | Yes | No | 2147.4231 | Single Family
SITE_00825 | SITE_88C2124D-D2C0-334B-A1EB-C10F0054388B | Storage | Electric Resistance | 50 | General Electric | GE50T06AAG | Yes | 2004 | N/A | No | No | Electric | 4.5 | kW | 0.91 | N/A | N/A | N/A | N/A | N/A | Main House | Yes | Yes | Plumbed drain | No | N/A | No | N/A | N/A | N/A | No | No | Yes | No | 2147.4231 | Single Family
SITE_00831 | SITE_9C9A1446-4E03-4045-A641-1802BAF02C5F | Storage | Electric Resistance | 55 | Reliance | 650DOCT | No | 2005 | A05A053314 | No | No | Electric | 4.5 | kW | Unknown | N/A | N/A | N/A | N/A | N/A | Main House | Yes | Yes | Plumbed drain | No | N/A | No | N/A | N/A | N/A | Yes | No | No | No | 2147.4231 | Single Family
SITE_00835 | SITE_09FA9D49-A022-4845-B100-DCC186B32CF5 | Storage | Electric Resistance | 50 | Reliance | 6-50-eors 110 | No | 2017 | 1725110000000 | No | No | Electric | 4.5 | kW | 0.92 | N/A | N/A | N/A | N/A | N/A | Main House | Yes | No | N/A | No | N/A | No | N/A | N/A | N/A | Yes | No | Yes | No | 3706.5714 | Single Family
SITE_00839 | SITE_B02A0B90-00EB-1942-8D75-7E84D233B4FC | Storage | Electric Resistance | 40 | AO Smith | Eljf 40 917 | No | 1996 | GH96-3227227-917 | No | No | Electric | 4.5 | kW | Unknown | N/A | N/A | N/A | N/A | N/A | Main House | Yes | No | N/A | No | N/A | No | N/A | N/A | N/A | N/A | No | No | No | 2147.4231 | Single Family
SITE_00845 | SITE_0F6C6BA0-70CB-5240-A9C8-DF5456736BDF | Storage | Electric Resistance | 50 | AO Smith | ENT 50 110 | No | Unknown | Unknown | No | No | Electric | 4.5 | kW | 0.95 | N/A | N/A | N/A | N/A | N/A | Main House | Yes | Yes | Plumbed drain | No | N/A | Yes | Polyethylene Foam | 3 | 0.75 | N/A | Yes | Yes | No | 2147.4231 | Single Family
SITE_00852 | SITE_62B3D87C-4AEF-AF40-A4CB-6443DBA012F0 | Storage | Fossil Fuel Non-Condensing | 50 | Whirlpool | BFG1J5040T3NOV | No | 2006 | 612128541 | No | No | Natural Gas | 40000 | Btuh | 0.58 | N/A | N/A | N/A | N/A | N/A | Garage | Yes | Yes | Floor drain | No | N/A | No | N/A | N/A | N/A | Yes | Yes | Yes | No | 2147.4231 | Single Family
SITE_00853 | SITE_88B32039-FEF5-BF48-B348-967F841F8A29 | Storage | Fossil Fuel Non-Condensing | 50 | Sears | 153.3359 | No | 2000 | E00113206 | No | No | Natural Gas | 40000 | Btuh | 0.56 | N/A | N/A | N/A | N/A | N/A | Main House | Yes | Yes | Plumbed drain | No | N/A | No | N/A | N/A | N/A | No | No | No | No | 2147.4231 | Single Family
SITE_00855 | SITE_871FBF38-6FA0-E249-B6FD-43AE1C1A82C9 | Storage | Electric Resistance | 50 | Reliance | 650D0RS | No | 2004 | J04147478 | No | No | Electric | 4.5 | kW | 0.9 | N/A | N/A | N/A | N/A | N/A | Main House | Yes | No | N/A | No | N/A | Yes | Polyethylene Foam | 4 | 1 | No | No | No | No | 2147.4231 | Single Family
SITE_00856 | SITE_BB8FE5CD-D57C-EF43-9E90-875AFC612404 | Storage | Electric Resistance | 50 | AO Smith | EEH 52 917 | No | 2000 | GK00-6021951-97 | No | No | Electric | 4.5 | kW | Unknown | N/A | N/A | N/A | N/A | N/A | Basement | Yes | No | N/A | No | N/A | No | N/A | N/A | N/A | No | No | Yes | No | 2147.4231 | Single Family
SITE_00857 | SITE_CE14A359-EC95-8246-9027-80096D04CF67 | Storage | Indirect Water Heater | 40 | Squire | Sit040 | No | Unknown | A11I00024450 | Yes | No | Natural Gas | 115000 | Btuh | Unknown | N/A | N/A | N/A | N/A | N/A | Crawlspace | Yes | No | N/A | No | N/A | No | N/A | N/A | N/A | No | Yes | Yes | No | 2147.4231 | Single Family
SITE_00858 | SITE_FAA699E8-D7AA-7E47-96D6-B9E50AE9C0D1 | Storage | Fossil Fuel Non-Condensing | 50 | Reliance | Unknown | No | Unknown | Unknown | No | No | Natural Gas | Unknown | Btuh | Unknown | N/A | N/A | N/A | N/A | N/A | Basement | Yes | No | N/A | Yes | 1.5 | Yes | Polyethylene Foam | 5 | 0.5 | No | No | Yes | No | 2147.4231 | Single Family
SITE_00859 | SITE_741E4B73-9932-5D47-93D5-AD96DC7B02B2 | Storage | Electric Resistance | 50 | Bradford White | M250S6DS-1NCWW | No | 2007 | DL9849813 | No | No | Electric | 4.5 | kW | 0.92 | N/A | N/A | N/A | N/A | N/A | Main House | Yes | No | N/A | No | N/A | No | N/A | N/A | N/A | No | No | Yes | No | 2147.4231 | Single Family
SITE_00860 | SITE_1B8DBEBE-0DBA-DE42-B403-855A7BE1A091 | Storage | Electric Resistance | 50 | Rheem | PROE50 2 RH91 | No | 2014 | RH Q321411194 | No | No | Electric | 4.5 | kW | 0.91 | N/A | N/A | N/A | N/A | N/A | Basement | Yes | No | N/A | No | N/A | No | N/A | N/A | N/A | No | No | Yes | No | 2147.4231 | Single Family
SITE_00861 | SITE_5416DB2E-2843-5A49-AD5D-35FE9416F85B | Storage | Fossil Fuel Non-Condensing | 50 | AO Smith | FSG 50 248 | No | 2001 | N/A | No | No | Natural Gas | 40000 | Btuh | Unknown | N/A | N/A | N/A | N/A | N/A | Garage | Yes | No | N/A | Yes | 1.5 | No | N/A | N/A | N/A | Yes | Yes | Yes | No | 2147.4231 | Single Family
SITE_00896 | SITE_72B153B9-263B-3A42-A579-529266A1FF6C | Storage | Electric Resistance | 50 | Bradford White | Re350t6 | No | 2015 | MF36420132 | No | No | Electric | 4.5 | kW | 0.92 | N/A | N/A | N/A | N/A | N/A | Basement | Yes | Yes | Floor drain | No | N/A | No | N/A | N/A | N/A | Yes | Yes | Yes | No | 1521.68 | Single Family
SITE_00897 | SITE_B0B2EB21-99DD-0746-ACE5-B571DE9369FF | Storage | Fossil Fuel Non-Condensing | 50 | Rheem | M081514250 | Yes | 2015 | N/A | No | No | Natural Gas | 38000 | Btuh | Unknown | N/A | N/A | N/A | N/A | N/A | Garage | Yes | No | N/A | No | N/A | No | N/A | N/A | N/A | Yes | Yes | Yes | No | 2147.4231 | Single Family
SITE_00922 | SITE_AE80FE23-E0DD-2C49-B0C8-FBC710CDE6E2 | Instantaneous | Fossil Fuel Non-Condensing | 0 | Rheem | Eco-180dvp | No | 2009 | E8LP0909700302 | No | No | Propane | 180000 | Btuh | 0.82 | N/A | N/A | N/A | N/A | N/A | Main House | Yes | No | N/A | No | N/A | No | N/A | N/A | N/A | Yes | No | Yes | No | 2147.4231 | Single Family
SITE_00926 | SITE_EDB7D5FB-BCD5-A243-9385-B15337211129 | Storage | Electric Resistance | 50 | Richmond | 8V50-2 C | No | 1997 | 1197115305 | No | No | Electric | 4.5 | kW | 0.91 | N/A | N/A | N/A | N/A | N/A | Main House | Yes | No | N/A | No | N/A | No | N/A | N/A | N/A | Yes | No | No | No | 1521.68 | Single Family
SITE_00933 | SITE_2263A236-EEA5-2140-A6A0-5047D327BA62 | Storage | Electric Resistance | 50 | Rheem | XE50M06ST45U1 | No | 2015 | M531504819 | No | No | Electric | 4.5 | kW | 0.9 | N/A | N/A | N/A | N/A | N/A | Main House | Yes | Yes | Plumbed drain | No | N/A | No | N/A | N/A | N/A | N/A | No | No | No | 2147.4231 | Single Family
SITE_00954 | SITE_57CC3694-2520-5F45-A35F-E13C07583196 | Storage | Fossil Fuel Condensing | 40 | Unknown | Unknown | No | Unknown | Unknown | Unknown | Unknown | Natural Gas | Unknown | Btuh | Unknown | N/A | N/A | N/A | N/A | N/A | Main House | Yes | No | N/A | Yes | Unknown | Yes | Unknown | Unknown | Unknown | No | No | No | Unknown | 2147.4231 | Single Family
SITE_00957 | SITE_AE2C354D-9746-A047-A9C2-D6AE287E8722 | Storage | Fossil Fuel Non-Condensing | 50 | Rheem | 22V50F1 | Yes | 2009 | N/A | No | No | Natural Gas | 38000 | Btuh | 0.58 | N/A | N/A | N/A | N/A | N/A | Basement | Yes | No | N/A | No | N/A | Yes | Polyethylene Foam | 4.5 | 0.75 | Yes | No | No | No | 1521.68 | Single Family
SITE_00958 | SITE_7A313AC8-8086-114C-9501-B44E4CC2D811 | Storage | Fossil Fuel Non-Condensing | 40 | Bradford White | MI403S6FBN | No | 2014 | LK35186252 | No | No | Natural Gas | 40000 | Btuh | 0.59 | N/A | N/A | N/A | N/A | N/A | Crawlspace | Yes | No | N/A | No | N/A | No | N/A | N/A | N/A | No | Yes | No | No | 2147.4231 | Single Family
SITE_00959 | SITE_B1712621-D651-714E-A7F0-26637E2CA807 | Storage | Fossil Fuel Non-Condensing | 50 | Bradford White | Mi5036fbn | No | 2014 | LH34892079 | No | No | Natural Gas | 40000 | Btuh | 0.58 | N/A | N/A | N/A | N/A | N/A | Basement | Yes | Yes | Floor drain | No | N/A | Yes | Polyethylene Foam | 2 | 1 | Yes | No | No | No | 1521.68 | Single Family
SITE_00960 | SITE_72C346DF-6E85-0B45-9FF6-6CB8FCC3B8CE | Storage | Electric Resistance | 50 | Reliance | 650DORS 210 | No | 2012 | 1236J009141 | No | No | Electric | 4.5 | kW | 0.9 | N/A | N/A | N/A | N/A | N/A | Basement | Yes | Yes | Floor drain | No | N/A | No | N/A | N/A | N/A | No | Yes | Yes | No | 1521.68 | Single Family
SITE_00962 | SITE_FFF7CFEB-1392-DC4D-B04B-3E2870CD554E | Storage | Fossil Fuel Non-Condensing | 50 | AO Smith | Fsg 50 248 | No | 2001 | GDO1-6578741-248 | No | No | Natural Gas | 40000 | Btuh | 0.55 | N/A | N/A | N/A | N/A | N/A | Basement | Yes | Yes | Floor drain | No | N/A | No | N/A | N/A | N/A | No | Yes | Yes | No | 1521.68 | Single Family
SITE_00963 | SITE_1DBBA14A-1378-C143-86B9-986A6187D624 | Storage | Fossil Fuel Non-Condensing | 50 | Bradford White | Unknown | No | Unknown | Unknown | No | No | Natural Gas | Unknown | Btuh | Unknown | N/A | N/A | N/A | N/A | N/A | Main House | Yes | Yes | Floor drain | Yes | 1 | Yes | Polyethylene Foam | 7 | 0.75 | No | No | Yes | No | 2147.4231 | Single Family
SITE_00965 | SITE_4071CF91-E826-CE48-B5D7-92DB74DEA6E2 | Storage | Fossil Fuel Non-Condensing | Unknown | Rheem | Unknown | No | Unknown | Unknown | Yes | No | Natural Gas | 50000 | Btuh | Unknown | N/A | N/A | N/A | N/A | N/A | Basement | Yes | No | N/A | Yes | 1.5 | Yes | Polyethylene Foam | 5 | 0.75 | No | Yes | Yes | No | 1521.68 | Single Family
SITE_00966 | SITE_3FD97361-63CC-0647-954F-4ACE03A52F98_x000D_ | Storage | Fossil Fuel Non-Condensing | 40 | Reliance | 640YORS | Yes | 2007 | N/A | No | No | Natural Gas | 35500 | Btuh | Unknown | N/A | N/A | N/A | N/A | N/A | Main House | Unknown | Unknown | N/A | Unknown | N/A | Unknown | N/A | N/A | N/A | Unknown | Unknown | Unknown | Unknown | 1521.68 | Single Family
SITE_00967 | SITE_7BA32BA6-F7C2-1549-910E-CF66D0B029EA | Storage | Fossil Fuel Non-Condensing | 50 | Rheem | XG50T06EC38U1 | Yes | 2016 | N/A | No | No | Natural Gas | 38000 | Btuh | 0.58 | N/A | N/A | N/A | N/A | N/A | Basement | Yes | Yes | Floor drain | No | N/A | No | N/A | N/A | N/A | Yes | Yes | Yes | No | 1521.68 | Single Family
SITE_00968 | SITE_06FD3441-0E7C-1144-A72F-8ACE75C38254 | Storage | Electric Resistance | 52 | General Electric | 1y52-2a3 | No | 1986 | PM7386088 | Yes | No | Electric | 1.5 | kW | Unknown | N/A | N/A | N/A | N/A | N/A | Basement | Yes | Unknown | N/A | No | N/A | No | N/A | N/A | N/A | Yes | Yes | Yes | No | 2147.4231 | Single Family
SITE_00969 | SITE_24F4106B-4505-9549-987B-43CDD7667EF2 | Storage | Electric Resistance | 50 | General Electric | SE50T12TAH | Yes | 2007 | N/A | No | No | Electric | 5.5 | kW | 0.95 | N/A | N/A | N/A | N/A | N/A | Basement | Yes | Yes | Floor drain | No | N/A | No | N/A | N/A | N/A | No | Yes | Yes | Unknown | 2147.4231 | Single Family
SITE_00970 | SITE_4C17B1C4-B482-164A-AE5A-C09E98C227A0 | Storage | Fossil Fuel Non-Condensing | 38 | Bradford White | Sw240rl | No | 2012 | JK17208092 | No | No | Natural Gas | 157000 | Btuh | Unknown | N/A | N/A | N/A | N/A | N/A | Main House | Yes | Yes | Floor drain | No | N/A | Yes | Polyethylene Foam | 10 | 1 | No | No | Yes | No | 2480.8 | Single Family
SITE_00971 | SITE_133C99C2-7C57-D246-B2FC-E022466B4983 | Storage | Fossil Fuel Non-Condensing | 40 | Richmond | 5v40-7p | No | 2002 | RMLP0502414921 | No | No | Propane | 34000 | Btuh | Unknown | N/A | N/A | N/A | N/A | N/A | Basement | Yes | Yes | Floor drain | No | N/A | No | N/A | N/A | N/A | Yes | No | Yes | No | 1521.68 | Single Family
SITE_00972 | SITE_92A95D3A-BA71-3E4C-B241-827982D012D7 | Storage | Fossil Fuel Non-Condensing | 50 | Reliance | 650nbrt 400 | Yes | 2016 | N/A | No | No | Natural Gas | 40000 | Btuh | 0.6 | N/A | N/A | N/A | N/A | N/A | Basement | Yes | Yes | Floor drain | No | N/A | No | N/A | N/A | N/A | No | Yes | No | No | 5962.4 | Single Family
SITE_00973 | SITE_90D8E338-7EEA-754C-B65A-27EEE1455338 | Storage | Fossil Fuel Non-Condensing | 50 | Lochinvar | Ltl050g-337 | No | 2005 | BK6885929 | No | No | Propane | 36000 | Btuh | 0.6 | N/A | N/A | N/A | N/A | N/A | Basement | Yes | Yes | Floor drain | No | N/A | Unknown | N/A | N/A | N/A | No | No | Yes | No | 2147.4231 | Single Family
SITE_00973 | SITE_90D8E338-7EEA-754C-B65A-27EEE1455338 | Storage | Fossil Fuel Non-Condensing | 50 | Lochinvar | Ltl050-337 | No | 2003 | ZH3477374 | No | No | Propane | 38000 | Btuh | 0.6 | N/A | N/A | N/A | N/A | N/A | Basement | Yes | Yes | Floor drain | No | N/A | Unknown | N/A | N/A | N/A | No | No | Yes | No | 2147.4231 | Single Family
SITE_00974 | SITE_F6C82294-4B8F-2A47-8B14-E37F5DD81EE7 | Storage | Electric Resistance | 50 | Rheem | PRO+E50 2 RH95 EC1 | No | 2014 | RH Q141439990 | No | No | Electric | 4.5 | kW | 0.95 | N/A | N/A | N/A | N/A | N/A | Garage | Yes | Yes | Plumbed drain | No | N/A | No | N/A | N/A | N/A | Yes | Yes | Yes | Unknown | 2147.4231 | Single Family
SITE_00975 | SITE_8EADB790-25DD-FF48-B168-5517EE1E4C0A | Storage | Fossil Fuel Non-Condensing | 40 | General Electric | Gg40t06avg01 | No | 2010 | GELN0510V06499 | No | No | Natural Gas | 36000 | Btuh | 0.59 | N/A | N/A | N/A | N/A | N/A | Main House | Yes | Yes | Plumbed drain | No | N/A | No | N/A | N/A | N/A | No | No | Yes | No | 1521.68 | Single Family
SITE_00976 | SITE_CAE6F3FC-3CEF-0340-9D1D-C1FF31CDBC38 | Storage | Electric Resistance | 50 | Reliance | 5 52 20rt973W95 | No | 1999 | D99314386 | No | No | Electric | 4.5 | kW | Unknown | N/A | N/A | N/A | N/A | N/A | Main House | Yes | No | N/A | No | N/A | No | N/A | N/A | N/A | No | No | Yes | No | 5962.4 | Single Family
SITE_00977 | SITE_7C1B2FCB-757A-2847-9256-92413F63196D | Storage | Electric Resistance | 50 | Rheem | Unknown | No | Unknown | Unknown | No | No | Electric | 4.5 | kW | Unknown | N/A | N/A | N/A | N/A | N/A | Main House | Yes | No | N/A | Yes | 1.5 | Yes | Polyethylene Foam | 2 | 1 | No | No | Yes | No | 2480.8 | Single Family
SITE_00978 | SITE_BB02A249-5902-504C-B4D5-767FB57BE790 | Storage | Fossil Fuel Non-Condensing | Unknown | Unknown | Unknown | No | Unknown | Unknown | Yes | No | Natural Gas | Unknown | Btuh | Unknown | N/A | N/A | N/A | N/A | N/A | Basement | Yes | Yes | Floor drain | Yes | 1 | Yes | Polyethylene Foam | 4 | 1 | Yes | Yes | Yes | No | 1521.68 | Single Family
SITE_00979 | SITE_F2B0782E-C7AE-3042-B225-01EC253893E8 | Storage | Fossil Fuel Non-Condensing | 50 | Bradford White | MI5036FBN40MBTU | No | Unknown | Unknown | No | No | Natural Gas | 40000 | Btuh | 0.58 | N/A | N/A | N/A | N/A | N/A | Basement | Yes | No | N/A | Yes | 2 | Yes | Polyethylene Foam | 6 | 1 | No | Yes | Yes | No | 1521.68 | Single Family
SITE_00980 | SITE_750A33B1-A36D-C04D-8E02-138EAE53DFB1 | Storage | Fossil Fuel Non-Condensing | 50 | Reliance | 650 nortd | No | Unknown | Unknown | No | No | Natural Gas | 32000 | Btuh | Unknown | N/A | N/A | N/A | N/A | N/A | Basement | Yes | Unknown | N/A | Yes | 2 | Yes | Polyethylene Foam | 3 | 1 | Yes | Yes | Yes | No | 1521.68 | Single Family
SITE_00981 | SITE_6D94C41E-2AA2-3B4C-8FA7-E69149FA135F | Storage | Fossil Fuel Non-Condensing | 50 | AO Smith | Gcv50 300 | No | 2014 | 1447J005087 | No | No | Natural Gas | 40000 | Btuh | 0.58 | N/A | N/A | N/A | N/A | N/A | Basement | Yes | No | N/A | No | N/A | No | N/A | N/A | N/A | No | No | No | No | 1521.68 | Single Family
SITE_00982 | SITE_2E8CEC74-A955-CB40-8979-372658C2044E | Storage | Fossil Fuel Non-Condensing | 40 | Whirlpool | 40s6-40ng 400 | Yes | 2015 | N/A | No | No | Natural Gas | 40000 | Btuh | Unknown | N/A | N/A | N/A | N/A | N/A | Crawlspace | Yes | Yes | Floor drain | No | N/A | No | N/A | N/A | N/A | No | Yes | Yes | No | 1521.68 | Single Family
SITE_00983 | SITE_13B29D1D-02E1-D044-9D6F-BFB1C5202150 | Storage | Electric Resistance | 50 | General Electric | Se50112tah | No | 2012 | GE M441200612 | No | No | Electric | 5.5 | kW | 0.95 | N/A | N/A | N/A | N/A | N/A | Main House | Yes | Yes | Plumbed drain | No | N/A | No | N/A | N/A | N/A | Yes | No | Yes | No | 1521.68 | Single Family
SITE_00985 | SITE_EFC99823-27D3-A948-B604-5C6B557C3969 | Storage | Fossil Fuel Non-Condensing | 50 | Bradford White | Rg250t6x | No | 2016 | NC375000174 | No | No | Propane | 38000 | Btuh | 0.65 | N/A | N/A | N/A | N/A | N/A | Basement | Yes | Yes | Floor drain | No | N/A | No | N/A | N/A | N/A | Yes | No | No | No | 1521.68 | Single Family
SITE_00986 | SITE_887DA9E1-FB3F-814B-9A00-3FD2FCFC45E8 | Storage | Electric Resistance | 80 | Bradford White | M280R6DS-1NCWW | No | 2012 | JF16819864 | No | No | Electric | 4.5 | kW | 0.88 | N/A | N/A | N/A | N/A | N/A | Garage | Yes | No | N/A | No | N/A | No | N/A | N/A | N/A | Yes | Yes | Yes | No | 5962.4 | Single Family
SITE_00988 | SITE_3CF37D51-75C4-C049-B10D-447CC4EDF751 | Storage | Fossil Fuel Condensing | 50 | Bradford White | MI5036FBN | No | 2014 | LJ35037289 | No | No | Natural Gas | 40000 | Btuh | 0.58 | N/A | N/A | N/A | N/A | N/A | Main House | Yes | No | N/A | No | N/A | No | N/A | N/A | N/A | No | Yes | Yes | No | 2147.4231 | Single Family
SITE_00989 | SITE_244E3135-939C-CB45-B06C-F6351C218970 | Storage | Electric Resistance | 40 | Kenmore | 153.3265 | No | Unknown | 1312A007060 | No | No | Electric | 3.8 | kW | 0.92 | N/A | N/A | N/A | N/A | N/A | Basement | Yes | No | N/A | No | N/A | No | N/A | N/A | N/A | Yes | Yes | Yes | No | 2147.4231 | Single Family
SITE_00990 | SITE_B1BB3D1B-8346-CF4F-8AAA-4389FADB9298 | Storage | Fossil Fuel Non-Condensing | 50 | AO Smith | FSG50242 | No | Unknown | Unknown | No | No | Natural Gas | 40000 | Btuh | Unknown | N/A | N/A | N/A | N/A | N/A | Basement | Yes | Yes | Floor drain | Yes | 1.5 | Yes | Polyethylene Foam | 5 | 1 | No | No | Yes | Unknown | 2147.4231 | Single Family
SITE_00992 | SITE_93710A4D-C7CD-DD4A-855E-DEB817ABC67D | Storage | Electric Resistance | 50 | Whirlpool | ES50R123-45D | No | 2015 | 1515100000000 | No | No | Electric | 4.5 | kW | 0.93 | N/A | N/A | N/A | N/A | N/A | Main House | Yes | Yes | Plumbed drain | No | N/A | No | N/A | N/A | N/A | No | No | Yes | No | 1521.68 | Single Family
SITE_00993 | SITE_46B4733B-BA78-0D4C-8441-80A7804E1A0A | Storage | Fossil Fuel Non-Condensing | 40 | General Electric | PG40T9HA | No | 2002 | GENG1102137798 | No | No | Natural Gas | 40000 | Btuh | 0.59 | N/A | N/A | N/A | N/A | N/A | Basement | Yes | No | N/A | No | N/A | No | N/A | N/A | N/A | No | No | No | No | 2480.8 | Single Family
SITE_00994 | SITE_0A1C5BBD-AACE-6C4F-BE32-D1D0B0EA7B6B | Storage | Electric Resistance | 40 | Unknown | Unknown | No | Unknown | Unknown | No | No | Electric | Unknown | kW | Unknown | N/A | N/A | N/A | N/A | N/A | Crawlspace | Yes | Unknown | N/A | Unknown | N/A | Unknown | N/A | N/A | N/A | Yes | No | No | No | 1521.68 | Single Family
SITE_00995 | SITE_9A4FD321-CCEE-2342-9758-DF490304F937 | Storage | Fossil Fuel Non-Condensing | 40 | Amtrol | Wh-41 | No | Unknown | 808-09414-92292 | No | No | Natural Gas | Unknown | Btuh | Unknown | N/A | N/A | N/A | N/A | N/A | Crawlspace | Yes | Yes | N/A | No | N/A | No | N/A | N/A | N/A | Yes | Yes | No | No | 2480.8 | Single Family
SITE_00996 | SITE_D720FA1E-8BC2-D949-8FD7-9ED6D6DA8825 | Storage | Electric Resistance | Unknown | Bradford White | Unknown | No | Unknown | Unknown | No | No | Electric | Unknown | kW | Unknown | N/A | N/A | N/A | N/A | N/A | Basement | No | No | N/A | Yes | 1.5 | Yes | Polyethylene Foam | 16 | 0.5 | No | Yes | Yes | No | 1521.68 | Single Family
SITE_00996 | SITE_D720FA1E-8BC2-D949-8FD7-9ED6D6DA8825 | Storage | Electric Resistance | 50 | Lochinvar | Lta052kk | Yes | 2004 | N/A | No | No | Electric | 4.5 | kW | 0.91 | N/A | N/A | N/A | N/A | N/A | Basement | No | No | N/A | Yes | 1.5 | Yes | Polyethylene Foam | 25 | 0.5 | No | Yes | Yes | No | 1521.68 | Single Family
SITE_00997 | SITE_01F60676-C699-8C49-BDAD-8FB55A6A1780 | Storage | Fossil Fuel Non-Condensing | 40 | Bradford White | Mi403s6fbn | No | 2012 | JD16507495 | No | No | Natural Gas | 40000 | Btuh | 0.59 | N/A | N/A | N/A | N/A | N/A | Basement | Yes | No | N/A | No | N/A | No | N/A | N/A | N/A | No | Yes | Yes | No | 2147.4231 | Single Family
SITE_00998 | SITE_275B256B-F610-1E41-A492-24DBED45BE0A | Storage | Fossil Fuel Non-Condensing | 40 | American Standard | GR-40T1-3-6 NAT | No | 2011 | M11-000374 | No | No | Natural Gas | 40000 | Btuh | Unknown | N/A | N/A | N/A | N/A | N/A | Main House | Yes | No | N/A | No | N/A | No | N/A | N/A | N/A | No | Yes | Yes | No | 1521.68 | Single Family
SITE_00999 | SITE_00F9C816-12C8-44AB-A29A-87579B0D6DE5 | Storage | Fossil Fuel Non-Condensing | Unknown | Unknown | Unknown | No | Unknown | Unknown | No | No | Natural Gas | Unknown | Btuh | Unknown | N/A | N/A | N/A | N/A | N/A | Basement | Yes | Yes | Floor drain | Yes | 2.5 | No | N/A | N/A | N/A | Yes | No | No | No | 1521.68 | Single Family
SITE_01002 | SITE_594C79A2-94BD-164C-91F2-B43F40A1B9B3 | Storage | Fossil Fuel Non-Condensing | 40 | Unknown | Unknown | No | Unknown | Unknown | No | No | Natural Gas | Unknown | Btuh | Unknown | N/A | N/A | N/A | N/A | N/A | Main House | Yes | No | N/A | Yes | 2 | No | N/A | N/A | N/A | No | No | Yes | No | 2147.4231 | Single Family
SITE_01003 | SITE_FC2ADE01-DCCF-074A-BAEC-7785C1DFB11B | Storage | Electric Resistance | 50 | Bradford White | M250s6ds-1ncww | No | Unknown | KD18141113 | No | No | Electric | 4.5 | kW | 0.92 | N/A | N/A | N/A | N/A | N/A | Basement | Yes | Yes | Floor drain | No | N/A | No | N/A | N/A | N/A | N/A | No | No | No | 2147.4231 | Single Family
SITE_01004 | SITE_B03BA96C-BD6C-1D4D-9CF3-F339AB99DA61 | Storage | Electric Resistance | 40 | Lochinvar | Esa040kk | Yes | 2005 | N/A | No | No | Electric | 4.5 | kW | Unknown | N/A | N/A | N/A | N/A | N/A | Main House | Yes | No | N/A | Yes | 3 | No | N/A | N/A | N/A | No | No | No | No | 2480.8 | Single Family
SITE_01006 | SITE_23345969-86F7-1848-86BA-F463A4E7DB4A | Storage | Electric Resistance | 50 | Rheem | 82mv52-2 | Yes | 2013 | N/A | No | No | Electric | 4.5 | kW | 0.9 | N/A | N/A | N/A | N/A | N/A | Crawlspace | Yes | Yes | Floor drain | No | N/A | No | N/A | N/A | N/A | No | Yes | No | No | 2147.4231 | Single Family
SITE_01007 | SITE_89FE44F5-BA51-FC45-8583-76FC6D74BC69 | Instantaneous | Unknown | 0 | Rinnai | R85i-1 (reu-v2532ffu-us) | Yes | 2007 | N/A | No | No | Unknown | Unknown | Btuh | 0.8 | N/A | N/A | N/A | N/A | N/A | Basement | Yes | Yes | Floor drain | No | N/A | No | N/A | N/A | N/A | Yes | Yes | No | No | 1521.68 | Single Family
SITE_01008 | SITE_A7D307B6-A600-684D-924C-BFFD699793A6 | Storage | Electric Resistance | 50 | Bradford White | Miii50t60 | No | Unknown | YFL595795 | No | No | Electric | 4.5 | kW | Unknown | N/A | N/A | N/A | N/A | N/A | Main House | Yes | Yes | Plumbed drain | Yes | 2 | Yes | Polyethylene Foam | 4 | 1 | N/A | No | Yes | No | 3706.5714 | Single Family
SITE_01010 | SITE_4867321B-B40A-3646-9992-F4555F91CCA5 | Storage | Electric Resistance | 50 | Bradford White | M250t6ds-1ncww | No | 2007 | DD9010242 | No | No | Electric | 3.5 | kW | 0.9 | N/A | N/A | N/A | N/A | N/A | Main House | Yes | No | N/A | No | N/A | No | N/A | N/A | N/A | Yes | No | Yes | No | 2480.8 | Single Family
SITE_01011 | SITE_C2F67517-615A-9944-8964-B9BFEC9596B9 | Storage | Electric Resistance | 50 | Rheem | Xe50m06st45u1 | No | 2015 | M531514469 | No | No | Electric | 4.5 | kW | 0.9 | N/A | N/A | N/A | N/A | N/A | Basement | Yes | Yes | Floor drain | No | N/A | No | N/A | N/A | N/A | No | No | Yes | No | 2480.8 | Single Family
SITE_01012 | SITE_1A6B00FB-BD9E-8F48-B806-73BD308E06B8 | Storage | Electric Resistance | 50 | Bradford White | M250T6DS-1NCWW | No | 2015 | MA35519295 | No | No | Electric | 4.5 | kW | 0.9 | N/A | N/A | N/A | N/A | N/A | Main House | Yes | Yes | Plumbed drain | No | N/A | Yes | Polyethylene Foam | 3 | 0.5 | Yes | No | Yes | No | 2147.4231 | Single Family
SITE_01013 | SITE_6CA0A455-AD2D-1546-B9FA-ABDBE82D80BD | Storage | Fossil Fuel Non-Condensing | 48 | Bradford White | Mi50l6fbn7 | Yes | 2006 | N/A | No | No | Natural Gas | 40000 | Btuh | 0.58 | N/A | N/A | N/A | N/A | N/A | Crawlspace | Yes | No | N/A | Yes | 1.5 | Yes | Polyethylene Foam | 10 | 0.75 | No | No | No | No | 2147.4231 | Single Family
SITE_01014 | SITE_BDECB74C-643A-E146-9527-F54E48571F2E | Storage | Electric Resistance | Unknown | Unknown | Unknown | No | Unknown | Unknown | No | No | Electric | Unknown | kW | Unknown | N/A | N/A | N/A | N/A | N/A | Basement | Yes | Yes | Plumbed drain | Yes | 2 | Yes | Fiberglass | 3 | 1 | Yes | Yes | No | No | 2480.8 | Single Family
SITE_01015 | SITE_A32D4580-ACE9-2947-B757-BA5B4CFFBC43 | Storage | Fossil Fuel Non-Condensing | 50 | AO Smith | Gcv 50 100 | Yes | 2006 | N/A | No | No | Natural Gas | 40000 | Btuh | 0.58 | N/A | N/A | N/A | N/A | N/A | Basement | Yes | Yes | Floor drain | No | N/A | No | N/A | N/A | N/A | No | Yes | Yes | No | 1521.68 | Single Family
SITE_01016 | SITE_4F27CC96-C84C-3F47-84CA-1CD168F23E36 | Storage | Fossil Fuel Non-Condensing | Unknown | Unknown | Unknown | No | Unknown | Unknown | Unknown | Unknown | Natural Gas | Unknown | Btuh | Unknown | N/A | N/A | N/A | N/A | N/A | Basement | Yes | No | N/A | Yes | 2 | No | N/A | N/A | N/A | No | Yes | Yes | No | 1521.68 | Single Family
SITE_01017 | SITE_E7BE29D9-9820-CF4A-99BF-BB979A675AF0 | Storage | Electric Resistance | 55 | Reliance | 650D0RT 210 | No | 2012 | 1120J010222 | No | No | Electric | 4.5 | kW | 0.9 | N/A | N/A | N/A | N/A | N/A | Basement | Yes | No | N/A | No | N/A | Yes | Polyethylene Foam | 5 | 0.75 | No | No | Yes | No | 1521.68 | Single Family
SITE_01018 | SITE_289E6EF3-0BA5-F740-9376-504B13F1E601 | Storage | Fossil Fuel Non-Condensing | 40 | Kenmore | 153.333100 ha | Yes | 1994 | N/A | No | No | Natural Gas | 32000 | Btuh | 0.59 | N/A | N/A | N/A | N/A | N/A | Crawlspace | Yes | No | N/A | No | N/A | Yes | Polyethylene Foam | 15 | 1 | No | Yes | No | No | 3706.5714 | Single Family
SITE_01019 | SITE_0802A68B-6ADE-CF46-A1EF-76E49EE7F48D | Storage | Fossil Fuel Non-Condensing | 40 | Craftmaster | Unknown | Yes | 1998 | N/A | No | No | Natural Gas | 34000 | Btuh | Unknown | N/A | N/A | N/A | N/A | N/A | Basement | Yes | No | N/A | Yes | 2.5 | No | N/A | N/A | N/A | No | No | No | No | 1521.68 | Single Family
SITE_01020 | SITE_29EEEF7E-B12A-A143-AFCB-42C923F93DE4 | Storage | Fossil Fuel Non-Condensing | 40 | General Electric | Gg40t06avg01 | Yes | 2004 | N/A | No | No | Natural Gas | 36000 | Btuh | 0.59 | N/A | N/A | N/A | N/A | N/A | Garage | Yes | No | N/A | Yes | 1.5 | No | N/A | N/A | N/A | Yes | Yes | Yes | No | 2480.8 | Single Family
SITE_01021 | SITE_DAF8A17D-B7DA-D74B-92B1-2B91E2083366 | Storage | Indirect Water Heater | 36 | Triangle Tube | Smart 40 | No | Unknown | Q2391 | Yes | No | Unknown | 112000 | Btuh | Unknown | N/A | N/A | N/A | N/A | N/A | Garage | Yes | No | N/A | No | N/A | No | N/A | N/A | N/A | Yes | Yes | Yes | No | 1521.68 | Single Family
SITE_01022 | SITE_507E2797-06ED-4245-A51F-47D199AB3F55 | Storage | Fossil Fuel Non-Condensing | 40 | Rheem | 21v4d5-2 | No | Unknown | Unknown | No | No | Natural Gas | 28000 | Btuh | 0.59 | N/A | N/A | N/A | N/A | N/A | Crawlspace | Yes | Yes | Floor drain | Yes | 1.5 | Yes | Polyethylene Foam | 15 | 1 | No | Yes | No | No | 2480.8 | Single Family
SITE_01023 | SITE_0F6FDF4A-3733-284F-96EB-571A143BB7E8 | Storage | Fossil Fuel Condensing | 50 | Bradford White | M1tw50s6fbn | No | 2014 | LJ35067288 | No | No | Natural Gas | 40000 | Btuh | 0.59 | N/A | N/A | N/A | N/A | N/A | Main House | Yes | Unknown | N/A | No | N/A | No | N/A | N/A | N/A | Yes | Yes | Yes | No | 2147.4231 | Single Family
SITE_01024 | SITE_480EB727-026A-484F-9CD1-011620B343C5 | Storage | Indirect Water Heater | 41 | Amtrol | WH-7L | No | 2005 | BM 154530 BZ | Yes | No | Unknown | Unknown | Btuh | Unknown | N/A | N/A | N/A | N/A | N/A | Basement | Yes | No | N/A | No | N/A | No | N/A | N/A | N/A | No | Yes | Yes | No | 2480.8 | Single Family
SITE_01025 | SITE_F075FCDF-0A64-E34B-BF03-D65B990FE9E8 | Storage | Fossil Fuel Non-Condensing | 50 | General Electric | gg50t06avh00 | Yes | 2013 | N/A | No | No | Natural Gas | 38000 | Btuh | 0.58 | N/A | N/A | N/A | N/A | N/A | Basement | Yes | Yes | Floor drain | No | N/A | No | N/A | N/A | N/A | No | No | No | No | 1521.68 | Single Family
SITE_01027 | SITE_2D47C6C3-F4F5-D146-A5A6-686FBB2647F6 | Storage | Electric Resistance | 50 | Reliance | 6522octjw | No | 2002 | D02110824 | No | No | Electric | 4.5 | kW | Unknown | N/A | N/A | N/A | N/A | N/A | Basement | Yes | No | N/A | No | N/A | Yes | Polyethylene Foam | 2 | 1.5 | No | Yes | No | No | 3706.5714 | Single Family
SITE_01029 | SITE_4145FC0C-19E8-764C-B4CD-1FDA9ED28867 | Storage | Electric Resistance | 40 | Rheem | XE40M06ST45U1 | No | 2016 | M051606509 | No | No | Electric | 4.5 | kW | 0.92 | N/A | N/A | N/A | N/A | N/A | Main House | Yes | Yes | Floor drain | No | N/A | Yes | Polyethylene Foam | 4 | 0.5 | N/A | Yes | Yes | No | 2147.4231 | Single Family
SITE_01030 | SITE_CCC3BD52-DCAD-DC4A-9EDC-FA591AA28D01 | Storage | Fossil Fuel Non-Condensing | 40 | Reliance | 5 40 port950 D | Yes | 1994 | N/A | No | No | Propane | 32000 | Btuh | Unknown | N/A | N/A | N/A | N/A | N/A | Crawlspace | Yes | Yes | Plumbed drain | No | N/A | Yes | Polyethylene Foam | 3 | 0.5 | No | Yes | No | No | 2147.4231 | Single Family
SITE_01032 | SITE_871480FF-03D0-9E48-88C9-A44731F26BBE | Storage | Electric Resistance | 50 | Richmond | RMEMVR50 | No | 1999 | RM 1099403277 | No | No | Electric | 4.5 | kW | Unknown | N/A | N/A | N/A | N/A | N/A | Basement | Yes | No | N/A | No | N/A | Yes | Polyethylene Foam | 3 | 0.5 | No | Yes | Yes | No | 1521.68 | Single Family
SITE_01033 | SITE_8A170084-1B8B-A145-A0A2-CB672CC39297 | Storage | Fossil Fuel Non-Condensing | 50 | Rheem | Prog50-36p rh60 | Yes | 2016 | N/A | No | No | Propane | 36000 | Btuh | 0.62 | N/A | N/A | N/A | N/A | N/A | Basement | Yes | Yes | Floor drain | No | N/A | No | N/A | N/A | N/A | No | No | Yes | No | 2147.4231 | Single Family
SITE_01034 | SITE_C9A90927-BA72-DF45-8A72-57B267C91A23 | Storage | Fossil Fuel Non-Condensing | 50 | Bradford White | Mi5036fbn7 | No | Unknown | CE7704512 | No | No | Natural Gas | 40000 | Btuh | 0.58 | N/A | N/A | N/A | N/A | N/A | Crawlspace | Yes | No | N/A | No | N/A | No | N/A | N/A | N/A | No | Yes | No | No | 1521.68 | Single Family
SITE_01035 | SITE_68B898AA-3EEE-774E-9699-11FD6970107E | Storage | Fossil Fuel Non-Condensing | 40 | ProLine | G61-40t34-3n | No | Unknown | Unknown | No | No | Natural Gas | 34000 | Btuh | 0.59 | N/A | N/A | N/A | N/A | N/A | Crawlspace | Yes | No | N/A | Yes | 2 | Yes | Polyethylene Foam | 10 | 0.5 | No | Yes | No | No | 1521.68 | Single Family
SITE_01036 | SITE_F8E0C71B-F6F1-8D4A-96DD-A3BD8304F634 | Storage | Electric Resistance | 50 | AO Smith | EES52 917 | No | Unknown | EES-52-F202172000 | No | No | Electric | 4.5 | kW | Unknown | N/A | N/A | N/A | N/A | N/A | Basement | Yes | No | N/A | No | N/A | Yes | Polyethylene Foam | 15 | 0.5 | Yes | Yes | No | No | 1521.68 | Single Family
SITE_01037 | SITE_6D11CDBE-CB02-4246-9D4E-29E0997593CD | Storage | Fossil Fuel Non-Condensing | 40 | Rheem | PR0G40-36P RH62 | Yes | 2015 | N/A | No | No | Propane | 36000 | Btuh | 0.62 | N/A | N/A | N/A | N/A | N/A | Basement | No | Yes | Plumbed drain | No | N/A | No | N/A | N/A | N/A | No | No | Yes | No | 3706.5714 | Single Family
SITE_01037 | SITE_6D11CDBE-CB02-4246-9D4E-29E0997593CD | Storage | Fossil Fuel Non-Condensing | 40 | Rheem | 42VP40PFW | Yes | 2010 | N/A | No | No | Propane | 40000 | Btuh | 0.67 | N/A | N/A | N/A | N/A | N/A | Basement | Yes | No | N/A | No | N/A | No | N/A | N/A | N/A | No | No | No | No | 3706.5714 | Single Family
SITE_01038 | SITE_D7F196AC-7E4C-0948-BAE7-9D7105A39DD0 | Storage | Fossil Fuel Non-Condensing | 30 | Unknown | Unknown | No | Unknown | Unknown | No | Yes | Natural Gas | Unknown | Btuh | Unknown | N/A | N/A | N/A | N/A | N/A | Main House | Yes | Yes | Floor drain | Yes | 1.5 | No | N/A | N/A | N/A | Yes | No | Yes | No | 1521.68 | Single Family
SITE_01039 | SITE_F958AF67-372A-9A44-B500-168C9C5A7D61 | Storage | Fossil Fuel Non-Condensing | 40 | American Standard | GR-40T1-3-6 NAT | Yes | 2014 | N/A | No | No | Natural Gas | 40000 | Btuh | Unknown | N/A | N/A | N/A | N/A | N/A | Main House | Yes | No | N/A | No | N/A | No | N/A | N/A | N/A | No | No | Yes | No | 1521.68 | Single Family
SITE_01041 | SITE_CD115318-9B8B-D444-AF87-1CB99C34478B | Storage | Fossil Fuel Non-Condensing | 50 | Lochinvar | Lsn041g-337 | No | Unknown | CH8083263 | No | No | Natural Gas | 40000 | Btuh | 0.59 | N/A | N/A | N/A | N/A | N/A | Basement | Yes | No | N/A | No | N/A | Yes | Polyethylene Foam | 6 | 0.5 | Yes | No | No | No | 2147.4231 | Single Family
SITE_01042 | SITE_481AEB66-1145-354F-90A6-E8F877484176 | Storage | Fossil Fuel Non-Condensing | 40 | Rheem | Prog40-36n rh59 | Yes | 2015 | N/A | No | No | Natural Gas | 36000 | Btuh | 0.59 | N/A | N/A | N/A | N/A | N/A | Basement | Yes | No | N/A | No | N/A | No | N/A | N/A | N/A | No | No | Yes | No | 1521.68 | Single Family
SITE_01043 | SITE_9EEA0657-79F2-C247-9F08-1FDAD3A16082 | Storage | Fossil Fuel Non-Condensing | 50 | General Electric | GG50T06AVG00 | Yes | 2004 | N/A | No | No | Natural Gas | 36000 | Btuh | 0.58 | N/A | N/A | N/A | N/A | N/A | Basement | Yes | No | N/A | No | N/A | No | N/A | N/A | N/A | No | No | Yes | No | 1521.68 | Single Family
SITE_01044 | SITE_AECC3453-6CC5-DB49-9A58-E54D96D8F1E3 | Storage | Electric Resistance | 50 | Bradford White | Re350s6 | No | Unknown | ME36256140 | No | No | Electric | 4.5 | kW | 0.95 | N/A | N/A | N/A | N/A | N/A | Garage | Yes | No | N/A | No | N/A | No | N/A | N/A | N/A | Yes | No | Yes | No | 2147.4231 | Single Family
SITE_01045 | SITE_ED782B28-A13C-2F4E-8AC0-1AFC39EC53DE | Storage | Fossil Fuel Non-Condensing | 50 | American Appliance | G61-50T40-3N | Yes | 2001 | N/A | No | No | Natural Gas | 40000 | Btuh | 0.58 | N/A | N/A | N/A | N/A | N/A | Main House | Yes | Yes | Plumbed drain | Yes | 1.5 | Yes | Polyethylene Foam | 6 | 1 | Yes | Yes | Yes | No | 5962.4 | Single Family
SITE_01046 | SITE_9802C728-626C-C745-A7C5-5F6868899923 | Storage | Fossil Fuel Non-Condensing | 50 | AO Smith | FPSH 50 260 | No | 2002 | MF02-1749627-260 | No | No | Natural Gas | 46000 | Btuh | Unknown | N/A | N/A | N/A | N/A | N/A | Main House | Yes | No | N/A | No | N/A | No | N/A | N/A | N/A | No | No | No | No | 2147.4231 | Single Family
SITE_01047 | SITE_928B3F57-F255-6941-9D88-D474C28C6BE6 | Storage | Fossil Fuel Non-Condensing | 40 | Bradford White | Mi40t6en12 | No | Unknown | XH5080696 | No | No | Natural Gas | 40000 | Btuh | Unknown | N/A | N/A | N/A | N/A | N/A | Main House | Yes | Yes | Plumbed drain | No | N/A | No | N/A | N/A | N/A | No | Yes | Yes | No | 1521.68 | Single Family
SITE_01048 | SITE_DCE6B01C-B128-E743-A517-CE171C17847B | Instantaneous | Fossil Fuel Condensing | 0 | Navien | Npe-180a | No | Unknown | 7410R1440306082 | No | No | Natural Gas | 150000 | Btuh | 0.97 | N/A | N/A | N/A | N/A | N/A | Basement | Yes | No | N/A | No | N/A | No | N/A | N/A | N/A | No | Yes | No | Unknown | 1521.68 | Single Family
SITE_01049 | SITE_ED313442-C183-4E47-B1CF-3B09995B8BB2 | Storage | Fossil Fuel Non-Condensing | Unknown | Unknown | Unknown | No | Unknown | Unknown | No | No | Natural Gas | Unknown | Btuh | Unknown | N/A | N/A | N/A | N/A | N/A | Crawlspace | Yes | No | N/A | Yes | 1.5 | Yes | Polyethylene Foam | 12 | 0.5 | No | Yes | No | No | 1521.68 | Single Family
SITE_01050 | SITE_AAB7EC87-8482-F646-B77D-C408245AE802 | Storage | Fossil Fuel Non-Condensing | 40 | Whirlpool | N40t61-343 | No | Unknown | Unknown | No | No | Natural Gas | 34000 | Btuh | 0.59 | N/A | N/A | N/A | N/A | N/A | Main House | Yes | Yes | Plumbed drain | Yes | 1.5 | Yes | Polyethylene Foam | 6 | 0.5 | No | No | No | No | 5962.4 | Single Family
SITE_01051 | SITE_418E03E2-49E1-8C41-91D3-7BDF06CEF751 | Storage | Fossil Fuel Non-Condensing | 50 | Bradford White | M1TW50S6FBN | No | Unknown | LE34391424 | No | No | Natural Gas | 40000 | Btuh | 0.63 | N/A | N/A | N/A | N/A | N/A | Basement | Yes | Yes | Plumbed drain | No | N/A | No | N/A | N/A | N/A | No | No | Yes | No | 2480.8 | Single Family
SITE_01052 | SITE_4E443A86-7A1F-D94D-A1A6-47E601F24D0C | Storage | Fossil Fuel Non-Condensing | 50 | Reliance | 650GORT200 | Yes | 2010 | N/A | No | No | Natural Gas | 35500 | Btuh | Unknown | N/A | N/A | N/A | N/A | N/A | Basement | Yes | No | N/A | No | N/A | No | N/A | N/A | N/A | No | Yes | Yes | No | 1521.68 | Single Family
SITE_01053 | SITE_C8248FF3-F601-3E46-A572-C85F06CF4314 | Storage | Electric Resistance | 50 | Unknown | Unknown | No | Unknown | Unknown | No | No | Electric | Unknown | kW | Unknown | N/A | N/A | N/A | N/A | N/A | Basement | Yes | No | N/A | Yes | 2 | Yes | Other | 30 | 0.25 | No | Yes | No | No | 2147.4231 | Single Family
SITE_01055 | SITE_D2C5FC13-5D63-E349-BF2C-17D8BEDAC3CF | Storage | Indirect Water Heater | 36 | Weil-McLain | GOLD PLUS 40 | No | Unknown | Unknown | Yes | No | Unknown | Unknown | Btuh | Unknown | N/A | N/A | N/A | N/A | N/A | Basement | Yes | Yes | Floor drain | Yes | 2 | Yes | Polyethylene Foam | 30 | 0.5 | No | No | Yes | No | 1521.68 | Single Family
SITE_01056 | SITE_C8CD00A0-1CB3-1041-9C59-F9BDCFA9FA33 | Storage | Electric Resistance | Unknown | Unknown | Unknown | No | Unknown | Unknown | No | No | Electric | Unknown | kW | Unknown | N/A | N/A | N/A | N/A | N/A | Basement | Yes | No | N/A | Yes | 3 | No | N/A | N/A | N/A | Yes | Yes | No | No | 2480.8 | Single Family
SITE_01057 | SITE_91683CE6-AB16-CD4C-828F-247E3FE5F3B8 | Storage | Electric Resistance | 50 | Bradford White | Re350s6 | No | Unknown | NF37824571 | No | No | Electric | 4.5 | kW | 0.95 | N/A | N/A | N/A | N/A | N/A | Basement | Yes | No | N/A | No | N/A | No | N/A | N/A | N/A | No | Yes | No | No | 2147.4231 | Single Family
SITE_01058 | SITE_B92D9D98-0F78-D241-A8CD-56253CDF675C | Storage | Fossil Fuel Non-Condensing | 75 | Lochinvar | ETNO76-337 | No | Unknown | AD4591098 | No | No | Natural Gas | 76000 | Btuh | Unknown | N/A | N/A | N/A | N/A | N/A | Garage | Yes | Yes | Plumbed drain | No | N/A | No | N/A | N/A | N/A | Yes | No | Yes | No | 2480.8 | Single Family
SITE_01059 | SITE_EE697FB1-85E9-1341-BB1F-39F8270222B9 | Storage | Electric Resistance | 40 | General Electric | GE40M06AAG | Yes | 2009 | N/A | No | No | Electric | 4.5 | kW | 0.92 | N/A | N/A | N/A | N/A | N/A | Basement | Yes | No | N/A | No | N/A | No | N/A | N/A | N/A | No | No | No | No | 1521.68 | Single Family
SITE_01060 | SITE_F33F4A69-08D0-884D-8F7C-BA95E483878B | Storage | Fossil Fuel Non-Condensing | 40 | Rheem | 22-40-2 | Yes | 1979 | N/A | No | No | Natural Gas | 45000 | Btuh | Unknown | N/A | N/A | N/A | N/A | N/A | Basement | Yes | No | N/A | Yes | 2 | Yes | Polyethylene Foam | 8 | 0.8 | No | Yes | No | No | 3706.5714 | Single Family
SITE_01061 | SITE_2349E544-CFAC-7D4F-B019-6AB4FCC7705E | Storage | Indirect Water Heater | 30 | GlowCore | WST40T | Yes | 1991 | N/A | Yes | No | Unknown | Unknown | Btuh | Unknown | N/A | N/A | N/A | N/A | N/A | Basement | Yes | Yes | Plumbed drain | Yes | 2 | Yes | Polyethylene Foam | 20 | 0.5 | Yes | Yes | Yes | No | 1521.68 | Single Family
SITE_01062 | SITE_1134CEB9-0468-A24D-90FB-C9A8B1840F84 | Instantaneous | Fossil Fuel Condensing | 0 | Rinnai | R75-LSi (REU-VA2528FFUD(A)-UC) | Yes | 2008 | N/A | No | No | Natural Gas | 180000 | Btuh | 0.82 | N/A | N/A | N/A | N/A | N/A | Basement | Yes | No | N/A | No | N/A | No | N/A | N/A | N/A | Yes | Yes | Yes | No | 1521.68 | Single Family
SITE_01063 | SITE_73CB0AE7-3EC0-8740-9C9F-63A7CEBDF8A5 | Storage | Fossil Fuel Non-Condensing | 50 | Bradford White | M45036fbn | No | Unknown | JA16159780 | No | No | Natural Gas | 40000 | Btuh | 0.62 | N/A | N/A | N/A | N/A | N/A | Basement | Yes | No | N/A | No | N/A | Yes | Polyethylene Foam | 10 | 0.25 | No | No | No | No | 2147.4231 | Single Family
SITE_01064 | SITE_E71F931A-32F5-0146-B5B5-AD380378C234 | Storage | Electric Resistance | 50 | General Electric | GE50T06AAG | Yes | 2008 | N/A | No | No | Electric | 4.5 | kW | 0.91 | N/A | N/A | N/A | N/A | N/A | Main House | Yes | Yes | Plumbed drain | No | N/A | No | N/A | N/A | N/A | No | No | Yes | No | 2147.4231 | Single Family
SITE_01065 | SITE_DFA164D5-E522-424C-9ACF-8A017EC442C8 | Instantaneous | Fossil Fuel Condensing | 0 | AquaStar | AQ 250 SX NG | Yes | 2005 | N/A | No | No | Natural Gas | 175000 | Btuh | 0.85 | N/A | N/A | N/A | N/A | N/A | Crawlspace | Yes | Unknown | N/A | No | N/A | Yes | Polyethylene Foam | 50 | 0.5 | No | Yes | No | No | 2480.8 | Single Family
SITE_01066 | SITE_A3B23496-6DA1-8F41-BB27-0E846CFBB12A | Storage | Fossil Fuel Non-Condensing | 50 | Bradford White | SW250L | No | 2009 | FA11409648 | Yes | No | Natural Gas | 157000 | Btuh | Unknown | N/A | N/A | N/A | N/A | N/A | Garage | Yes | No | N/A | No | N/A | No | N/A | N/A | N/A | No | No | Yes | No | 1521.68 | Single Family
SITE_01067 | SITE_12A1EE34-19A6-C04D-86E0-6E614B74A589 | Storage | Fossil Fuel Non-Condensing | 40 | Vanguard | VGN 0196D04609 | Yes | 1991 | N/A | No | No | Natural Gas | 40000 | Btuh | Unknown | N/A | N/A | N/A | N/A | N/A | Basement | Yes | Yes | Unknown | Yes | 2 | Yes | Polyethylene Foam | 3 | 0.75 | No | No | Yes | No | 2147.4231 | Single Family
SITE_01068 | SITE_8E162A4C-6EBD-3E4E-8B15-4E4A4F4650E8 | Storage | Electric Resistance | 50 | Whirlpool | E1f50rd045v | No | 2010 | 1025T430995 | No | No | Electric | 4.5 | kW | 0.9 | N/A | N/A | N/A | N/A | N/A | Main House | Yes | No | N/A | No | N/A | No | N/A | N/A | N/A | Yes | Yes | Yes | No | 3706.5714 | Single Family
SITE_01070 | SITE_6402E357-EE95-A848-916B-4645E42695DD | Storage | Fossil Fuel Non-Condensing | 40 | American Standard | GR40T1-3-6 | No | Unknown | F09-000120 | No | No | Natural Gas | 40000 | Btuh | 0.6 | N/A | N/A | N/A | N/A | N/A | Main House | Yes | No | N/A | No | N/A | No | N/A | N/A | N/A | No | Yes | No | No | 1521.68 | Single Family
SITE_01071 | SITE_DB9DCCE0-0907-7E44-946F-7F78B97D4F85 | Storage | Fossil Fuel Non-Condensing | 50 | Bradford White | Mi5036fbn7 | No | Unknown | BC5961698 | No | No | Natural Gas | 40000 | Btuh | 0.58 | N/A | N/A | N/A | N/A | N/A | Garage | Yes | No | N/A | No | N/A | No | N/A | N/A | N/A | Yes | Yes | Yes | No | 3955.5333 | Single Family
SITE_01072 | SITE_DF48E32E-A35C-A14C-8ADC-E5C3BBF6B696 | Storage | Fossil Fuel Non-Condensing | 50 | General Electric | GG50T06AVH00 | Yes | 2012 | N/A | No | No | Natural Gas | 38000 | Btuh | 0.58 | N/A | N/A | N/A | N/A | N/A | Garage | Yes | Unknown | N/A | No | N/A | No | N/A | N/A | N/A | Yes | Yes | Yes | Unknown | 3955.5333 | Single Family
SITE_01073 | SITE_20996639-F408-774C-8A11-9DD582A19492 | Storage | Fossil Fuel Non-Condensing | 38 | State | Gs640hbrtg | No | 2005 | K05J007869 | No | No | Propane | 37000 | Btuh | Unknown | N/A | N/A | N/A | N/A | N/A | Garage | Yes | No | N/A | No | N/A | Yes | Polyethylene Foam | 6 | 1 | Yes | Yes | Yes | No | 3955.5333 | Single Family
SITE_01074 | SITE_2893B038-F894-184D-95E5-3AD7C9E803A8 | Storage | Electric Resistance | 50 | General Electric | SE50T12TAH | Yes | 2011 | N/A | No | No | Electric | 5.5 | kW | 0.95 | N/A | N/A | N/A | N/A | N/A | Basement | Yes | No | N/A | No | N/A | Yes | Polyethylene Foam | 2 | 0.75 | No | Yes | No | No | 3955.5333 | Single Family
SITE_01075 | SITE_970C4438-A217-8443-9214-931D9F637107 | Instantaneous | Fossil Fuel Condensing | 0 | S-Line | DPW-120 | No | Unknown | Unknown | No | No | Natural Gas | 120000 | Btuh | Unknown | N/A | N/A | N/A | N/A | N/A | Garage | Yes | No | N/A | No | N/A | No | N/A | N/A | N/A | Yes | Yes | Yes | No | 3955.5333 | Single Family
SITE_01075 | SITE_970C4438-A217-8443-9214-931D9F637107 | Storage | Fossil Fuel Condensing | 50 | Powerflex | PVG62-50T63-3NHV | No | Unknown | 224108844 | Yes | No | Natural Gas | 63500 | Btuh | Unknown | N/A | N/A | N/A | N/A | N/A | Garage | Yes | No | N/A | No | N/A | No | N/A | N/A | N/A | Yes | Yes | Yes | No | 3955.5333 | Single Family
SITE_01076 | SITE_DC719F0B-BD24-C044-B5D5-C7C04F215D61 | Storage | Electric Resistance | Unknown | Rheem | Unknown | No | Unknown | Unknown | No | No | Electric | Unknown | kW | Unknown | N/A | N/A | N/A | N/A | N/A | Crawlspace | Yes | No | N/A | Yes | 2 | Yes | Polyethylene Foam | 3 | 1 | Yes | Yes | Yes | No | 3955.5333 | Single Family
SITE_01077 | SITE_FC327D18-8A6A-D54B-9545-1C69F922399E | Storage | Fossil Fuel Non-Condensing | 40 | Kenmore | 153.3318 | Yes | 2014 | N/A | No | No | Natural Gas | 40000 | Btuh | 0.6 | N/A | N/A | N/A | N/A | N/A | Garage | Yes | No | N/A | No | N/A | No | N/A | N/A | N/A | Yes | Yes | Yes | No | 3955.5333 | Single Family
SITE_01078 | SITE_02C62C0C-B6BD-E64E-875E-B5C4EA3E9D60 | Storage | Fossil Fuel Non-Condensing | 50 | Bradford White | MI5036FBN7 | No | Unknown | BK6787280 | No | No | Natural Gas | 40000 | Btuh | 0.58 | N/A | N/A | N/A | N/A | N/A | Garage | Yes | No | N/A | No | N/A | Yes | Polyethylene Foam | 2 | 1 | Yes | Yes | Yes | No | 3955.5333 | Single Family
SITE_01080 | SITE_6B33195F-9205-BE43-82D6-5190B5B4EE97 | Storage | Electric Resistance | Unknown | Unknown | Unknown | No | Unknown | Unknown | No | No | Electric | Unknown | kW | Unknown | N/A | N/A | N/A | N/A | N/A | Crawlspace | Yes | No | N/A | Yes | 1.5 | No | N/A | N/A | N/A | Yes | Yes | No | No | 3955.5333 | Single Family
SITE_01081 | SITE_EE53957C-3174-F249-88CC-AF8CC5C286F1 | Storage | Electric Resistance | 50 | Rheem | M241616230 | Yes | 2016 | N/A | No | No | Electric | 4.5 | kW | Unknown | N/A | N/A | N/A | N/A | N/A | Main House | Yes | Yes | Plumbed drain | No | N/A | No | N/A | N/A | N/A | Yes | No | No | No | 3955.5333 | Single Family
SITE_01082 | SITE_CD5606AF-7AA7-6948-83AC-DC6B670A117A | Storage | Fossil Fuel Non-Condensing | 40 | AO Smith | Gcvl 40 200 | Yes | 2011 | N/A | No | No | Natural Gas | 40000 | Btuh | 0.59 | N/A | N/A | N/A | N/A | N/A | Exterior | Yes | No | N/A | No | N/A | Yes | Polyethylene Foam | 6 | 1.5 | Yes | No | No | No | 3955.5333 | Single Family
SITE_01083 | SITE_CDC4C22B-7D00-4649-8057-10E739E1F43E | Storage | Fossil Fuel Non-Condensing | 50 | Bradford White | DS150S6LN10 | No | Unknown | SF2179966 | No | No | Natural Gas | 42000 | Btuh | 0.58 | N/A | N/A | N/A | N/A | N/A | Basement | Yes | No | N/A | No | N/A | No | N/A | N/A | N/A | Yes | Yes | Yes | No | 3955.5333 | Single Family
SITE_01084 | SITE_59440B43-05E8-7949-A0C9-101E3B2B36D5 | Storage | Fossil Fuel Non-Condensing | 50 | American Appliance | G61-50t40-3n | No | 2002 | 212119310 | No | No | Natural Gas | 40000 | Btuh | 0.61 | N/A | N/A | N/A | N/A | N/A | Garage | Yes | No | N/A | No | N/A | No | N/A | N/A | N/A | Yes | Yes | No | No | 3955.5333 | Single Family
SITE_01085 | SITE_A425B1B7-7C36-5F4D-ADD5-51D7A50C9D31 | Storage | Fossil Fuel Non-Condensing | 40 | AO Smith | GVR40100 | No | 2004 | GA040059322 | No | No | Natural Gas | Unknown | Btuh | 0.62 | N/A | N/A | N/A | N/A | N/A | Garage | Yes | No | N/A | No | N/A | No | N/A | N/A | N/A | Yes | Yes | Yes | No | 3955.5333 | Single Family
SITE_01086 | SITE_19DCE6B6-A70B-3643-9B3F-98146C02F6CC | Storage | Fossil Fuel Non-Condensing | 50 | Rheem | 21V50-2P | No | 1997 | RLP 0597A36720 | No | No | Propane | 36000 | Btuh | 0.53 | N/A | N/A | N/A | N/A | N/A | Garage | Yes | No | N/A | No | N/A | No | N/A | N/A | N/A | Yes | Yes | Yes | No | 3955.5333 | Single Family
SITE_01087 | SITE_EC7E701A-C992-F148-B186-21E84ED60B12 | Storage | Fossil Fuel Non-Condensing | 40 | General Electric | Pg40t09avh00 | Yes | 2012 | N/A | No | No | Natural Gas | 38000 | Btuh | 0.59 | N/A | N/A | N/A | N/A | N/A | Garage | Yes | No | N/A | No | N/A | No | N/A | N/A | N/A | Yes | Yes | Yes | No | 3955.5333 | Single Family
SITE_01088 | SITE_8E018266-ED56-49A9-B835-3604BF39113D | Storage | Electric Resistance | 50 | General Electric | Unknown | No | Unknown | Unknown | Yes | No | Electric | Unknown | kW | Unknown | N/A | N/A | N/A | N/A | N/A | Main House | Yes | No | N/A | No | N/A | Yes | Polyethylene Foam | 8 | 0.75 | No | No | No | No | 3955.5333 | Single Family
SITE_01088 | SITE_8E018266-ED56-49A9-B835-3604BF39113D | Storage | Electric Resistance | 38 | General Electric | Ge38s06aag | No | Unknown | 2006 | Yes | No | Electric | 4.5 | kW | 0.92 | N/A | N/A | N/A | N/A | N/A | Main House | Yes | No | N/A | No | N/A | Yes | Polyethylene Foam | 8 | 0.75 | No | No | No | No | 3955.5333 | Single Family
SITE_01089 | SITE_8ABC9AC5-5983-744A-8DD0-1B326073AE13 | Instantaneous | Fossil Fuel Condensing | 0 | Eternal | Gu195s | No | Unknown | G003401 | No | No | Natural Gas | 31000 | Btuh | Unknown | N/A | N/A | N/A | N/A | N/A | Basement | Yes | No | N/A | No | N/A | No | N/A | N/A | N/A | No | Yes | No | No | 3955.5333 | Single Family
SITE_01090 | SITE_35D9C9C7-85E6-0B41-BC54-2BD278D4A56A | Storage | Fossil Fuel Non-Condensing | 50 | Rheem | Prog50-38nrh60 | Yes | 2016 | N/A | No | No | Natural Gas | 38000 | Btuh | 0.6 | N/A | N/A | N/A | N/A | N/A | Main House | Yes | No | N/A | No | N/A | No | N/A | N/A | N/A | Yes | Yes | Yes | No | 3955.5333 | Single Family
SITE_01091 | SITE_710C97FD-7D42-2C44-A068-95A61C4153CA | Storage | Fossil Fuel Non-Condensing | 40 | Whirlpool | Bfg1h4040t3nov | No | Unknown | 0902T409962 | No | No | Natural Gas | 40000 | Btuh | 0.59 | N/A | N/A | N/A | N/A | N/A | Garage | Yes | Unknown | N/A | No | N/A | No | N/A | N/A | N/A | Yes | Yes | Yes | No | 3955.5333 | Single Family
SITE_01092 | SITE_87ACE35E-7AF9-374A-A20B-F3936CCA7020 | Storage | Fossil Fuel Non-Condensing | 50 | Whirlpool | N50T61-403 | No | 2014 | 1413T452426 | No | No | Natural Gas | 40000 | Btuh | 0.58 | N/A | N/A | N/A | N/A | N/A | Main House | Yes | No | N/A | No | N/A | No | N/A | N/A | N/A | No | No | Yes | No | 3955.5333 | Single Family
SITE_01093 | SITE_CCE61D9C-CA7B-3346-85BD-8B289A834AE0 | Storage | Fossil Fuel Non-Condensing | 50 | Rheem | 22dv50f | Yes | 2011 | N/A | No | No | Natural Gas | 38000 | Btuh | 0.58 | N/A | N/A | N/A | N/A | N/A | Basement | Yes | No | N/A | No | N/A | No | N/A | N/A | N/A | No | No | No | No | 3955.5333 | Single Family
SITE_01094 | SITE_FDCCC5B5-D8E2-CB41-9952-AC1E50E8B48C | Storage | Fossil Fuel Condensing | 50 | General Electric | Sg50t12avhoo | No | 2008 | GELN0308V08041 | No | No | Natural Gas | 40000 | Btuh | 0.6 | N/A | N/A | N/A | N/A | N/A | Garage | Yes | No | N/A | No | N/A | Yes | Polyethylene Foam | 1.5 | 2 | Yes | Yes | Yes | No | 3955.5333 | Single Family
SITE_01095 | SITE_38BD9273-F3A2-2045-8AD7-22F48675697F | Storage | Electric Resistance | 50 | Bradford White | M2HE50S6DS-1NCWW | No | Unknown | JF16731799 | No | No | Electric | 4.5 | kW | 0.93 | N/A | N/A | N/A | N/A | N/A | Basement | Yes | No | N/A | No | N/A | Yes | Polyethylene Foam | 8 | 0.75 | Unknown | Yes | Yes | No | 3955.5333 | Single Family
SITE_01096 | SITE_501B544E-52AD-4A4D-89FA-A0321437A75B | Storage | Fossil Fuel Non-Condensing | 50 | State | GS650YBRT | No | Unknown | 1349J009362 | No | No | Natural Gas | Unknown | Btuh | 0.58 | N/A | N/A | N/A | N/A | N/A | Garage | Yes | No | N/A | No | N/A | Yes | Polyethylene Foam | 2 | 1 | Yes | Yes | Yes | No | 3955.5333 | Single Family
SITE_01097 | SITE_C871659C-EDF1-1F43-AE5D-4C2EF2101FFF | Storage | Electric Resistance | 40 | Rheem | GE40M06AAG | Yes | 2010 | N/A | No | No | Electric | 4.5 | kW | 0.92 | N/A | N/A | N/A | N/A | N/A | Garage | Yes | No | N/A | No | N/A | No | N/A | N/A | N/A | Yes | Yes | No | No | 3955.5333 | Single Family
SITE_01098 | SITE_6219FA7D-22C3-9C44-A457-1BD58FBE1CF3 | Storage | Electric Resistance | 50 | Bradford White | MI50S50S13 | No | Unknown | KK2160402 | No | No | Electric | 4.5 | kW | Unknown | N/A | N/A | N/A | N/A | N/A | Main House | Yes | Yes | Plumbed drain | No | N/A | Yes | Polyethylene Foam | 7 | 0.75 | Yes | No | No | No | 3955.5333 | Single Family
SITE_01099 | SITE_06A7C302-71A5-4552-A7BC-4F2C22C21FC6 | Instantaneous | Fossil Fuel Non-Condensing | 0 | Noritz | N-0751M-DVC | Yes | 2008 | N/A | No | No | Natural Gas | 199900 | Btuh | 0.84 | N/A | N/A | N/A | N/A | N/A | Garage | Yes | Yes | Plumbed drain | No | N/A | Yes | Polyethylene Foam | 5 | 0.5 | Yes | Yes | Yes | Unknown | 3955.5333 | Single Family
SITE_01100 | SITE_C2767AD8-1AA5-FA47-BF04-F272B5BDB262 | Storage | Electric Resistance | 40 | General Electric | GE40S6AB00 | Yes | 2002 | N/A | No | No | Electric | 4.5 | kW | 0.88 | N/A | N/A | N/A | N/A | N/A | Main House | Yes | Unknown | N/A | No | N/A | No | N/A | N/A | N/A | Yes | No | No | No | 3955.5333 | Single Family
SITE_01101 | SITE_F396FB1E-CFA0-3A48-A49D-17CD90156F55 | Storage | Fossil Fuel Non-Condensing | 50 | Bradford White | Mi5036fsx | No | Unknown | LB33940290 | No | No | Propane | 36000 | Btuh | 0.58 | N/A | N/A | N/A | N/A | N/A | Garage | Yes | No | N/A | No | N/A | No | N/A | N/A | N/A | Yes | Yes | Yes | No | 3955.5333 | Single Family
SITE_01102 | SITE_1E23D075-6DD2-D548-AA91-C7AE7E95D274 | Instantaneous | Fossil Fuel Non-Condensing | 0 | Rinnai | RL75i | No | Unknown | CK. CA-091359 | No | No | Natural Gas | Unknown | Btuh | 0.82 | N/A | N/A | N/A | N/A | N/A | Garage | Yes | No | N/A | No | N/A | Yes | Polyethylene Foam | 2 | 1 | Yes | Yes | Yes | No | 3955.5333 | Single Family
SITE_01137 | SITE_299D3F63-B268-1540-9080-360A7D3755A4 | Instantaneous | Fossil Fuel Condensing | 0 | Bosch | Unknown | No | Unknown | Unknown | No | No | Natural Gas | Unknown | Btuh | Unknown | N/A | N/A | N/A | N/A | N/A | Main House | Yes | No | N/A | No | N/A | No | N/A | N/A | N/A | No | No | Yes | No | 3955.5333 | Single Family
SITE_01151 | SITE_C66AFD89-46F8-2C4E-B3D9-91B8DBD2164B | Storage | Electric Resistance | 50 | Unknown | Dc1108938 | No | Unknown | 153.320592HI | No | No | Electric | 3.8 | kW | Unknown | N/A | N/A | N/A | N/A | N/A | Basement | Yes | Yes | Floor drain | No | N/A | No | N/A | N/A | N/A | Yes | Yes | No | No | 2471.1038 | Single Family
SITE_01152 | SITE_1651F00E-64AB-4128-B245-8077568E064D | Storage | Fossil Fuel Non-Condensing | 50 | Rheem | 21dv50 | No | 2001 | RHNG0401D06003 | No | No | Natural Gas | 40000 | Btuh | 0.53 | N/A | N/A | N/A | N/A | N/A | Main House | Yes | No | N/A | No | N/A | No | N/A | N/A | N/A | Yes | Yes | Yes | No | 2471.1038 | Single Family
SITE_01162 | SITE_080298AF-B6E8-2B45-BC55-CCAA6C7318DE | Storage | Electric Resistance | 50 | Ruud | Pe2-52-2 | No | 2009 | RU 0409R09220 | No | No | Electric | 4.5 | kW | 0.91 | N/A | N/A | N/A | N/A | N/A | Garage | Yes | No | N/A | No | N/A | Yes | Polyethylene Foam | 4 | 0.5 | Yes | No | No | No | 653.4162 | Single Family
SITE_01180 | SITE_A27E671B-8B74-9A4B-A382-05BC04DEC490 | Storage | Fossil Fuel Non-Condensing | 40 | Bradford White | MI403S6EN12 | No | Unknown | ZA2682486 | No | No | Natural Gas | 40000 | Btuh | Unknown | N/A | N/A | N/A | N/A | N/A | Garage | Yes | Yes | Plumbed drain | No | N/A | Yes | Polyethylene Foam | 3 | 0.75 | Yes | Yes | Yes | No | 10381.2619 | Single Family
SITE_01192 | SITE_C55463C2-9622-EB48-B888-CBA165763F90 | Storage | Electric Resistance | 80 | Whirlpool | E2F80HD045V | No | 2004 | 448146477 | No | No | Electric | 4.5 | kW | Unknown | N/A | N/A | N/A | N/A | N/A | Basement | Yes | No | N/A | No | N/A | No | N/A | N/A | N/A | No | No | No | No | 3955.5333 | Single Family
SITE_01193 | SITE_A1F6C761-8543-2749-B9E5-43F54ACB2FCE | Storage | Fossil Fuel Non-Condensing | 50 | Rheem | 42VR50-40F | Yes | 2011 | N/A | No | No | Natural Gas | 40000 | Btuh | 0.62 | N/A | N/A | N/A | N/A | N/A | Garage | Yes | No | N/A | No | N/A | No | N/A | N/A | N/A | Yes | Yes | Yes | No | 14922.6667 | Single Family
SITE_01194 | SITE_C36FD121-F74E-2F48-8FCD-E90AFD63D28A | Storage | Electric Resistance | 50 | Whirlpool | Es50r92-45d | No | 2014 | 1413T469485 | No | No | Electric | 4.5 | kW | 0.92 | N/A | N/A | N/A | N/A | N/A | Main House | Yes | No | N/A | No | N/A | Yes | Polyethylene Foam | 3 | 1 | No | Yes | No | No | 10381.2619 | Single Family
SITE_01195 | SITE_037D1D03-962C-4C4D-A3BB-B7974D8B72F3 | Instantaneous | Fossil Fuel Non-Condensing | 0 | Rinnai | R94-lse | Yes | 2009 | N/A | No | No | Natural Gas | Unknown | Btuh | 0.82 | N/A | N/A | N/A | N/A | N/A | Other | Yes | N/A | N/A | No | N/A | Unknown | N/A | N/A | N/A | N/A | N/A | N/A | No | 10381.2619 | Single Family
SITE_01196 | SITE_F598429C-A6AA-4B2A-AC22-D3A8DBED089A | Storage | Fossil Fuel Non-Condensing | 50 | State | Prx50nodsw | No | 1980 | 800302149 | No | No | Natural Gas | 38000 | Btuh | 0.61 | N/A | N/A | N/A | N/A | N/A | Main House | Yes | Yes | Plumbed drain | No | N/A | No | N/A | N/A | N/A | N/A | No | No | No | 14922.6667 | Single Family
SITE_01197 | SITE_E8C32E11-A6D9-BB48-93B8-2FDD24EE6AC0 | Storage | Electric Resistance | 80 | Whirlpool | ES80H123-45D | No | 2013 | 1323T481983 | No | No | Electric | 4.5 | kW | 0.92 | N/A | N/A | N/A | N/A | N/A | Main House | Yes | No | N/A | No | N/A | No | N/A | N/A | N/A | No | No | Yes | No | 10381.2619 | Single Family
SITE_01198 | SITE_8828692B-EB71-4217-AEC0-9A294A4E0D86 | Storage | Fossil Fuel Condensing | 50 | General Electric | Pg50t09avg00 | Yes | 2004 | N/A | No | No | Natural Gas | 40000 | Btuh | 0.58 | N/A | N/A | N/A | N/A | N/A | Basement | Yes | No | N/A | No | N/A | No | N/A | N/A | N/A | Yes | Yes | Yes | No | 2471.1038 | Single Family
SITE_01199 | SITE_9CEFC113-3985-B242-835A-77EFE12AE748 | Storage | Electric Resistance | 52 | General Electric | Ge50t06tag | Yes | 2009 | N/A | No | No | Electric | 4.5 | kW | 0.95 | N/A | N/A | N/A | N/A | N/A | Main House | Yes | Yes | Plumbed drain | No | N/A | No | N/A | N/A | N/A | No | No | No | No | 10381.2619 | Single Family
SITE_01200 | SITE_F5174770-4812-9941-84FB-95242A2D94A4 | Storage | Fossil Fuel Non-Condensing | 50 | Rheem | Prog50-40n rh62 | Yes | 2016 | N/A | No | No | Natural Gas | 40000 | Btuh | 0.62 | N/A | N/A | N/A | N/A | N/A | Garage | Yes | No | N/A | No | N/A | No | N/A | N/A | N/A | Yes | Yes | Yes | No | 10381.2619 | Single Family
SITE_01201 | SITE_D2AA9366-11C0-694B-9ADB-AE17701810A6 | Instantaneous | Unknown | Unknown | Unknown | Unknown | No | Unknown | Unknown | Unknown | Unknown | Unknown | Unknown | Btuh | Unknown | N/A | N/A | N/A | N/A | N/A | Garage | Yes | Unknown | N/A | No | N/A | No | N/A | N/A | N/A | Unknown | No | Yes | No | 2471.1038 | Single Family
SITE_01202 | SITE_7C45F9D8-DC40-0740-B309-F0B3D6BE68C7 | Storage | Fossil Fuel Non-Condensing | 50 | Rheem | 22V50F1 | Yes | 2005 | N/A | No | No | Natural Gas | 38000 | Btuh | 0.58 | N/A | N/A | N/A | N/A | N/A | Garage | Yes | Unknown | N/A | No | N/A | Yes | Polyethylene Foam | 2 | 0.5 | Yes | Yes | Yes | No | 14922.6667 | Single Family
SITE_01203 | SITE_2BAA1A99-12C9-054E-8539-DB01F3772EFF | Storage | Electric Resistance | 50 | Bradford White | M250t6ds-1ncww | No | Unknown | DB8844691 | No | No | Electric | 4.5 | kW | 0.92 | N/A | N/A | N/A | N/A | N/A | Main House | Yes | No | N/A | No | N/A | No | N/A | N/A | N/A | No | No | No | No | 10381.2619 | Single Family
SITE_01204 | SITE_98303596-D8E1-F848-A3E6-6231CEA9CE0D | Storage | Fossil Fuel Non-Condensing | 40 | Bradford White | Mi40t6fbn | No | Unknown | DB8776264 | No | No | Natural Gas | 40000 | Btuh | 0.59 | N/A | N/A | N/A | N/A | N/A | Garage | Yes | No | N/A | No | N/A | No | N/A | N/A | N/A | Yes | Yes | Yes | No | 10381.2619 | Single Family
SITE_01205 | SITE_E9C48A84-D8AA-0C46-B37E-00E508527425 | Storage | Fossil Fuel Non-Condensing | 50 | Bradford White | Mi5036ln10 | No | Unknown | PC8645241 | No | No | Natural Gas | 40000 | Btuh | Unknown | N/A | N/A | N/A | N/A | N/A | Main House | No | Unknown | N/A | No | N/A | Yes | Polyethylene Foam | 5 | 0.5 | Yes | Yes | Yes | No | 10381.2619 | Single Family
SITE_01205 | SITE_E9C48A84-D8AA-0C46-B37E-00E508527425 | Storage | Electric Resistance | Unknown | Eccotemp | Unknown | No | Unknown | Unknown | No | No | Electric | Unknown | kW | Unknown | N/A | N/A | N/A | N/A | N/A | Main House | No | No | N/A | No | N/A | No | N/A | N/A | N/A | N/A | Yes | N/A | No | 10381.2619 | Single Family
SITE_01206 | SITE_0E09B7AF-C4ED-5E44-9804-BA238774FCC9 | Storage | Fossil Fuel Non-Condensing | 50 | Lochinvar | Ltn050gef-394 | No | Unknown | CF7863335 | No | No | Natural Gas | 40000 | Btuh | Unknown | N/A | N/A | N/A | N/A | N/A | Garage | Yes | No | N/A | No | N/A | Yes | Polyethylene Foam | 4 | 0.5 | Yes | Yes | Yes | No | 14922.6667 | Single Family
SITE_01207 | SITE_CDD5E6D8-8465-0745-BD28-69DDDD238325 | Storage | Fossil Fuel Non-Condensing | 40 | Bradford White | MI403S6EN12 | No | Unknown | YM2505728 | No | No | Natural Gas | 40000 | Btuh | Unknown | N/A | N/A | N/A | N/A | N/A | Garage | Yes | No | N/A | No | N/A | No | N/A | N/A | N/A | Yes | Yes | No | No | 10381.2619 | Single Family
SITE_01208 | SITE_0DEBC5FF-9444-DA4F-A6CE-F13868F4303C | Storage | Electric Resistance | 66 | Premier Plus | E62-65h-045d | No | 2009 | 0920T435880 | No | No | Electric | 4.5 | kW | 0.9 | N/A | N/A | N/A | N/A | N/A | Basement | Yes | No | N/A | No | N/A | No | N/A | N/A | N/A | No | No | No | No | 3955.5333 | Single Family
SITE_01209 | SITE_9FE80D29-3A7D-1B40-86AA-C620677A2D52 | Storage | Electric Heat Pump (Packaged) | 50 | AO Smith | SHPT 50 100 | No | 2014 | 1440J009547 | Yes | No | Electric | 4.5 | kW | 2.75 | No | Unknown | Unknown | Unknown | Both | Garage | Yes | No | N/A | No | N/A | Yes | Polyethylene Foam | 10 | 0.5 | Yes | Yes | Yes | No | 14922.6667 | Single Family
SITE_01210 | SITE_1EEC6D63-1D20-0B40-BEB0-C4FF1BB8F2DE | Storage | Electric Resistance | 50 | Ruud | PE2-52-2 | Yes | 2006 | N/A | No | No | Electric | 4.5 | kW | 0.91 | N/A | N/A | N/A | N/A | N/A | Other | Yes | No | N/A | No | N/A | Yes | Polyethylene Foam | 5 | 0.75 | No | No | Yes | No | 14922.6667 | Single Family
SITE_01211 | SITE_68DDDB2B-E069-C947-90B4-C97CAD68196E | Storage | Fossil Fuel Condensing | 75 | Bradford White | MIITW75T6BN12 | No | Unknown | AH5095992 | No | No | Natural Gas | 76000 | Btuh | Unknown | N/A | N/A | N/A | N/A | N/A | Garage | Yes | Yes | Floor drain | No | N/A | No | N/A | N/A | N/A | Yes | Yes | No | No | 2471.1038 | Single Family
SITE_01212 | SITE_9F2756E6-4718-5F4D-9ED0-675FB758C919 | Storage | Electric Resistance | 66 | American Water Heaters | E123-65H-045DH | Yes | 2008 | N/A | No | No | Electric | 4.5 | kW | Unknown | N/A | N/A | N/A | N/A | N/A | Main House | Yes | No | N/A | No | N/A | No | N/A | N/A | N/A | Yes | Yes | Yes | No | 2471.1038 | Single Family
SITE_01213 | SITE_6ED20982-18A8-1C47-8136-B9064810A8B4 | Storage | Fossil Fuel Non-Condensing | 50 | Bradford White | Mi5036fsx | No | Unknown | HC14608607 | No | No | Propane | 36000 | Btuh | 0.58 | N/A | N/A | N/A | N/A | N/A | Garage | Yes | No | N/A | No | N/A | No | N/A | N/A | N/A | Yes | Yes | Yes | No | 3955.5333 | Single Family
SITE_01214 | SITE_FD79C87C-3494-7445-A07D-7FDB6E293762 | Storage | Fossil Fuel Non-Condensing | 50 | Rheem | 22V50F1 | Yes | 2009 | N/A | No | No | Natural Gas | 38000 | Btuh | 0.58 | N/A | N/A | N/A | N/A | N/A | Basement | Yes | Yes | Plumbed drain | No | N/A | No | N/A | N/A | N/A | Yes | Yes | No | No | 2471.1038 | Single Family
SITE_01215 | SITE_DCED3DB8-A63F-DB4A-941E-78E07CC296EB | Storage | Electric Resistance | 50 | General Electric | Se50m12aah | Yes | 2009 | N/A | No | No | Electric | 4.5 | kW | 0.9 | N/A | N/A | N/A | N/A | N/A | Garage | Yes | No | N/A | No | N/A | Yes | Polyethylene Foam | 4 | 1 | Yes | Yes | Yes | No | 653.4162 | Single Family
SITE_01216 | SITE_9D31289A-CF08-A446-ACAF-89FBCEBBD63F | Instantaneous | Fossil Fuel Non-Condensing | 0 | Rheem | RTG-84DVLN | No | 2012 | RHUNM481206689 | No | No | Natural Gas | 180000 | Btuh | 0.82 | N/A | N/A | N/A | N/A | N/A | Garage | Yes | No | N/A | No | N/A | Yes | Polyethylene Foam | 12 | 0.5 | Yes | Yes | Yes | Unknown | 14922.6667 | Single Family
SITE_01217 | SITE_B0504B59-7784-D449-9F5C-1AA59AFFC6B0 | Storage | Fossil Fuel Non-Condensing | 50 | State | GS650YRRT5 | No | 2004 | H04226998 | No | No | Natural Gas | 65000 | Btuh | 0.58 | N/A | N/A | N/A | N/A | N/A | Main House | Yes | Yes | Floor drain | No | N/A | No | N/A | N/A | N/A | No | No | Yes | No | 2471.1038 | Single Family
SITE_01238 | SITE_1F2F8A4C-C1FF-EF45-B47B-4CB7D98DF001 | Storage | Electric Resistance | 40 | Reliance | 940dkrt | No | 2014 | 1447J014357 | No | No | Electric | 4.5 | kW | Unknown | N/A | N/A | N/A | N/A | N/A | Main House | Yes | No | N/A | No | N/A | No | N/A | N/A | N/A | No | No | No | No | 1432.1875 | Single Family
SITE_01244 | SITE_6A096443-3184-D548-B981-66BD98500B62 | Storage | Electric Resistance | 55 | Reliance | 650dort | No | 2009 | 0921J001203 | No | No | Electric | 4.5 | kW | 0.9 | N/A | N/A | N/A | N/A | N/A | Main House | No | No | N/A | No | N/A | No | N/A | N/A | N/A | No | No | Yes | No | 2474.375 | Single Family
SITE_01244 | SITE_6A096443-3184-D548-B981-66BD98500B62 | Storage | Electric Resistance | 50 | American Appliance | E6150r045d | No | 2006 | 610139941 | No | No | Electric | 4.5 | kW | 0.9 | N/A | N/A | N/A | N/A | N/A | Main House | No | Yes | Plumbed drain | No | N/A | No | N/A | N/A | N/A | No | Yes | Yes | No | 2474.375 | Single Family
SITE_01247 | SITE_19968BE2-D9EF-6A45-B5D3-D44482D6E7E6 | Storage | Electric Resistance | 50 | AO Smith | EEST52917 | No | 1997 | GJ97-3763552-917 | No | No | Electric | 4.5 | kW | Unknown | N/A | N/A | N/A | N/A | N/A | Main House | Yes | No | N/A | No | N/A | No | N/A | N/A | N/A | No | No | No | No | 19280.2 | Single Family
SITE_01254 | SITE_21DD16F0-B192-464A-8602-49825CD11AC3 | Storage | Electric Resistance | 50 | Bradford White | RE350T6 | No | 1997 | PA38908656 | No | No | Electric | 4.5 | kW | 0.95 | N/A | N/A | N/A | N/A | N/A | Main House | Yes | No | N/A | No | N/A | No | N/A | N/A | N/A | No | No | No | No | 2267.7917 | Single Family
SITE_01259 | SITE_41C9B6FD-DC23-5446-847C-11CBAA14D026 | Storage | Electric Resistance | Unknown | Unknown | Unknown | No | Unknown | Unknown | No | No | Electric | Unknown | kW | Unknown | N/A | N/A | N/A | N/A | N/A | Main House | No | Unknown | N/A | Unknown | N/A | Unknown | N/A | N/A | N/A | No | Unknown | Unknown | Unknown | 2267.7917 | Single Family
SITE_01272 | SITE_567F4E33-5E1A-0A4D-8CCA-C113CAA5F504 | Storage | Electric Resistance | Unknown | Bradford White | MIII50T6DS19 | No | 2001 | XM0528935 | No | No | Electric | 4.5 | kW | Unknown | N/A | N/A | N/A | N/A | N/A | Main House | Yes | Yes | Plumbed drain | No | N/A | No | N/A | N/A | N/A | Yes | Yes | No | No | 2267.7917 | Single Family
SITE_01289 | SITE_0EA52CBD-1F0E-4645-8942-8FD26D0D4986 | Storage | Electric Resistance | Unknown | Richmond | Unknown | No | Unknown | Unknown | No | No | Electric | Unknown | kW | Unknown | N/A | N/A | N/A | N/A | N/A | Main House | Yes | No | N/A | No | N/A | No | N/A | N/A | N/A | No | No | No | No | 2267.7917 | Single Family
SITE_01289 | SITE_0EA52CBD-1F0E-4645-8942-8FD26D0D4986 | Storage | Electric Resistance | 50 | Reliance | 650dors210 | No | 2014 | 3141J000210 | No | No | Electric | 4.5 | kW | 0.9 | N/A | N/A | N/A | N/A | N/A | Main House | Yes | No | N/A | No | N/A | No | N/A | N/A | N/A | No | No | No | No | 2267.7917 | Single Family
SITE_01293 | SITE_26747722-69F1-7D4C-A8CA-CDA3F0B08DE9 | Storage | Electric Resistance | Unknown | N/A | Unknown | No | Unknown | Unknown | No | No | Electric | Unknown | kW | Unknown | N/A | N/A | N/A | N/A | N/A | Basement | Yes | Unknown | N/A | Yes | 2 | Yes | Polyethylene Foam | 25 | 0.5 | Yes | Yes | Yes | No | 1656.0588 | Single Family
SITE_01294 | SITE_6EC4F16E-17F7-BA49-A58E-1FCEAE5B4EFD | Storage | Fossil Fuel Non-Condensing | 50 | Bradford White | MI5036Fbn4 | No | 2004 | AB4328236 | No | No | Natural Gas | 40000 | Btuh | 0.58 | N/A | N/A | N/A | N/A | N/A | Garage | Yes | No | N/A | No | N/A | No | N/A | N/A | N/A | Yes | Yes | Yes | No | 1656.0588 | Single Family
SITE_01295 | SITE_84B92014-BE3F-6F4E-A464-00E9932BBB71 | Storage | Fossil Fuel Non-Condensing | 40 | American Appliance | G61-40t40-3n | Yes | 2002 | N/A | No | No | Natural Gas | 40000 | Btuh | 0.56 | N/A | N/A | N/A | N/A | N/A | Main House | Yes | No | N/A | No | N/A | No | N/A | N/A | N/A | No | No | No | No | 1432.1875 | Single Family
SITE_01296 | SITE_AC3942E6-9EDC-4A40-9851-2C7DB0B8F303 | Storage | Electric Resistance | 50 | General Electric | Geh50deedsra | Yes | 2012 | N/A | No | No | Electric | 4.5 | kW | 2.4 | N/A | N/A | N/A | N/A | N/A | Main House | Yes | No | N/A | No | N/A | Yes | Fiberglass | 4 | 1 | Yes | Yes | No | No | 1142.3864 | Single Family
SITE_01297 | SITE_6F4F527B-3748-CD46-8E64-3F068F6A02D1 | Storage | Fossil Fuel Non-Condensing | 40 | American Water Heaters | BFG6140T403N0 | No | 2012 | 1225T476618 | No | No | Natural Gas | 40000 | Btuh | 0.59 | N/A | N/A | N/A | N/A | N/A | Main House | Yes | No | N/A | No | N/A | No | N/A | N/A | N/A | No | No | Yes | No | 1432.1875 | Single Family
SITE_01298 | SITE_B3CFAE29-F167-6042-AFE7-B17C8019DF85 | Storage | Electric Resistance | 50 | AO Smith | EEH 52 916 | No | 1995 | GM95-2610760-S19 | No | No | Electric | 4.5 | kW | 0.94 | N/A | N/A | N/A | N/A | N/A | Garage | Yes | Yes | Plumbed drain | No | N/A | No | N/A | N/A | N/A | Yes | Yes | Yes | No | 2267.7917 | Single Family
SITE_01299 | SITE_B3E70D7B-E2E2-C048-B515-AA32C2838DBD | Storage | Electric Resistance | 50 | Bradford White | MII50S6DS19 | No | 1997 | PJ9950277 | No | No | Electric | 4.5 | kW | Unknown | N/A | N/A | N/A | N/A | N/A | Garage | Yes | No | N/A | Yes | 2.5 | Yes | Polyethylene Foam | 28 | 0.5 | Yes | Yes | No | No | 2267.7917 | Single Family
SITE_01300 | SITE_DD99510C-C4D9-BE40-B49C-BCAF5512A696 | Storage | Electric Resistance | 50 | Bradford White | M250S6DS-1NCWW | No | 2008 | EA10087718 | No | No | Electric | 4.5 | kW | 0.92 | N/A | N/A | N/A | N/A | N/A | Garage | Yes | No | N/A | No | N/A | No | N/A | N/A | N/A | Yes | Yes | Yes | No | 2474.375 | Single Family
SITE_01301 | SITE_580E0D30-B27C-7549-989B-D3F855AFC365 | Storage | Electric Resistance | 50 | Rheem | Proe50 t2 rh95 | Yes | 2016 | N/A | No | No | Electric | 4.5 | kW | 0.95 | N/A | N/A | N/A | N/A | N/A | Main House | No | No | N/A | No | N/A | No | N/A | N/A | N/A | No | No | No | No | 2267.7917 | Single Family
SITE_01302 | SITE_17A50489-6F47-964A-A694-42E2845FB955 | Storage | Electric Resistance | 50 | Ruud | evr52-2t | No | 2002 | 1102R05084 | No | No | Electric | 4.5 | kW | 0.75 | N/A | N/A | N/A | N/A | N/A | Garage | No | No | N/A | Yes | 1.5 | No | N/A | N/A | N/A | No | Yes | Yes | No | 2267.7917 | Single Family
SITE_01304 | SITE_F551D40D-173A-F948-BBB8-41BD369C6D5E | Storage | Electric Resistance | 55 | Kenmore | 153.3266 | No | 2010 | 1002A020210 | No | No | Electric | 5.5 | kW | Unknown | N/A | N/A | N/A | N/A | N/A | Garage | Yes | No | N/A | No | N/A | No | N/A | N/A | N/A | Yes | Yes | Yes | No | 2267.7917 | Single Family
SITE_01305 | SITE_3D523B0D-7D40-B344-AAB8-D8F07DF11DD1 | Storage | Electric Resistance | 50 | Bradford White | M250T6DS-1NCWW | No | 2010 | GL14173494 | No | No | Electric | 4.5 | kW | 0.9 | N/A | N/A | N/A | N/A | N/A | Garage | Yes | No | N/A | No | N/A | Yes | Polyethylene Foam | 2 | 1 | No | Yes | Yes | No | 2267.7917 | Single Family
SITE_01306 | SITE_D961AF61-6815-3D4B-B079-17C55693AE10 | Storage | Electric Resistance | 80 | Bradford White | M2he80r10ds3 | No | 2004 | AB4253909 | No | No | Electric | 4.5 | kW | 0.91 | N/A | N/A | N/A | N/A | N/A | Main House | Yes | No | N/A | No | N/A | No | N/A | N/A | N/A | N/A | No | No | No | 2267.7917 | Single Family
SITE_01307 | SITE_D050BC6B-757D-2A4B-87D1-77C7DF53CC11 | Storage | Electric Resistance | Unknown | Reliance | 6522OCTJW | No | 2001 | L01217606 | No | No | Electric | 4.5 | kW | Unknown | N/A | N/A | N/A | N/A | N/A | Main House | Yes | Yes | Plumbed drain | No | N/A | No | N/A | N/A | N/A | No | No | No | No | 2474.375 | Single Family
SITE_01308 | SITE_9B8D6270-7EAE-414B-816E-9FEB7FEC4356 | Storage | Electric Heat Pump (Packaged) | 50 | Ruud | JPYA-A050J11 | Yes | 2009 | N/A | No | No | Electric | 2 | kW | Unknown | No | Unknown | Unknown | Unknown | N/A | Crawlspace | Yes | No | N/A | No | N/A | No | N/A | N/A | N/A | Yes | Yes | No | No | 2267.7917 | Single Family
SITE_01309 | SITE_1DACD310-6792-F34D-BA78-3484C2D87CB2 | Storage | Fossil Fuel Non-Condensing | 40 | Bradford White | MI403S6EN12 | No | 2003 | ZF3389876 | No | No | Natural Gas | 40000 | Btuh | Unknown | N/A | N/A | N/A | N/A | N/A | Garage | Yes | Unknown | N/A | No | N/A | No | N/A | N/A | N/A | Yes | Yes | Yes | No | 2267.7917 | Single Family
SITE_01310 | SITE_05CD176D-3663-C343-A409-D81D37E75230 | Storage | Electric Resistance | 50 | AO Smith | Ent50-110 | No | 2017 | 1707110000000 | No | No | Electric | 4.5 | kW | 0.93 | N/A | N/A | N/A | N/A | N/A | Other | Yes | Yes | Plumbed drain | No | N/A | Yes | Polyethylene Foam | 5 | 0.5 | Yes | Yes | Yes | No | 2474.375 | Single Family
SITE_01311 | SITE_856C780A-3C3F-9548-A9BC-59A53A1B0DCD | Storage | Electric Resistance | 40 | Rheem | Mr40245 | No | 2002 | 0702 W 37014 | No | No | Electric | 4.5 | kW | 0.94 | N/A | N/A | N/A | N/A | N/A | Basement | Yes | Yes | Floor drain | No | N/A | No | N/A | N/A | N/A | No | Yes | Yes | No | 2267.7917 | Single Family
SITE_01311 | SITE_856C780A-3C3F-9548-A9BC-59A53A1B0DCD | Storage | Electric Resistance | 75 | Rheem | Mr75245 b | No | 2001 | 0701 W 35987 | No | No | Electric | 4.5 | kW | 0.92 | N/A | N/A | N/A | N/A | N/A | Basement | Yes | Yes | Floor drain | No | N/A | No | N/A | N/A | N/A | No | Yes | Yes | No | 2267.7917 | Single Family
SITE_01312 | SITE_653C99EB-6F35-DB4B-9692-0877299F656B | Storage | Electric Resistance | 40 | General Electric | Ge40s6a | No | 2001 | GE 0201276000 | No | No | Electric | 4.5 | kW | 0.88 | N/A | N/A | N/A | N/A | N/A | Main House | Yes | No | N/A | No | N/A | No | N/A | N/A | N/A | Yes | No | No | No | 2267.7917 | Single Family
SITE_01313 | SITE_7AD71328-9512-154F-98DC-811AC4FA7607 | Storage | Electric Resistance | 50 | Hotpoint | HE50M1B00 | No | 2002 | HP 1002202992 | No | No | Electric | 4.5 | kW | 0.86 | N/A | N/A | N/A | N/A | N/A | Garage | Yes | No | N/A | No | N/A | No | N/A | N/A | N/A | Yes | Yes | Yes | No | 2267.7917 | Single Family
SITE_01314 | SITE_03861645-58DA-A145-B072-3E8934BDDC24 | Storage | Fossil Fuel Non-Condensing | 50 | Bradford White | Mi5036fcx | No | 2005 | EE10556412 | No | No | Propane | 36000 | Btuh | 0.58 | N/A | N/A | N/A | N/A | N/A | Garage | Yes | No | N/A | No | N/A | No | N/A | N/A | N/A | Yes | Yes | Yes | No | 2474.375 | Single Family
SITE_01315 | SITE_88494DD4-F70E-0542-B23D-AD228A23FD8C | Storage | Electric Resistance | 50 | Rheem | 81MV52D | No | 2002 | RH 0702252908 | No | No | Electric | 4.5 | kW | Unknown | N/A | N/A | N/A | N/A | N/A | Main House | Yes | No | N/A | No | N/A | No | N/A | N/A | N/A | No | No | Yes | No | 2474.375 | Single Family
SITE_01316 | SITE_146F11B5-B34C-0A4C-8850-4A4BC72DFD23 | Storage | Electric Resistance | 80 | AO Smith | ECT 80 200 | No | 2007 | H07E000289 | No | No | Electric | 4.5 | kW | 0.86 | N/A | N/A | N/A | N/A | N/A | Garage | Yes | No | N/A | No | N/A | No | N/A | N/A | N/A | Yes | Yes | Yes | No | 2474.375 | Single Family
SITE_01317 | SITE_ABBA28D3-3A5C-974D-94EA-92CE1B9C1663 | Instantaneous | Electric Resistance | 0 | EcoSmart | ECO 27 | No | Unknown | 27-1004-0517 | No | No | Electric | 27 | kW | Unknown | N/A | N/A | N/A | N/A | N/A | Main House | Yes | Yes | Floor drain | No | N/A | No | N/A | N/A | N/A | Yes | No | Yes | Unknown | 2267.7917 | Single Family
SITE_01317 | SITE_ABBA28D3-3A5C-974D-94EA-92CE1B9C1663 | Storage | Electric Resistance | 75 | Marathon | MR75245 A | No | 1999 | 0799 W 73504 | No | No | Electric | 4.5 | kW | 0.92 | N/A | N/A | N/A | N/A | N/A | Main House | No | Yes | Floor drain | No | N/A | No | N/A | N/A | N/A | Yes | No | Yes | No | 2267.7917 | Single Family
SITE_01318 | SITE_E5B9ACAE-573B-1048-9B6F-8B4E13301016 | Storage | Fossil Fuel Non-Condensing | 50 | Bradford White | MI5036EN10 | No | 2003 | ZB2750886 | No | No | Natural Gas | 40000 | Btuh | Unknown | N/A | N/A | N/A | N/A | N/A | Garage | Unknown | No | N/A | No | N/A | No | N/A | N/A | N/A | Yes | Yes | Yes | No | 2267.7917 | Single Family
SITE_01319 | SITE_1B01357A-986B-4D4C-A7B3-DD33DF0FB41B | Storage | Fossil Fuel Non-Condensing | 40 | Kenmore | 153.3375 | No | 2001 | L01227779 | No | No | Natural Gas | 40000 | Btuh | 0.58 | N/A | N/A | N/A | N/A | N/A | Basement | Yes | No | N/A | No | N/A | No | N/A | N/A | N/A | Yes | Yes | No | No | 2474.375 | Single Family
SITE_01320 | SITE_A9002054-256B-D543-B346-562E8CE255FA | Storage | Electric Resistance | 52 | Kenmore | 153.315540 h | No | 1982 | F82101834 | No | No | Electric | 3.8 | kW | Unknown | N/A | N/A | N/A | N/A | N/A | Main House | Yes | No | N/A | No | N/A | No | N/A | N/A | N/A | No | No | Yes | No | 2474.375 | Single Family
SITE_01320 | SITE_A9002054-256B-D543-B346-562E8CE255FA | Storage | Electric Resistance | 50 | Rheem | XE50T06ST45U1 | Yes | 2016 | N/A | No | No | Electric | 4.5 | kW | 0.91 | N/A | N/A | N/A | N/A | N/A | Main House | Yes | Yes | Plumbed drain | No | N/A | No | N/A | N/A | N/A | Yes | No | Yes | No | 2474.375 | Single Family
SITE_01321 | SITE_42D9AC4A-377B-534E-8B13-545AAB2BC931 | Storage | Electric Resistance | 80 | AO Smith | ECT 80 210 | No | 2014 | 1408J010810 | No | No | Electric | 4.5 | kW | 0.86 | N/A | N/A | N/A | N/A | N/A | Garage | Yes | Yes | Plumbed drain | No | N/A | Yes | Polyethylene Foam | 2 | 1 | Yes | Yes | Yes | No | 2474.375 | Single Family
SITE_01322 | SITE_BDF6A739-33DE-8B48-82A2-22650F379CDA | Storage | Electric Resistance | 50 | Bradford White | M250T6DS-1NCWW | No | 2014 | LA33854459 | No | No | Electric | 4.5 | kW | 0.9 | N/A | N/A | N/A | N/A | N/A | Garage | Yes | Unknown | N/A | No | N/A | No | N/A | N/A | N/A | Yes | Yes | Yes | No | 2267.7917 | Single Family
SITE_01323 | SITE_49A5F825-20CA-7C4C-A6F5-B93FA75B2E94 | Storage | Electric Resistance | Unknown | Unknown | Unknown | No | Unknown | Unknown | No | No | Electric | Unknown | kW | Unknown | N/A | N/A | N/A | N/A | N/A | Main House | Yes | No | N/A | No | N/A | No | N/A | N/A | N/A | Yes | No | No | No | 2474.375 | Single Family
SITE_01324 | SITE_BA4B0F9A-5D3E-9140-99A9-71B1129DB74E | Storage | Fossil Fuel Non-Condensing | 50 | Kenmore | 153.3315133ha | No | 2003 | L03230396 | No | No | Natural Gas | 40000 | Btuh | 0.63 | N/A | N/A | N/A | N/A | N/A | Main House | Yes | No | N/A | No | N/A | No | N/A | N/A | N/A | No | No | No | No | 2474.375 | Single Family
SITE_01325 | SITE_4EE422A3-CAE8-374E-AFDD-29C1192822D8 | Instantaneous | Fossil Fuel Non-Condensing | 0 | Rinnai | RL75 | No | Unknown | Unknown | No | Unknown | Natural Gas | 180000 | Btuh | 0.82 | N/A | N/A | N/A | N/A | N/A | Other | Yes | No | N/A | No | N/A | Yes | Polyethylene Foam | 2 | 1 | Yes | No | No | No | 2267.7917 | Single Family
SITE_01326 | SITE_E19E0AEC-BC1C-AB4E-A0E2-9528F05526C4 | Storage | Electric Resistance | 50 | US Craftmaster | E3F50RD045CV | No | 2001 | 102109667 | No | No | Electric | 4.5 | kW | 0.89 | N/A | N/A | N/A | N/A | N/A | Basement | Yes | Yes | Floor drain | No | N/A | No | N/A | N/A | N/A | Yes | Yes | Yes | No | 19280.2 | Single Family
SITE_01327 | SITE_EEC63E63-E5BE-4D44-B486-8B8EAA26B7F5 | Storage | Electric Resistance | 50 | Rheem | 82v52-2 | Yes | 2005 | N/A | No | No | Electric | 4.5 | kW | 0.91 | N/A | N/A | N/A | N/A | N/A | Basement | Yes | Yes | Plumbed drain | No | N/A | No | N/A | N/A | N/A | Yes | Yes | No | No | 2474.375 | Single Family
SITE_01328 | SITE_EAC6C474-1E94-0241-BBAD-46F717505335 | Storage | Electric Resistance | 50 | Bradford White | M250T6DS-1NCWW | No | 2011 | HD14805776 | No | No | Electric | 4.5 | kW | 0.9 | N/A | N/A | N/A | N/A | N/A | Main House | Yes | Yes | Plumbed drain | No | N/A | No | N/A | N/A | N/A | No | No | No | No | 2267.7917 | Single Family
SITE_01330 | SITE_F7B57035-8BF6-9240-BA72-0EE2C170D15D | Storage | Electric Heat Pump (Packaged) | 50 | General Electric | GEH50DFEJSRA | Yes | 2015 | N/A | No | No | Electric | 4.5 | kW | 3.25 | No | Unknown | Unknown | Unknown | N/A | Garage | Yes | No | N/A | No | N/A | Yes | Polyethylene Foam | 4 | 1 | Yes | Yes | Yes | No | 13333.6667 | Single Family
SITE_01332 | SITE_7B220FE0-FA2D-5143-979B-B5C4909B5202 | Storage | Electric Resistance | 50 | Reliance | 10 52 2art973 w95 | No | 1997 | G97268120 | No | No | Electric | 5.5 | kW | Unknown | N/A | N/A | N/A | N/A | N/A | Garage | Yes | No | N/A | Yes | 2 | No | N/A | N/A | N/A | No | No | Yes | No | 2267.7917 | Single Family
SITE_01333 | SITE_41B7AFBA-8107-A94A-A256-433DFA87E107 | Storage | Electric Resistance | 50 | Whirlpool | E1F50RD045V | No | 2012 | 1234T468655 | No | No | Electric | 4.5 | kW | 0.9 | N/A | N/A | N/A | N/A | N/A | Main House | Yes | Yes | Plumbed drain | No | N/A | No | N/A | N/A | N/A | Yes | No | Yes | No | 2474.375 | Single Family
SITE_01334 | SITE_78070F86-5BB5-7C4B-876F-8747D7813752 | Storage | Electric Resistance | 18 | Bradford White | M180R6DS3 | No | 2004 | AB4259062 | No | No | Electric | 4.5 | kW | Unknown | N/A | N/A | N/A | N/A | N/A | Basement | Yes | Unknown | N/A | No | N/A | Yes | Polyethylene Foam | 12 | 0.25 | Yes | Yes | No | No | 19280.2 | Single Family
SITE_01335 | SITE_F6EDEF7E-AEA8-3D43-B026-E0B7325A1778 | Storage | Fossil Fuel Condensing | 50 | Reliance | 650ybvit 100 | Yes | 2011 | N/A | No | No | Natural Gas | 40000 | Btuh | Unknown | N/A | N/A | N/A | N/A | N/A | Garage | Yes | No | N/A | No | N/A | No | N/A | N/A | N/A | Unknown | Yes | No | No | 2267.7917 | Single Family
SITE_01336 | SITE_42EADF7A-F08C-A94B-93B3-1E23C46EA2DD | Storage | Electric Resistance | 50 | General Electric | Geh50deejsca | Yes | 2015 | N/A | No | No | Electric | 4.5 | kW | 3.39 | N/A | N/A | N/A | N/A | N/A | Main House | Yes | Yes | Plumbed drain | No | N/A | No | N/A | N/A | N/A | Yes | Yes | Yes | Unknown | 2474.375 | Single Family
SITE_01337 | SITE_C6840313-6263-A943-B316-B9E128052720 | Instantaneous | Fossil Fuel Condensing | 0 | Navien | NCB-180 | No | Unknown | Unknown | Yes | No | Natural Gas | 150000 | Btuh | 0.95 | N/A | N/A | N/A | N/A | N/A | Main House | Yes | No | N/A | No | N/A | No | N/A | N/A | N/A | No | No | Yes | No | 2474.375 | Single Family
SITE_01338 | SITE_D2088D6F-E2AD-094D-A055-C4820968499C | Storage | Electric Resistance | 66 | AO Smith | EES 66 920 | No | 2003 | GH03-1804294-920 | No | No | Electric | 4.5 | kW | Unknown | N/A | N/A | N/A | N/A | N/A | Garage | Yes | No | N/A | No | N/A | No | N/A | N/A | N/A | Yes | No | No | No | 2474.375 | Single Family
SITE_01339 | SITE_00293A06-A4FD-B64E-B350-F4500A8F2972 | Storage | Electric Resistance | 50 | AO Smith | ECT 52 200 | No | 2006 | G06JO13223 | No | No | Electric | 4.5 | kW | 0.91 | N/A | N/A | N/A | N/A | N/A | Garage | Yes | Unknown | N/A | No | N/A | No | N/A | N/A | N/A | Yes | Yes | Yes | No | 2267.7917 | Single Family
SITE_01340 | SITE_120011B3-8579-F04E-A6FD-F46C356036AB | Instantaneous | Fossil Fuel Condensing | Unknown | Rinnai | RL75 | No | 2010 | DK. CA-100105 | No | No | Propane | 180000 | Btuh | 0.82 | N/A | N/A | N/A | N/A | N/A | Main House | Yes | No | N/A | No | N/A | No | N/A | N/A | N/A | No | No | No | No | 2267.7917 | Single Family
SITE_01341 | SITE_4E2C16FE-3D25-094E-AE64-A1E03D1207F8 | Storage | Electric Resistance | 55 | Reliance | 640EORT 100 | No | 2015 | 1541J004402 | No | No | Electric | 4.5 | kW | Unknown | N/A | N/A | N/A | N/A | N/A | Main House | Yes | No | N/A | No | N/A | No | N/A | N/A | N/A | No | No | No | No | 2267.7917 | Single Family
SITE_01343 | SITE_6AA99131-4D7F-EC4A-A48F-B2BFDC10DFD2 | Storage | Electric Resistance | 50 | American Appliance | E61-50R-045D | No | 2006 | 643114060 | No | No | Electric | 4.5 | kW | 0.9 | N/A | N/A | N/A | N/A | N/A | Garage | Yes | No | N/A | No | N/A | Yes | Polyethylene Foam | 12 | 0.25 | Yes | Yes | Yes | No | 2474.375 | Single Family
SITE_01344 | SITE_4F2A3B48-5EDB-B04C-992A-52682401F941 | Storage | Electric Resistance | 50 | Ruud | PEM52-2 B | No | 1999 | RU0499149781 | No | No | Electric | 4.5 | kW | 0.86 | N/A | N/A | N/A | N/A | N/A | Main House | Yes | No | N/A | No | N/A | No | N/A | N/A | N/A | Yes | No | No | No | 2267.7917 | Single Family
SITE_01345 | SITE_D5F7F3E5-2833-5E4A-9749-4EA707ECE00D | Storage | Electric Resistance | 50 | Bradford White | M250S6DS-1NCWW | No | 2011 | HF15077882 | No | No | Electric | 4.5 | kW | 0.92 | N/A | N/A | N/A | N/A | N/A | Garage | Yes | Yes | Plumbed drain | No | N/A | Yes | Polyethylene Foam | 8 | 1 | Yes | Yes | Yes | No | 2474.375 | Single Family
SITE_01346 | SITE_73D0476B-C427-F84A-9FF8-0F19B684E75D | Storage | Fossil Fuel Non-Condensing | 40 | Rheem | XG40T06EC36U1 | Yes | 2015 | N/A | No | No | Natural Gas | 36000 | Btuh | 0.59 | N/A | N/A | N/A | N/A | N/A | Garage | Yes | Unknown | N/A | No | N/A | No | N/A | N/A | N/A | Yes | Yes | Yes | No | 2474.375 | Single Family
SITE_01348 | SITE_DBED5F39-2E2A-AA4A-855E-2FCE3BCC50C7 | Storage | Electric Resistance | 50 | Rheem | Mr50245 b | No | 2009 | 0109 W 25706 | No | No | Electric | 4.5 | kW | 0.94 | N/A | N/A | N/A | N/A | N/A | Garage | Yes | No | N/A | No | N/A | Yes | Polyethylene Foam | 20 | 1 | No | Yes | No | No | 2267.7917 | Single Family
SITE_01350 | SITE_214922E3-C5E7-244F-9E23-4DA8A89448F1 | Storage | Fossil Fuel Non-Condensing | 50 | General Electric | Sg50t12avg00 | Yes | 2009 | N/A | No | No | Natural Gas | 40000 | Btuh | 0.62 | N/A | N/A | N/A | N/A | N/A | Garage | Yes | No | N/A | No | N/A | Yes | Polyethylene Foam | 3 | 1 | Yes | Yes | Yes | No | 2267.7917 | Single Family
SITE_01351 | SITE_937C49EC-E25B-FA48-B1EE-42C48E991DDE | Storage | Electric Resistance | 50 | AO Smith | EEH 52 920 | No | 2001 | GH01-0132355-920 | No | No | Electric | 4.5 | kW | Unknown | N/A | N/A | N/A | N/A | N/A | Main House | Yes | Unknown | N/A | No | N/A | No | N/A | N/A | N/A | No | No | No | No | 2267.7917 | Single Family
SITE_01352 | SITE_6B177957-7DA3-424D-94E2-4C775CC837E8 | Storage | Electric Resistance | Unknown | Reliance | Unknown | No | Unknown | Unknown | No | No | Electric | Unknown | kW | Unknown | N/A | N/A | N/A | N/A | N/A | Garage | Yes | No | N/A | No | N/A | Yes | Polyethylene Foam | 2 | 1 | Yes | Yes | Yes | No | 2267.7917 | Single Family
SITE_01353 | SITE_70E6C334-5440-FB4A-A156-E29F726DCDC6 | Storage | Electric Resistance | 50 | Ruud | EVR52-2 | No | 2000 | RU 0300635653 | No | No | Electric | 4.5 | kW | 0.92 | N/A | N/A | N/A | N/A | N/A | Main House | Yes | No | N/A | No | N/A | No | N/A | N/A | N/A | Yes | No | Yes | No | 2267.7917 | Single Family
SITE_01356 | SITE_BAF9A41C-BD66-2A4B-ABFD-E581A99AC7EB | Storage | Electric Resistance | 55 | Kenmore | 153.3215 | No | 2013 | 1344A004541 | No | No | Electric | 3.8 | kW | Unknown | N/A | N/A | N/A | N/A | N/A | Garage | Yes | No | N/A | No | N/A | No | N/A | N/A | N/A | Yes | Yes | Yes | No | 2267.7917 | Single Family
SITE_01357 | SITE_1EC831D6-B4DB-274B-B19C-DEB14F127335 | Storage | Electric Resistance | 75 | Schuco | S-WW-75-1E | No | Unknown | JC16451246 | No | No | Electric | 4.5 | kW | Unknown | N/A | N/A | N/A | N/A | N/A | Main House | Yes | No | N/A | No | N/A | No | N/A | N/A | N/A | No | No | No | No | 2474.375 | Single Family
SITE_01358 | SITE_3790D0F8-9E76-8642-BD68-8CA1BDC425CE | Storage | Electric Resistance | 50 | Bradford White | M250s6ds-1ncww | No | 2014 | LC34084342 | No | No | Electric | 4.5 | kW | 0.92 | N/A | N/A | N/A | N/A | N/A | Main House | Yes | No | N/A | No | N/A | No | N/A | N/A | N/A | N/A | Yes | Yes | No | 2267.7917 | Single Family
SITE_01359 | SITE_5C0DD052-C12C-1D48-90B6-D5060D49925D | Storage | Fossil Fuel Non-Condensing | 50 | Richmond | 5V50-2 | No | 1994 | RCN 1094114986 | No | No | Natural Gas | 36000 | Btuh | Unknown | N/A | N/A | N/A | N/A | N/A | Garage | No | No | N/A | No | N/A | No | N/A | N/A | N/A | Yes | Yes | No | No | 2267.7917 | Single Family
SITE_01359 | SITE_5C0DD052-C12C-1D48-90B6-D5060D49925D | Storage | Electric Resistance | 10 | Ruud | Pep10-1 | Yes | 2007 | N/A | No | No | Electric | 2 | kW | Unknown | N/A | N/A | N/A | N/A | N/A | Main House | No | Yes | Plumbed drain | No | N/A | No | N/A | N/A | N/A | No | No | No | No | 2267.7917 | Single Family
SITE_01360 | SITE_0D1D06F9-6D57-D14A-9815-D96E49440EFB | Storage | Fossil Fuel Non-Condensing | 40 | Ruud | P2-40F1 | Yes | 2008 | N/A | No | No | Natural Gas | 38000 | Btuh | Unknown | N/A | N/A | N/A | N/A | N/A | Garage | Yes | No | N/A | No | N/A | Yes | Polyethylene Foam | 3 | 1 | Yes | Yes | Yes | No | 2267.7917 | Single Family
SITE_01379 | SITE_09ACBDD6-4541-9545-BEFF-EDD169FDD648 | Storage | Electric Resistance | 50 | Ruud | Pe2-52-2 | Yes | 2006 | N/A | Yes | No | Electric | 4.5 | kW | 0.91 | N/A | N/A | N/A | N/A | N/A | Garage | Yes | No | N/A | No | N/A | No | N/A | N/A | N/A | Yes | Yes | Yes | No | 10665.8571 | Single Family
SITE_01382 | SITE_3D5EF816-9A20-3E42-80EF-374587A80E79 | Storage | Electric Resistance | 50 | Bradford White | M250t6ds-1ncww | No | 2011 | HC14657456 | No | No | Electric | 4.5 | kW | 0.9 | N/A | N/A | N/A | N/A | N/A | Garage | Yes | Yes | Plumbed drain | No | N/A | No | N/A | N/A | N/A | Yes | Yes | Yes | No | 2267.7917 | Single Family
SITE_01415 | SITE_B779E2AF-8682-B746-AF8C-F4161DBECC57 | Storage | Electric Resistance | 50 | General Electric | Ge50t6ea | No | 2000 | 1000620001 | No | No | Electric | 4.5 | kW | 0.95 | N/A | N/A | N/A | N/A | N/A | Main House | Yes | No | N/A | No | N/A | No | N/A | N/A | N/A | N/A | No | Yes | No | 5733.1429 | Single Family
SITE_01416 | SITE_33241A46-A912-1243-B48B-06F452442FC1 | Storage | Electric Resistance | 5 | US Craftmaster | E1f50rd045v | No | 2004 | 425127319 | No | No | Electric | 4.5 | kW | 0.9 | N/A | N/A | N/A | N/A | N/A | Main House | Yes | No | N/A | No | N/A | No | N/A | N/A | N/A | No | Yes | Yes | No | 10665.8571 | Single Family
SITE_01417 | SITE_F591189C-1179-4A48-B794-461DF1389FCC | Storage | Fossil Fuel Non-Condensing | 50 | Reliance | 650gbct300 | No | 1992 | 9211990018 | Yes | No | Natural Gas | 40000 | Btuh | Unknown | N/A | N/A | N/A | N/A | N/A | Basement | Yes | Yes | Floor drain | No | N/A | No | N/A | N/A | N/A | No | No | Yes | No | 5733.1429 | Single Family
SITE_01418 | SITE_FC354C70-B310-6844-B1B6-3C47E9BA0ECA | Storage | Electric Resistance | 50 | Bradford White | MI50T6DS13 | No | 1998 | SE1885760-131 | No | No | Electric | 4.5 | kW | 0.91 | N/A | N/A | N/A | N/A | N/A | Basement | Yes | No | N/A | No | N/A | No | N/A | N/A | N/A | Yes | Yes | No | No | 5733.1429 | Single Family
SITE_01421 | SITE_3C9A6615-D0E5-4040-9676-41F6485779D4 | Storage | Fossil Fuel Non-Condensing | 50 | Rheem | 41v50 | Yes | 2002 | N/A | No | No | Natural Gas | 40000 | Btuh | 0.58 | N/A | N/A | N/A | N/A | N/A | Garage | Yes | No | N/A | No | N/A | Yes | Polyethylene Foam | 15 | 0.5 | Yes | No | Yes | No | 10665.8571 | Single Family
SITE_01422 | SITE_C9E4609E-9E6F-8640-9F6D-C9C1477EA37D | Storage | Fossil Fuel Non-Condensing | Unknown | AO Smith | Unknown | No | Unknown | Unknown | No | No | Natural Gas | Unknown | Btuh | Unknown | N/A | N/A | N/A | N/A | N/A | Main House | Yes | No | N/A | Yes | 2 | No | N/A | N/A | N/A | Yes | No | Yes | Unknown | 24786.1667 | Single Family
SITE_01423 | SITE_0BD2D053-ECE8-CA4A-9D3B-42B19431B53C | Storage | Electric Resistance | 55 | Reliance | 1250DART | No | 2013 | 1349J015716 | No | No | Electric | 5.5 | kW | 0.95 | N/A | N/A | N/A | N/A | N/A | Basement | Yes | No | N/A | No | N/A | No | N/A | N/A | N/A | No | Yes | No | No | 5733.1429 | Single Family
SITE_01425 | SITE_5552BA8A-DCDB-D042-97C6-C429C913BEF9 | Storage | Fossil Fuel Non-Condensing | 75 | Ruud | P75 | No | 1992 | RUN 1092C06171 | No | No | Natural Gas | 75500 | Btuh | 0.59 | N/A | N/A | N/A | N/A | N/A | Basement | Yes | No | N/A | No | N/A | No | N/A | N/A | N/A | No | No | No | No | 2267.7917 | Single Family
SITE_01426 | SITE_5D175D34-12E5-1A44-B2C3-05D97EEAFBD5 | Storage | Fossil Fuel Non-Condensing | 50 | Rheem | 41v50 | No | Unknown | Unknown | No | No | Natural Gas | 40000 | Btuh | 0.58 | N/A | N/A | N/A | N/A | N/A | Basement | Yes | Yes | Floor drain | No | N/A | No | N/A | N/A | N/A | No | Yes | Yes | No | 5733.1429 | Single Family
SITE_01427 | SITE_80AD9A67-84DF-B644-8857-177BC737E300 | Instantaneous | Unknown | 0 | Rinnai | Unknown | Yes | 2009 | N/A | No | No | Natural Gas | Unknown | Btuh | Unknown | N/A | N/A | N/A | N/A | N/A | Basement | Yes | Yes | Floor drain | No | N/A | No | N/A | N/A | N/A | No | Yes | No | No | 5733.1429 | Single Family
SITE_01428 | SITE_01532AEB-5083-8944-9E9D-821FD755235C | Storage | Electric Resistance | 50 | Bradford White | M250t6ds-1ncww | No | 2007 | DK9734804 | No | No | Electric | 4.5 | kW | 0.9 | N/A | N/A | N/A | N/A | N/A | Main House | Yes | Yes | Plumbed drain | No | N/A | No | N/A | N/A | N/A | Yes | No | No | No | 2267.7917 | Single Family
SITE_01429 | SITE_5D011A66-4A79-6B43-AECA-7333E4CFB656 | Storage | Electric Resistance | 50 | US Craftmaster | E1F50RD045V | No | 2004 | 418117026 | No | No | Electric | 4.5 | kW | 0.9 | N/A | N/A | N/A | N/A | N/A | Garage | Yes | Yes | Plumbed drain | No | N/A | Yes | Polyethylene Foam | 6 | 1 | Yes | Yes | Yes | No | 24786.1667 | Single Family
SITE_01430 | SITE_BA08BD3C-C272-334F-B2B3-87EF15707DE6 | Instantaneous | Fossil Fuel Condensing | 0 | Rinnai | R75-LSi (REU-VA2528FFUD (A) -UC) | Yes | 2008 | N/A | No | No | Natural Gas | 180000 | Btuh | 0.82 | N/A | N/A | N/A | N/A | N/A | Garage | Yes | No | N/A | No | N/A | Yes | Polyethylene Foam | 3.5 | 0.5 | Yes | Yes | Yes | No | 2267.7917 | Single Family
SITE_01431 | SITE_4D6AA5B6-5634-E84C-9804-792D54761251 | Storage | Electric Resistance | 50 | American Appliance | E52-50r-045d | No | 1997 | 9720350110 | No | No | Electric | 4.5 | kW | 0.91 | N/A | N/A | N/A | N/A | N/A | Garage | Yes | Yes | Plumbed drain | No | N/A | No | N/A | N/A | N/A | Yes | Yes | Yes | No | 5733.1429 | Single Family
SITE_01432 | SITE_8E342C3E-0D7C-D94B-BB9E-492E4ED60DE3 | Storage | Fossil Fuel Non-Condensing | 50 | Richmond | RMGXR50-40TI | Yes | 1990 | N/A | No | No | Natural Gas | 40000 | Btuh | Unknown | N/A | N/A | N/A | N/A | N/A | Main House | Yes | No | N/A | No | N/A | No | N/A | N/A | N/A | Yes | No | No | No | 9989.0714 | Single Family
SITE_01433 | SITE_924D8263-C9E4-3F45-8B36-55A26F241215 | Storage | Fossil Fuel Non-Condensing | 50 | Kenmore | 153.3356 | No | 1995 | F95135125 | No | No | Natural Gas | 40000 | Btuh | Unknown | N/A | N/A | N/A | N/A | N/A | Garage | Yes | No | N/A | No | N/A | No | N/A | N/A | N/A | Yes | Yes | Yes | No | 13333.6667 | Single Family
SITE_01434 | SITE_A2F886CD-8AFE-2944-A293-A833DA833EBF | Storage | Fossil Fuel Non-Condensing | Unknown | Unknown | Unknown | No | Unknown | Unknown | No | No | Natural Gas | Unknown | Btuh | Unknown | N/A | N/A | N/A | N/A | N/A | Unknown | Unknown | Unknown | N/A | Yes | N/A | Unknown | N/A | N/A | N/A | Unknown | Unknown | Unknown | Unknown | 5733.1429 | Single Family
SITE_01435 | SITE_7C98A257-96E5-284C-8CEE-E4DB1FBB3AFF | Storage | Fossil Fuel Non-Condensing | 80 | AO Smith | Unknown | No | Unknown | Unknown | No | No | Natural Gas | 48000 | Btuh | Unknown | N/A | N/A | N/A | N/A | N/A | Basement | Yes | Yes | Unknown | No | N/A | Unknown | N/A | N/A | N/A | No | No | Yes | No | 9989.0714 | Single Family
SITE_01436 | SITE_2B8292BF-E6EC-0344-AA99-8786D088C84A | Storage | Unknown | 66 | American Appliance | Mexr66d1l | No | 1987 | A870517334 | Yes | No | Electric | 4.5 | kW | Unknown | N/A | N/A | N/A | N/A | N/A | Main House | Yes | No | N/A | No | N/A | No | N/A | N/A | N/A | No | Yes | Yes | No | 9989.0714 | Single Family
SITE_01437 | SITE_44377277-B6F3-3149-8C7B-586D309F9075 | Storage | Fossil Fuel Non-Condensing | 75 | Powerflex | Pvg52-75t75-3nv | No | 1996 | 9639114369 | No | No | Natural Gas | 74500 | Btuh | Unknown | N/A | N/A | N/A | N/A | N/A | Basement | Yes | No | N/A | No | N/A | No | N/A | N/A | N/A | No | Yes | No | No | 9989.0714 | Single Family
SITE_01438 | SITE_35A11C85-9A1F-C848-9916-81C96A810A39 | Storage | Fossil Fuel Non-Condensing | 50 | General Electric | SG50T12AA01 | Yes | 2003 | N/A | No | No | Natural Gas | 40000 | Btuh | 0.6 | N/A | N/A | N/A | N/A | N/A | Garage | Yes | No | N/A | No | N/A | No | N/A | N/A | N/A | Yes | Yes | Yes | No | 9989.0714 | Single Family
SITE_01439 | SITE_7C2CF1F4-6AA4-054B-8596-E82C615183DB | Storage | Fossil Fuel Non-Condensing | 50 | Bradford White | Mi5036fbn | No | 2006 | CJ8283779 | No | No | Natural Gas | 40000 | Btuh | 0.58 | N/A | N/A | N/A | N/A | N/A | Garage | Yes | No | N/A | No | N/A | No | N/A | N/A | N/A | Yes | Yes | Yes | No | 9989.0714 | Single Family
SITE_01440 | SITE_9601EE91-5134-F646-889B-4FF0FF057DD3 | Storage | Fossil Fuel Non-Condensing | 50 | AO Smith | Unknown | No | Unknown | Unknown | No | No | Natural Gas | 38000 | Btuh | Unknown | N/A | N/A | N/A | N/A | N/A | Basement | Yes | Yes | Unknown | No | N/A | No | N/A | N/A | N/A | No | Yes | Yes | No | 5733.1429 | Single Family
SITE_01440 | SITE_9601EE91-5134-F646-889B-4FF0FF057DD3 | Storage | Fossil Fuel Condensing | 50 | AO Smith | Gpvh50100100 | Yes | 2006 | N/A | Yes | No | Natural Gas | 40000 | Btuh | 0.58 | N/A | N/A | N/A | N/A | N/A | Basement | Yes | Unknown | N/A | No | N/A | No | N/A | N/A | N/A | No | Yes | Yes | No | 5733.1429 | Single Family
SITE_01442 | SITE_68FBA5CA-C7A8-4A4D-9E1D-AC2A54571355 | Storage | Electric Resistance | 50 | Bradford White | M250T6DS-1NCWW | No | 2014 | LC34202019 | No | No | Electric | 4.5 | kW | 0.9 | N/A | N/A | N/A | N/A | N/A | Main House | Yes | Yes | Plumbed drain | No | N/A | No | N/A | N/A | N/A | No | No | No | No | 9989.0714 | Single Family
SITE_01443 | SITE_758903A4-5444-2F4A-B4B9-F9D953DBC09D | Storage | Fossil Fuel Non-Condensing | 50 | Rheem | 22V50F1 | Yes | 2013 | N/A | No | No | Natural Gas | 38000 | Btuh | 0.58 | N/A | N/A | N/A | N/A | N/A | Basement | Yes | No | N/A | No | N/A | No | N/A | N/A | N/A | Yes | Yes | No | No | 9989.0714 | Single Family
SITE_01444 | SITE_37F1DF06-04D9-894C-B2EC-37B3532466A9 | Storage | Electric Resistance | 80 | Ruud | Me3r-80-2 | Yes | 2005 | N/A | No | No | Electric | 4.5 | kW | 0.92 | N/A | N/A | N/A | N/A | N/A | Basement | Yes | No | N/A | No | N/A | Yes | Polyethylene Foam | 2 | 1 | No | No | Yes | No | 2267.7917 | Single Family
SITE_01445 | SITE_F01E1A46-C5FF-D54A-BD23-84D5B01B49F1 | Storage | Fossil Fuel Condensing | 40 | Whirlpool | Fg1f4034t3n0v | No | 2005 | 544116401 | No | No | Natural Gas | 34000 | Btuh | 0.59 | N/A | N/A | N/A | N/A | N/A | Basement | Yes | No | N/A | No | N/A | No | N/A | N/A | N/A | No | Yes | No | No | 5733.1429 | Single Family
SITE_01446 | SITE_70D68405-4136-9F4C-92BE-7D4D77A54A21 | Storage | Fossil Fuel Non-Condensing | 40 | Bradford White | Mi40t6fbn4 | No | 2004 | AF4772712 | No | No | Natural Gas | 40000 | Btuh | 0.59 | N/A | N/A | N/A | N/A | N/A | Garage | Yes | No | N/A | No | N/A | No | N/A | N/A | N/A | Yes | Yes | Yes | No | 5733.1429 | Single Family
SITE_01447 | SITE_B7C06D4F-3A3D-E743-9BCD-54EEAE3318F7 | Storage | Fossil Fuel Non-Condensing | 40 | American Water Heaters | G61-40T34-3N | Yes | 2007 | N/A | No | No | Natural Gas | 34000 | Btuh | 0.59 | N/A | N/A | N/A | N/A | N/A | Garage | Yes | No | N/A | No | N/A | No | N/A | N/A | N/A | Yes | Yes | Yes | No | 9989.0714 | Single Family
SITE_01449 | SITE_0ECD60B9-3A2A-2144-BF31-409B31F94EB3 | Storage | Fossil Fuel Condensing | 40 | Unknown | Unknown | No | Unknown | Unknown | Yes | No | Natural Gas | Unknown | Btuh | Unknown | N/A | N/A | N/A | N/A | N/A | Garage | Yes | No | N/A | No | N/A | No | N/A | N/A | N/A | Yes | Yes | Yes | No | 5733.1429 | Single Family
SITE_01451 | SITE_ECE733AC-B683-0C43-A4BD-78C5AFC76D8D | Storage | Fossil Fuel Non-Condensing | 40 | Richmond | 5v40-7 | No | 1998 | RMNG0698139862 | No | No | Natural Gas | 34000 | Btuh | Unknown | N/A | N/A | N/A | N/A | N/A | Basement | Yes | No | N/A | No | N/A | Yes | Polyethylene Foam | 4 | 1 | No | Yes | No | No | 2267.7917 | Single Family
SITE_01452 | SITE_2275AF41-6FBC-4847-A13B-209A2D913B65 | Storage | Electric Resistance | 50 | Rheem | Mr50245 | No | 2008 | 1208 W 63435 | No | No | Electric | 4.5 | kW | Unknown | N/A | N/A | N/A | N/A | N/A | Garage | Yes | No | N/A | No | N/A | No | N/A | N/A | N/A | Yes | No | Yes | No | 2267.7917 | Single Family
SITE_01452 | SITE_2275AF41-6FBC-4847-A13B-209A2D913B65 | Storage | Electric Resistance | 50 | Rheem | Mr50245 | No | 2012 | 0912 W 54074 | No | No | Electric | 4.5 | kW | Unknown | N/A | N/A | N/A | N/A | N/A | Main House | Yes | No | N/A | No | N/A | No | N/A | N/A | N/A | No | No | No | No | 2267.7917 | Single Family
SITE_01453 | SITE_FDE35203-95E4-5A40-94C0-CC30DA9465AB | Instantaneous | Fossil Fuel Non-Condensing | Unknown | Noritz | N-0751m-od | No | 2007 | 2007.02-002338 | No | No | Natural Gas | 199900 | Btuh | 0.84 | N/A | N/A | N/A | N/A | N/A | Exterior | Yes | N/A | N/A | N/A | N/A | Yes | Polyethylene Foam | 4 | 0.5 | N/A | N/A | Yes | No | 10665.8571 | Single Family
SITE_01454 | SITE_BCC9EFDC-2BE7-1245-BD57-71A80985140F | Storage | Electric Resistance | 66 | Kenmore | 153.3216 | No | 2005 | B05A121604 | No | No | Electric | 3.8 | kW | 0.95 | N/A | N/A | N/A | N/A | N/A | Basement | Yes | No | N/A | No | N/A | No | N/A | N/A | N/A | Yes | Yes | Yes | No | 2267.7917 | Single Family
SITE_01455 | SITE_2B20C029-E16E-6543-999C-8A15C0E6A88A | Storage | Electric Resistance | 58 | AO Smith | Eeh 52 917 | No | 1997 | CA97-3425398-917 | No | No | Electric | 4.671 | kW | Unknown | N/A | N/A | N/A | N/A | N/A | Garage | Yes | No | N/A | No | N/A | No | N/A | N/A | N/A | Yes | Yes | Yes | No | 5733.1429 | Single Family
SITE_01456 | SITE_9B859CDB-6FAC-E341-85CD-725FBBDADA74 | Storage | Fossil Fuel Condensing | 38 | AO Smith | GeV 30 100 | No | 2004 | J04J045260 | Yes | No | Natural Gas | 40000 | Btuh | 0.61 | N/A | N/A | N/A | N/A | N/A | Basement | Yes | No | N/A | No | N/A | No | N/A | N/A | N/A | No | Yes | Yes | No | 9989.0714 | Single Family
SITE_01457 | SITE_5AF3FC86-4C7A-0C44-9A69-5D1DB32FE72D | Storage | Fossil Fuel Non-Condensing | 50 | AO Smith | GCV 50 100 | Yes | 2008 | N/A | No | No | Natural Gas | 40000 | Btuh | 0.58 | N/A | N/A | N/A | N/A | N/A | Garage | Yes | No | N/A | No | N/A | No | N/A | N/A | N/A | Yes | Yes | Yes | No | 9989.0714 | Single Family
SITE_01458 | SITE_0CD2CA0E-92EA-3C40-A46C-BE7D11963112 | Storage | Fossil Fuel Non-Condensing | 74 | AO Smith | FCG 75 300 | No | 2008 | 0801J000054 | No | No | Natural Gas | 75100 | Btuh | Unknown | N/A | N/A | N/A | N/A | N/A | Garage | Yes | No | N/A | No | N/A | Yes | Polyethylene Foam | 2 | 1 | Yes | Yes | Yes | No | 9989.0714 | Single Family
SITE_01459 | SITE_64720D3B-6DD0-BE49-B71F-D9E5B3A7A814 | Storage | Fossil Fuel Non-Condensing | 50 | AO Smith | Fsg 50 242 | No | 1999 | GJ99-5140094-242 | No | No | Natural Gas | 40000 | Btuh | Unknown | N/A | N/A | N/A | N/A | N/A | Garage | Yes | No | N/A | No | N/A | Yes | Polyethylene Foam | 14 | 0.75 | No | Yes | Yes | No | 10665.8571 | Single Family
SITE_01460 | SITE_A373E00F-288E-6B44-85F4-DDD92571EF2D | Storage | Fossil Fuel Condensing | 75 | American Appliance | Gv2f90-754T | No | 1990 | 9023300146 | Unknown | No | Natural Gas | 57500 | Btuh | Unknown | N/A | N/A | N/A | N/A | N/A | Unknown | Unknown | Unknown | N/A | Unknown | N/A | Unknown | N/A | N/A | N/A | Unknown | Unknown | Unknown | Unknown | 5733.1429 | Single Family
SITE_01461 | SITE_737E8093-E1B0-6A4C-8DBA-73B6C53EB82D | Storage | Fossil Fuel Condensing | 91 | Kenmore | 153.3397 | Yes | 2005 | N/A | Unknown | No | Natural Gas | 65000 | Btuh | 0.57 | N/A | N/A | N/A | N/A | N/A | Garage | Yes | Unknown | N/A | No | N/A | No | N/A | N/A | N/A | Unknown | Yes | Yes | No | 10665.8571 | Single Family
SITE_01462 | SITE_5F891AF9-3237-D440-858B-4A0415C7A284 | Storage | Fossil Fuel Non-Condensing | 40 | American Appliance | FG6140T403N0 | No | 1991 | 513101876 | No | No | Natural Gas | 40000 | Btuh | 0.59 | N/A | N/A | N/A | N/A | N/A | Basement | Yes | No | N/A | No | N/A | No | N/A | N/A | N/A | No | Yes | Yes | No | 5733.1429 | Single Family
SITE_01463 | SITE_358F77A1-D659-6F4E-8EAD-217A0862CC18 | Instantaneous | Fossil Fuel Condensing | 0 | AquaStar | Aq240fx | No | Unknown | 17013794 | No | No | Natural Gas | 165000 | Btuh | Unknown | N/A | N/A | N/A | N/A | N/A | Main House | Yes | No | N/A | No | N/A | No | N/A | N/A | N/A | No | Yes | Yes | No | 10665.8571 | Single Family
SITE_01464 | SITE_702227D3-0CD7-D94B-9112-E0FA6E2F3DC5 | Storage | Electric Resistance | 50 | General Electric | Ge50t6ea | Yes | 2003 | N/A | No | No | Electric | 4.5 | kW | 0.95 | N/A | N/A | N/A | N/A | N/A | Basement | Yes | Yes | Plumbed drain | No | N/A | No | N/A | N/A | N/A | Yes | No | No | No | 9989.0714 | Single Family
SITE_01465 | SITE_CD7CBEE1-BAC8-9F4C-A0FA-058D1D7E8EE1 | Storage | Fossil Fuel Non-Condensing | 48 | Bradford White | M2XR504T6FBN | No | 2011 | HB14553663 | No | Unknown | Natural Gas | 65000 | Btuh | 0.59 | N/A | N/A | N/A | N/A | N/A | Garage | Yes | No | N/A | No | N/A | No | N/A | N/A | N/A | Yes | Yes | Yes | No | 5733.1429 | Single Family
SITE_01466 | SITE_EB30A33C-999F-BA4F-8ABE-0E7B2FFD5096 | Storage | Fossil Fuel Non-Condensing | 50 | Bradford White | Mi5036fbn | No | 2008 | EA10057580 | No | No | Natural Gas | 40000 | Btuh | 0.58 | N/A | N/A | N/A | N/A | N/A | Garage | Yes | No | N/A | No | N/A | No | N/A | N/A | N/A | Yes | Yes | Yes | No | 9989.0714 | Single Family
SITE_01467 | SITE_12311BED-E0E4-9149-A695-DDC5832E30D9 | Storage | Fossil Fuel Condensing | 40 | AO Smith | Unknown | No | Unknown | Unknown | No | No | Natural Gas | Unknown | Btuh | Unknown | N/A | N/A | N/A | N/A | N/A | Garage | Yes | Unknown | N/A | No | N/A | No | N/A | N/A | N/A | No | Yes | Yes | No | 9989.0714 | Single Family
SITE_01469 | SITE_092DCBC3-D756-9B4E-9A3E-EB30A54A782F | Storage | Fossil Fuel Non-Condensing | Unknown | State | T104-20 | No | Unknown | Unknown | No | Yes | Electric | Unknown | kW | Unknown | N/A | N/A | N/A | N/A | N/A | Basement | Yes | Yes | Floor drain | Yes | 2 | Yes | Polyethylene Foam | 35 | 1 | No | Yes | No | No | 5733.1429 | Single Family
SITE_01470 | SITE_C8CF2043-04ED-9B4D-BD99-DD2A1CA71253 | Storage | Electric Resistance | 50 | Bradford White | Mi50s6ds13 | No | 2000 | WF0088289 | No | No | Electric | 4.5 | kW | 0.91 | N/A | N/A | N/A | N/A | N/A | Main House | Yes | No | N/A | No | N/A | No | N/A | N/A | N/A | N/A | No | No | No | 5733.1429 | Single Family
SITE_01474 | SITE_47422D8D-2641-DF48-AE25-9CBE4279141D | Storage | Fossil Fuel Non-Condensing | 50 | American Appliance | G121-50T40-3N | Yes | 2015 | N/A | No | No | Natural Gas | 40000 | Btuh | 0.58 | N/A | N/A | N/A | N/A | N/A | Garage | Yes | No | N/A | No | N/A | Unknown | N/A | N/A | N/A | Yes | Yes | No | No | 9989.0714 | Single Family
SITE_01475 | SITE_26CD4257-8BFE-F547-ACFA-905385E847F7 | Storage | Fossil Fuel Condensing | 40 | AO Smith | Fsg40248 | No | 2001 | GCO1-6323159-248 | No | No | Natural Gas | 32000 | Btuh | Unknown | N/A | N/A | N/A | N/A | N/A | Garage | Yes | No | N/A | No | N/A | No | N/A | N/A | N/A | Yes | Yes | Yes | No | 2267.7917 | Single Family
SITE_01476 | SITE_DD5CEEE4-0F18-6748-B003-4C3A9C04A98D | Storage | Fossil Fuel Non-Condensing | 50 | AO Smith | Fsg 50 242 | Yes | 1994 | N/A | No | No | Natural Gas | 40000 | Btuh | Unknown | N/A | N/A | N/A | N/A | N/A | Garage | Yes | No | N/A | No | N/A | No | N/A | N/A | N/A | Yes | Yes | Yes | No | 5733.1429 | Single Family
SITE_01476 | SITE_DD5CEEE4-0F18-6748-B003-4C3A9C04A98D | Storage | Fossil Fuel Non-Condensing | 50 | AO Smith | Gvc 50 300 | No | 2013 | 1326J006614 | No | No | Natural Gas | 40000 | Btuh | 0.58 | N/A | N/A | N/A | N/A | N/A | Garage | Yes | No | N/A | No | N/A | No | N/A | N/A | N/A | Yes | Yes | Yes | No | 5733.1429 | Single Family
SITE_01477 | SITE_2295FD7D-0627-4E45-BDAF-D47F06C41483 | Storage | Electric Resistance | 60 | AO Smith | Ect 52 200 | No | 2000 | B07J008354 | No | Yes | Electric | 4.5 | kW | 0.91 | N/A | N/A | N/A | N/A | N/A | Basement | Yes | Yes | Floor drain | No | N/A | No | N/A | N/A | N/A | No | Yes | No | No | 5733.1429 | Single Family
SITE_01477 | SITE_2295FD7D-0627-4E45-BDAF-D47F06C41483 | Storage | Electric Resistance | 120 | State | Scx 120 1ts1 | No | 1981 | K81773454 | No | No | Electric | 4.5 | kW | Unknown | N/A | N/A | N/A | N/A | N/A | Basement | Yes | Yes | Floor drain | No | N/A | Yes | Polyethylene Foam | 3 | 1 | No | Yes | No | No | 5733.1429 | Single Family
SITE_01478 | SITE_73168693-BD96-3E4A-9F73-7C1BAD0F4BBD | Storage | Fossil Fuel Non-Condensing | 75 | Bradford White | Mi75s6cn10 | No | 1996 | NG6996603 | Yes | No | Natural Gas | 75000 | Btuh | Unknown | N/A | N/A | N/A | N/A | N/A | Garage | Yes | Unknown | N/A | No | N/A | No | N/A | N/A | N/A | No | Yes | Yes | No | 2474.375 | Single Family
SITE_01479 | SITE_2BB392FF-148A-D848-8CC1-9E7F1973B92A | Storage | Fossil Fuel Non-Condensing | 40 | Rheem | 42v40s-40f | Yes | 2004 | N/A | Yes | No | Natural Gas | 40000 | Btuh | 0.59 | N/A | N/A | N/A | N/A | N/A | Basement | Yes | No | N/A | No | N/A | No | N/A | N/A | N/A | No | Yes | No | No | 5733.1429 | Single Family
SITE_01480 | SITE_F98F328D-44BE-9E46-AE2C-6995B87766A2 | Storage | Fossil Fuel Non-Condensing | 50 | Bradford White | MI5036FBN | No | 2007 | DF9327289 | No | No | Natural Gas | 40000 | Btuh | 0.58 | N/A | N/A | N/A | N/A | N/A | Garage | Yes | No | N/A | No | N/A | No | N/A | N/A | N/A | Yes | Yes | Yes | No | 9989.0714 | Single Family
SITE_01481 | SITE_C19AC716-7226-C147-A2F4-A4031BEF7EE7 | Storage | Electric Resistance | Unknown | Unknown | Unknown | No | Unknown | Unknown | No | No | Electric | Unknown | kW | Unknown | N/A | N/A | N/A | N/A | N/A | Garage | Yes | Yes | Plumbed drain | Yes | 3 | No | N/A | N/A | N/A | Yes | Yes | Yes | Unknown | 10665.8571 | Single Family
SITE_01484 | SITE_4B8C5C6F-52CB-6A4A-B255-580132AD3C74 | Storage | Electric Resistance | 50 | Reliance | 650dors | No | 2007 | D07A050713 | No | No | Electric | 4.5 | kW | 0.9 | N/A | N/A | N/A | N/A | N/A | Basement | Yes | No | N/A | No | N/A | No | N/A | N/A | N/A | N/A | Yes | Yes | No | 5733.1429 | Single Family
SITE_01485 | SITE_9A46A9C8-156C-8349-85B1-E7E7610A1020 | Storage | Fossil Fuel Condensing | 50 | AO Smith | Gcv50200200 | No | Unknown | Unknown | No | No | Natural Gas | 40000 | Btuh | 0.58 | N/A | N/A | N/A | N/A | N/A | Garage | Yes | Yes | Plumbed drain | No | N/A | No | N/A | N/A | N/A | Yes | Yes | Yes | No | 9989.0714 | Single Family
SITE_01486 | SITE_45831431-C6B9-CA47-A5E3-28B0A8FF4052 | Storage | Fossil Fuel Non-Condensing | 50 | Bradford White | Mi5036fbn | No | 2011 | HE15035296 | No | No | Natural Gas | 40000 | Btuh | 0.58 | N/A | N/A | N/A | N/A | N/A | Crawlspace | Yes | No | N/A | No | N/A | Yes | Polyethylene Foam | 40 | 1 | Yes | Yes | Yes | No | 2474.375 | Single Family
SITE_01487 | SITE_F49C54C6-7C3E-334A-9222-D88A2973C8F7 | Storage | Electric Resistance | 50 | Reliance | Unknown | No | Unknown | Unknown | No | No | Electric | 4 | kW | Unknown | N/A | N/A | N/A | N/A | N/A | Crawlspace | Yes | No | N/A | No | N/A | No | N/A | N/A | N/A | No | Yes | No | No | 5733.1429 | Single Family
SITE_01488 | SITE_BF723963-7223-1C4B-854D-D9804921F364 | Storage | Electric Resistance | Unknown | Unknown | Unknown | No | Unknown | Unknown | Yes | No | Electric | Unknown | kW | Unknown | N/A | N/A | N/A | N/A | N/A | Garage | Yes | No | N/A | No | N/A | No | N/A | N/A | N/A | No | Yes | No | No | 19280.2 | Single Family
SITE_01488 | SITE_BF723963-7223-1C4B-854D-D9804921F364 | Storage | Electric Resistance | 50 | Kenmore | 153.320591HT | No | 2001 | C01202605 | Yes | No | Electric | 3.8 | kW | Unknown | N/A | N/A | N/A | N/A | N/A | Basement | Yes | Yes | Plumbed drain | No | N/A | No | N/A | N/A | N/A | No | Yes | No | No | 19280.2 | Single Family
SITE_01489 | SITE_21A7A9AE-FB21-2649-A94B-D283933E1B95 | Storage | Fossil Fuel Non-Condensing | 50 | Bradford White | M-i50355ln-8 | Yes | 1989 | N/A | Yes | No | Natural Gas | 40000 | Btuh | 0.58 | N/A | N/A | N/A | N/A | N/A | Garage | Yes | No | N/A | No | N/A | No | N/A | N/A | N/A | No | Yes | Yes | No | 9989.0714 | Single Family
SITE_01490 | SITE_CA689A5F-F7EB-0944-A971-81E73EF2720D | Storage | Electric Resistance | 52 | Pioneer | K5522cr57h | No | Unknown | 179103047 | No | No | Electric | 4.5 | kW | Unknown | N/A | N/A | N/A | N/A | N/A | Main House | Yes | No | N/A | No | N/A | No | N/A | N/A | N/A | No | Yes | Yes | No | 13333.6667 | Single Family
SITE_01491 | SITE_EAE48730-0599-AD49-970B-C78263C9599B_x000D_ | Storage | Electric Resistance | 50 | Unknown | PV 522RT1 24 | No | Unknown | Unknown | No | No | Electric | Unknown | kW | Unknown | N/A | N/A | N/A | N/A | N/A | Garage | Yes | No | N/A | No | N/A | No | N/A | N/A | N/A | Yes | Yes | No | No | 9989.0714 | Single Family
SITE_01492 | SITE_6A35CE70-C2A2-0145-B3FA-540DD4856C4C | Storage | Fossil Fuel Non-Condensing | 50 | Reliance | 1250gart 300 | Yes | 2012 | N/A | No | No | Natural Gas | 40000 | Btuh | 0.58 | N/A | N/A | N/A | N/A | N/A | Garage | Yes | No | N/A | No | N/A | No | N/A | N/A | N/A | No | Yes | Yes | No | 9989.0714 | Single Family
SITE_01493 | SITE_E1B4BAE1-2211-B840-9535-20E85C1D26AA | Storage | Electric Resistance | 50 | Bradford White | M250s6ds2 | No | 2004 | AF4851558 | No | No | Electric | 4.5 | kW | 0.91 | N/A | N/A | N/A | N/A | N/A | Basement | Yes | Yes | Plumbed drain | No | N/A | No | N/A | N/A | N/A | No | No | No | No | 2267.7917 | Single Family
SITE_01494 | SITE_BFC9D41D-DD33-F74A-8481-7212EB78409E | Storage | Electric Resistance | 50 | Bradford White | M250t6ds | No | 2008 | ED10503260 | No | No | Electric | 4.5 | kW | 0.9 | N/A | N/A | N/A | N/A | N/A | Main House | Yes | Yes | Plumbed drain | No | N/A | No | N/A | N/A | N/A | No | No | Yes | No | 24786.1667 | Single Family
SITE_01495 | SITE_8217FC98-2286-7A4B-A92D-A4B28773E76C | Instantaneous | Electric Resistance | Unknown | Eemax | Ex190tc | No | Unknown | 750767 | No | No | Electric | 19 | kW | 0.99 | N/A | N/A | N/A | N/A | N/A | Garage | Yes | No | N/A | No | N/A | No | N/A | N/A | N/A | No | Yes | Yes | No | 9989.0714 | Single Family
SITE_01495 | SITE_8217FC98-2286-7A4B-A92D-A4B28773E76C | Storage | Electric Resistance | 88 | Smart Water | Se80t12aag | No | Unknown | 1104R09929 | No | No | Electric | 5.5 | kW | 0.92 | N/A | N/A | N/A | N/A | N/A | Crawlspace | Yes | Yes | Floor drain | No | N/A | No | N/A | N/A | N/A | No | Yes | Yes | No | 9989.0714 | Single Family
SITE_01496 | SITE_A00D5AA6-50A0-C849-A19A-60A303438A2C | Storage | Electric Resistance | 80 | Whirlpool | EE3Z80HD055V | No | 2005 | 513129070 | No | No | Electric | 4.131 | kW | 0.93 | N/A | N/A | N/A | N/A | N/A | Basement | Yes | No | N/A | No | N/A | No | N/A | N/A | N/A | Yes | No | No | No | 2474.375 | Single Family
SITE_01497 | SITE_B89E14FF-AF87-5740-9C2D-7279907005D5 | Storage | Fossil Fuel Condensing | 50 | Reliance | 650gbct300 | Yes | 2014 | N/A | Yes | No | Natural Gas | 40000 | Btuh | Unknown | N/A | N/A | N/A | N/A | N/A | Basement | Yes | No | N/A | No | N/A | No | N/A | N/A | N/A | No | Yes | Yes | No | 5733.1429 | Single Family
SITE_01498 | SITE_79D65E45-00E6-ED46-BE7B-216AF8E3D9E3 | Storage | Electric Resistance | Unknown | AO Smith | Unknown | No | Unknown | Unknown | No | No | Electric | Unknown | kW | Unknown | N/A | N/A | N/A | N/A | N/A | Main House | Yes | No | N/A | No | N/A | No | N/A | N/A | N/A | No | No | No | No | 10665.8571 | Single Family
SITE_01500 | SITE_237AD539-CE43-A04A-8303-D841A7CAFEAD | Storage | Electric Resistance | 85 | Marathon | Mr85245 | No | 2008 | 0208W31451 | No | No | Electric | 4.5 | kW | 0.92 | N/A | N/A | N/A | N/A | N/A | Basement | Unknown | Yes | Floor drain | No | N/A | Yes | Polyethylene Foam | 12 | 1 | Yes | Yes | Yes | No | 2267.7917 | Single Family
SITE_01501 | SITE_B99B485C-C8AD-3048-B237-74001A66672C | Storage | Electric Resistance | 55 | Reliance | 650dort 210 | No | 2013 | 1341J001477 | No | No | Electric | 4.5 | kW | 0.9 | N/A | N/A | N/A | N/A | N/A | Basement | Yes | Yes | Floor drain | No | N/A | No | N/A | N/A | N/A | No | Yes | Yes | No | 5733.1429 | Single Family
SITE_01502 | SITE_CE9B0CA0-63CA-0E4A-B3D0-F41525A123BF | Storage | Electric Resistance | 50 | Bradford White | M250t6ds5 | No | 2005 | BL6982220 | No | No | Electric | 4.5 | kW | 0.9 | N/A | N/A | N/A | N/A | N/A | Garage | Yes | No | N/A | No | N/A | No | N/A | N/A | N/A | Yes | No | Yes | No | 2267.7917 | Single Family
SITE_01503 | SITE_74C9B6E1-1CD5-1546-AD22-A1B1E8CE157E | Storage | Fossil Fuel Non-Condensing | 40 | Whirlpool | N40T121-403 | No | 2014 | 1434100000000 | No | No | Natural Gas | 40000 | Btuh | 0.59 | N/A | N/A | N/A | N/A | N/A | Main House | Yes | No | N/A | No | N/A | No | N/A | N/A | N/A | Yes | Yes | Yes | No | 10665.8571 | Single Family
SITE_01504 | SITE_C4C51749-224B-2B4A-B575-81716FD6DA52 | Storage | Fossil Fuel Non-Condensing | 40 | Bradford White | Mi40t6fbn | No | 2011 | HD14836443 | No | No | Natural Gas | 40000 | Btuh | 0.59 | N/A | N/A | N/A | N/A | N/A | Garage | Yes | No | N/A | No | N/A | No | N/A | N/A | N/A | Yes | Yes | Yes | No | 10665.8571 | Single Family
SITE_01505 | SITE_E38958D8-165D-AD4B-813D-BFF5725B0DFC | Storage | Fossil Fuel Non-Condensing | 50 | Unknown | Unknown | No | Unknown | Unknown | No | No | Natural Gas | 40000 | Btuh | Unknown | N/A | N/A | N/A | N/A | N/A | Garage | Yes | Yes | Floor drain | Yes | 2 | Yes | Polyethylene Foam | 4 | 1 | Yes | Yes | No | No | 9989.0714 | Single Family
SITE_01506 | SITE_5BD0AD0E-7AAF-5A4D-9602-93F760ECCC07 | Storage | Electric Resistance | 50 | Bradford White | M250S6DS | No | 2012 | JK17191610 | No | No | Electric | 4.5 | kW | 0.92 | N/A | N/A | N/A | N/A | N/A | Garage | Yes | Yes | Plumbed drain | No | N/A | No | N/A | N/A | N/A | Yes | Yes | Yes | No | 19280.2 | Single Family
SITE_01508 | SITE_219F9FD5-4AAF-DB41-A27C-36180A428152 | Storage | Electric Heat Pump (Packaged) | 66 | AirTap | ATI66 | No | Unknown | Unknown | No | No | Electric | 3.5 | kW | 1.85 | Yes | Mechanical Room | 232 | Same room | N/A | Basement | Yes | No | N/A | No | N/A | No | N/A | N/A | N/A | No | Yes | Yes | Unknown | 9989.0714 | Single Family
SITE_01509 | SITE_686130F2-E171-A143-81D0-97736B2DE2F7 | Storage | Fossil Fuel Non-Condensing | 40 | Bradford White | Rg240t6n | No | 2015 | MJ36735278 | No | No | Natural Gas | 40000 | Btuh | 0.59 | N/A | N/A | N/A | N/A | N/A | Main House | Yes | No | N/A | No | N/A | No | N/A | N/A | N/A | Yes | Yes | Yes | No | 24786.1667 | Single Family
SITE_01511 | SITE_F4C9354C-4DF2-AC41-9077-F94A7C3CF273 | Storage | Electric Resistance | 50 | Whirlpool | Ee2h50rd045v | No | 2005 | 536106054 | No | No | Electric | 4.5 | kW | 0.91 | N/A | N/A | N/A | N/A | N/A | Crawlspace | Yes | No | N/A | No | N/A | No | N/A | N/A | N/A | No | Yes | No | No | 24786.1667 | Single Family
SITE_01512 | SITE_68BC4853-2CED-9E47-8CCE-9F8D02CD6414 | Storage | Electric Resistance | 50 | American Water Heaters | E61-50r-045d | No | 2004 | 434101841 | Yes | No | Electric | 4.5 | kW | 0.9 | N/A | N/A | N/A | N/A | N/A | Main House | Yes | No | N/A | No | N/A | No | N/A | N/A | N/A | No | No | Yes | No | 24786.1667 | Single Family
SITE_01517 | SITE_9B47140A-5856-4D08-B28F-A2DCD9C7E255 | Storage | Fossil Fuel Non-Condensing | 50 | Kenmore | 153.3396 | Yes | 2007 | N/A | No | No | Natural Gas | 40000 | Btuh | Unknown | N/A | N/A | N/A | N/A | N/A | Garage | Yes | No | N/A | No | N/A | No | N/A | N/A | N/A | Yes | Yes | Yes | No | 9989.0714 | Single Family
SITE_01518 | SITE_1905527C-3D47-4D14-A5CA-9A316DEDD726 | Storage | Fossil Fuel Non-Condensing | 75 | Bradford White | Mi75s6cn10 | No | Unknown | Unknown | No | No | Natural Gas | 75000 | Btuh | Unknown | N/A | N/A | N/A | N/A | N/A | Garage | Yes | No | N/A | No | N/A | No | N/A | N/A | N/A | Yes | Yes | Yes | Unknown | 2346.7937 | Single Family
SITE_01519 | SITE_76D003B6-C0CB-4781-9DE1-C852BAED8E63 | Storage | Fossil Fuel Non-Condensing | 40 | Kenmore | 153.3395 | Yes | 2007 | N/A | No | No | Natural Gas | 40000 | Btuh | Unknown | N/A | N/A | N/A | N/A | N/A | Garage | Yes | No | N/A | No | N/A | No | N/A | N/A | N/A | Yes | Yes | Yes | Unknown | 9989.0714 | Single Family
SITE_01520 | SITE_F189D397-7068-4A4B-953E-A33C0479576D | Storage | Electric Resistance | 50 | Bradford White | MII50S6DS21 | No | 1999 | TC5102286 | Unknown | No | Electric | 4.5 | kW | 0.93 | N/A | N/A | N/A | N/A | N/A | Garage | Yes | No | N/A | No | N/A | No | N/A | N/A | N/A | Yes | Yes | Yes | No | 2346.7937 | Single Family
SITE_01521 | SITE_AEA961F8-985F-40B2-9670-F7970A081826 | Storage | Fossil Fuel Non-Condensing | 62 | AO Smith | FSGL 40 240 | No | Unknown | Unknown | Yes | No | Natural Gas | 40000 | Btuh | Unknown | N/A | N/A | N/A | N/A | N/A | Garage | Yes | No | N/A | No | N/A | No | N/A | N/A | N/A | Yes | Yes | Yes | No | 5733.1429 | Single Family
SITE_01522 | SITE_4C6C4215-D220-8448-9BDC-FDB7A3D6EADE | Storage | Fossil Fuel Non-Condensing | 50 | Bradford White | M45036fbn7 | No | 2006 | CE7739714 | Yes | No | Natural Gas | 40000 | Btuh | 0.62 | N/A | N/A | N/A | N/A | N/A | Garage | Yes | No | N/A | No | N/A | No | N/A | N/A | N/A | Yes | No | Yes | No | 9989.0714 | Single Family
SITE_01523 | SITE_E581283A-FCBD-5F49-8D91-0B6F2DE73A5A | Storage | Fossil Fuel Non-Condensing | 75 | Bradford White | Mi75s6bn | No | 2015 | MC35934196 | No | No | Natural Gas | 76000 | Btuh | Unknown | N/A | N/A | N/A | N/A | N/A | Main House | Yes | No | N/A | No | N/A | No | N/A | N/A | N/A | No | Yes | Yes | No | 5733.1429 | Single Family
SITE_01524 | SITE_25475828-396A-4E3D-AC15-D85F565186BC | Storage | Electric Resistance | 50 | US Craftmaster | E1f50rd045 | Yes | 2013 | N/A | No | No | Electric | 4.5 | kW | 0.9 | N/A | N/A | N/A | N/A | N/A | Garage | Yes | No | N/A | No | N/A | No | N/A | N/A | N/A | Yes | No | Yes | No | 5733.1429 | Single Family
SITE_01525 | SITE_7B0031B1-F2AD-49BB-9077-07EA3927A040 | Storage | Electric Resistance | 50 | Bradford White | Mi50t6ds13 | No | 1998 | SL3672463 | No | No | Electric | 3.5 | kW | Unknown | N/A | N/A | N/A | N/A | N/A | Garage | Yes | Unknown | N/A | No | N/A | Yes | Polyethylene Foam | 20 | 1 | Yes | Yes | Yes | No | 5733.1429 | Single Family
SITE_01526 | SITE_DE62AA34-BC72-FF40-90CF-3E5A1E3A7432 | Storage | Fossil Fuel Non-Condensing | 50 | Reliance | 1250NACT-400 | Yes | 2015 | N/A | No | No | Natural Gas | 40000 | Btuh | 0.62 | N/A | N/A | N/A | N/A | N/A | Garage | Yes | No | N/A | No | N/A | No | N/A | N/A | N/A | Yes | Yes | Yes | No | 9989.0714 | Single Family
SITE_01527 | SITE_8577F9D2-6D0E-44DA-B4A2-B1BDC949B926 | Storage | Electric Resistance | 52 | Kenmore | 153.3245 | No | 1995 | A95839208 | No | No | Electric | 5.5 | kW | Unknown | N/A | N/A | N/A | N/A | N/A | Basement | Yes | No | N/A | No | N/A | Yes | Fiberglass | 20 | 0.25 | No | Yes | No | No | 5733.1429 | Single Family
SITE_01528 | SITE_C4E06FA9-9535-9D42-9822-F8A4EC01F76D | Storage | Fossil Fuel Non-Condensing | 50 | Nautilus | Gxn563v | Yes | 1998 | N/A | No | No | Natural Gas | 40000 | Btuh | Unknown | N/A | N/A | N/A | N/A | N/A | Basement | Yes | Yes | Floor drain | No | N/A | No | N/A | N/A | N/A | Yes | Yes | No | No | 5733.1429 | Single Family
SITE_01529 | SITE_1E45245B-F48E-C04B-B036-22BD0A412E98 | Storage | Fossil Fuel Non-Condensing | 40 | American Appliance | GVF90-433S | Yes | 1991 | N/A | No | No | Natural Gas | 33000 | Btuh | Unknown | N/A | N/A | N/A | N/A | N/A | Garage | Yes | No | N/A | No | N/A | Yes | Polyethylene Foam | 13 | 0.5 | Yes | Yes | Yes | No | 5733.1429 | Single Family
SITE_01530 | SITE_D5594EAA-7350-4E54-A96B-AC44C035825A | Instantaneous | Fossil Fuel Condensing | 0 | Bosch | Gwh2400eng | No | Unknown | Unknown | No | No | Natural Gas | 175000 | Btuh | Unknown | N/A | N/A | N/A | N/A | N/A | Basement | Yes | No | N/A | No | N/A | No | N/A | N/A | N/A | No | No | No | No | 5733.1429 | Single Family
SITE_01530 | SITE_D5594EAA-7350-4E54-A96B-AC44C035825A | Storage | Electric Resistance | 5 | AO Smith | Unknown | No | Unknown | Unknown | No | No | Electric | Unknown | kW | Unknown | N/A | N/A | N/A | N/A | N/A | Basement | Yes | No | N/A | No | N/A | No | N/A | N/A | N/A | N/A | Unknown | Unknown | Unknown | 5733.1429 | Single Family
SITE_01531 | SITE_895D5F0A-23A5-2449-9953-E33606EF30B9 | Storage | Fossil Fuel Non-Condensing | 40 | General Electric | Gg40s06avj00 | Yes | 2012 | N/A | No | No | Natural Gas | 36000 | Btuh | 0.59 | N/A | N/A | N/A | N/A | N/A | Main House | Yes | Yes | Unknown | No | N/A | No | N/A | N/A | N/A | No | No | No | No | 5733.1429 | Single Family
SITE_01532 | SITE_1DC443CF-0A07-6644-A8D7-49F9ED8559EB | Instantaneous | Fossil Fuel Condensing | 0 | American Appliance | AEU-VA2532FFUD-N | Yes | 2007 | N/A | No | No | Natural Gas | 199000 | Btuh | Unknown | N/A | N/A | N/A | N/A | N/A | Basement | Yes | Yes | Floor drain | No | N/A | Unknown | N/A | N/A | N/A | No | Yes | No | No | 5733.1429 | Single Family
SITE_01533 | SITE_523E1E31-A71E-A04E-B8B1-97AC03909BBC | Storage | Fossil Fuel Non-Condensing | 84 | Maytag | Hn4x50x960 | No | Unknown | Unknown | No | No | Natural Gas | Unknown | Btuh | Unknown | N/A | N/A | N/A | N/A | N/A | Basement | Yes | No | N/A | No | N/A | No | N/A | N/A | N/A | No | Yes | No | No | 5733.1429 | Single Family
SITE_01536 | SITE_E26EC485-683B-42D0-B495-440D2DC70A0A | Storage | Fossil Fuel Non-Condensing | 50 | Bradford White | DS150S6BN12 | No | Unknown | Unknown | No | No | Natural Gas | 42000 | Btuh | 0.58 | N/A | N/A | N/A | N/A | N/A | Basement | Yes | No | N/A | No | N/A | No | N/A | N/A | N/A | No | No | Yes | No | 5733.1429 | Single Family
SITE_01537 | SITE_13B35A5F-BA56-914F-80E1-D2B5F54EAEAF | Storage | Electric Resistance | 30 | Unknown | Unknown | No | Unknown | Unknown | No | No | Electric | Unknown | kW | Unknown | N/A | N/A | N/A | N/A | N/A | Main House | Yes | No | N/A | Yes | 1.5 | No | N/A | N/A | N/A | No | Yes | No | No | 5733.1429 | Single Family
SITE_01538 | SITE_C18F3FD7-C3F3-E844-A5C5-94E34C6CEC31 | Storage | Electric Resistance | 50 | Whirlpool | Unknown | No | Unknown | Unknown | No | No | Electric | Unknown | kW | Unknown | N/A | N/A | N/A | N/A | N/A | Main House | Yes | No | N/A | No | N/A | No | N/A | N/A | N/A | No | No | No | No | 653.4162 | Single Family
SITE_01539 | SITE_D360B2E8-A766-164B-A387-87D7CD4B28E0 | Storage | Electric Resistance | 50 | American Appliance | E61-50r-045d | No | 2014 | 1431T453471 | No | No | Electric | 4.5 | kW | 0.9 | N/A | N/A | N/A | N/A | N/A | Garage | Yes | No | N/A | No | N/A | Yes | Polyethylene Foam | 15 | 0.5 | Yes | Yes | Yes | No | 653.4162 | Single Family
SITE_01540 | SITE_B40AC87F-D2BE-CE45-B281-38EB377C4A8B | Storage | Electric Resistance | 50 | American Appliance | E61-50r-045d | No | 2007 | 749136120 | No | No | Electric | 4.5 | kW | 0.9 | N/A | N/A | N/A | N/A | N/A | Garage | Yes | Yes | Plumbed drain | No | N/A | No | N/A | N/A | N/A | Yes | Yes | Yes | No | 653.4162 | Single Family
SITE_01541 | SITE_BFFBE4FD-038B-6342-B3DF-114B2A8B08E0 | Storage | Electric Resistance | 50 | Whirlpool | Ee3j50rd045v | No | 2006 | 448114054 | No | No | Electric | 4.5 | kW | 0.93 | N/A | N/A | N/A | N/A | N/A | Basement | Yes | No | N/A | No | N/A | No | N/A | N/A | N/A | No | Yes | No | No | 653.4162 | Single Family
SITE_01542 | SITE_3D2A459E-A81B-994E-B11E-A8D03DC93EAA | Instantaneous | Fossil Fuel Condensing | 0 | Rheem | R-64XLN | No | 2015 | M361510787 | No | No | Natural Gas | 150000 | Btuh | 0.82 | N/A | N/A | N/A | N/A | N/A | Other | Yes | Yes | Plumbed drain | No | N/A | Yes | Polyethylene Foam | 5.5 | 0.75 | Yes | Yes | Yes | No | 2471.1038 | Single Family
SITE_01543 | SITE_989D7D23-67CA-1D4B-8DD3-B0C695C94B05 | Storage | Electric Resistance | 50 | HTP | Evr050c2x045 | Yes | 2014 | N/A | No | No | Electric | 4.5 | kW | 0.9 | N/A | N/A | N/A | N/A | N/A | Main House | Yes | Yes | Plumbed drain | No | N/A | No | N/A | N/A | N/A | N/A | Yes | Yes | No | 653.4162 | Single Family
SITE_01544 | SITE_126EBB7A-B406-9F48-8FCE-383762B5A1FC | Storage | Electric Resistance | 65 | Richmond | RC DD 0793C05550 | No | Unknown | 8VG66-2 | No | No | Electric | 4.5 | kW | Unknown | N/A | N/A | N/A | N/A | N/A | Main House | Yes | Unknown | N/A | No | N/A | No | N/A | N/A | N/A | Yes | No | No | No | 653.4162 | Single Family
SITE_01545 | SITE_9727B5A1-ACD9-094A-8A9B-8ADDC556A75C | Storage | Fossil Fuel Non-Condensing | 40 | Whirlpool | Bfg1f4034t3nov | No | Unknown | 73410952 | No | No | Natural Gas | 34000 | Btuh | 0.59 | N/A | N/A | N/A | N/A | N/A | Basement | Yes | No | N/A | No | N/A | No | N/A | N/A | N/A | No | Yes | Yes | No | 2471.1038 | Single Family
SITE_01546 | SITE_3D637B17-9EC9-4B47-A247-83FC9D695FF3 | Storage | Electric Resistance | 50 | AO Smith | ECT 52 210 | No | 2011 | 1108J008703 | No | No | Electric | 4.5 | kW | 0.91 | N/A | N/A | N/A | N/A | N/A | Basement | Yes | No | N/A | No | N/A | Yes | Polyethylene Foam | 5 | 0.5 | Yes | Yes | Yes | No | 653.4162 | Single Family
SITE_01547 | SITE_279ECAD1-3401-7C46-AED6-3A728D430886 | Storage | Electric Resistance | 50 | Rheem | PE50M09AAH | Yes | 2005 | N/A | No | No | Electric | 4.5 | kW | 0.9 | N/A | N/A | N/A | N/A | N/A | Main House | Yes | No | N/A | No | N/A | No | N/A | N/A | N/A | Yes | No | Yes | No | 653.4162 | Single Family
SITE_01548 | SITE_39E0666A-272D-964C-A3A1-DF9033A2C1F9 | Storage | Electric Resistance | 50 | Rheem | 82MV52-2 | Yes | 2004 | N/A | No | No | Electric | 4.5 | kW | 0.9 | N/A | N/A | N/A | N/A | N/A | Basement | Yes | No | N/A | No | N/A | No | N/A | N/A | N/A | Yes | No | No | No | 653.4162 | Single Family
SITE_01549 | SITE_ED9F18AA-BEE7-EB49-9929-81F3DEFCC0F7 | Storage | Electric Resistance | 65 | Bradford White | M265r6ds2 | No | Unknown | AH5115301 | No | No | Electric | 4.5 | kW | Unknown | N/A | N/A | N/A | N/A | N/A | Garage | Yes | No | N/A | No | N/A | No | N/A | N/A | N/A | Yes | Yes | No | Yes | 653.4162 | Single Family
SITE_01550 | SITE_C3872364-5BEA-5C40-8C22-291F4BAB1BE9 | Storage | Electric Resistance | 80 | Rheem | 83XR80-2 | No | 2006 | RH 0706R00013 | No | No | Electric | 4.5 | kW | 0.92 | N/A | N/A | N/A | N/A | N/A | Basement | Yes | No | N/A | No | N/A | No | N/A | N/A | N/A | Yes | Yes | Yes | No | 653.4162 | Single Family
SITE_01551 | SITE_E95AE44D-B248-B848-85AB-F32A99D630DC | Storage | Electric Resistance | Unknown | US Craftmaster | Unknown | No | Unknown | Unknown | No | No | Electric | Unknown | kW | Unknown | N/A | N/A | N/A | N/A | N/A | Basement | Yes | Yes | Plumbed drain | Yes | 3 | No | N/A | N/A | N/A | No | Yes | Yes | No | 2471.1038 | Single Family
SITE_01552 | SITE_F8BFE0F0-FD30-C541-878A-9DA3BE76E5DF | Storage | Electric Resistance | 50 | Rheem | 81MXR52D C | No | 1996 | R 0996C00590 | No | No | Electric | 4 | kW | Unknown | N/A | N/A | N/A | N/A | N/A | Crawlspace | Yes | No | N/A | No | N/A | No | N/A | N/A | N/A | Yes | Yes | Yes | No | 653.4162 | Single Family
SITE_01553 | SITE_640F3045-BF16-C245-BCAA-B25BE89F7B9E | Storage | Electric Resistance | 66 | Kenmore | 153.3216 | No | 2005 | K05A154018 | No | No | Electric | 3.8 | kW | Unknown | N/A | N/A | N/A | N/A | N/A | Basement | Yes | No | N/A | No | N/A | No | N/A | N/A | N/A | No | No | No | No | 653.4162 | Single Family
SITE_01554 | SITE_CA613407-57B3-4482-89C8-7088D9E24975 | Storage | Electric Heat Pump (Packaged) | 50 | General Electric | GEH50DEEDSRB | Yes | 2013 | N/A | No | No | Electric | 4.5 | kW | 2.35 | Yes | Other | 150 | Adjacent rooms | Unknown | Main House | Yes | Yes | Plumbed drain | No | N/A | No | N/A | N/A | N/A | No | Yes | Yes | No | 79.7168 | Single Family
SITE_01555 | SITE_F115453B-5986-CB4B-9FBF-CB0B260856AD | Storage | Electric Resistance | 65 | Rheem | 83XR66-2 | No | 2013 | RH M301301809 | No | No | Electric | 4.5 | kW | 0.92 | N/A | N/A | N/A | N/A | N/A | Basement | Yes | No | N/A | No | N/A | No | N/A | N/A | N/A | Yes | Yes | Yes | No | 2471.1038 | Single Family
SITE_01556 | SITE_3C320221-2C6A-5E41-8E99-26A66ACDB98E | Storage | Electric Resistance | 65 | General Electric | Pe65t09aah | Yes | 2008 | N/A | No | No | Electric | 4.5 | kW | 0.89 | N/A | N/A | N/A | N/A | N/A | Basement | Yes | No | N/A | No | N/A | No | N/A | N/A | N/A | No | Yes | Yes | No | 2471.1038 | Single Family
SITE_01557 | SITE_1B3C30F1-B453-4D45-9DBA-5732AB2FC1B7 | Storage | Electric Resistance | 50 | American Appliance | E61-50r-045d | No | 2008 | 0839T413670 | No | No | Electric | 4.5 | kW | 0.9 | N/A | N/A | N/A | N/A | N/A | Basement | Yes | Yes | Floor drain | No | N/A | Yes | Polyethylene Foam | 3 | 0.75 | N/A | No | No | No | 257.4775 | Single Family
SITE_01558 | SITE_FB818D1F-B7BC-B04D-8735-4680E5D33386 | Storage | Electric Resistance | 50 | Whirlpool | ES50R92-45D | No | 2014 | 1439100000000 | No | No | Electric | 4.5 | kW | 0.92 | N/A | N/A | N/A | N/A | N/A | Main House | Yes | No | N/A | No | N/A | Yes | Polyethylene Foam | 1.75 | 1 | Yes | No | No | Unknown | 653.4162 | Single Family
SITE_01559 | SITE_4C239ADA-AA76-4E19-B034-9C1B28B8110B_x000D_ | Storage | Electric Resistance | Unknown | Whirlpool | Unknown | No | Unknown | Unknown | No | No | Electric | Unknown | kW | Unknown | N/A | N/A | N/A | N/A | N/A | Garage | Yes | No | N/A | No | N/A | No | N/A | N/A | N/A | Yes | Yes | Yes | No | 653.4162 | Single Family
SITE_01560 | SITE_27FAF412-1864-B344-9C10-6E8311DC239C | Storage | Electric Resistance | 50 | General Electric | Se50m12aah | Yes | 2007 | N/A | No | No | Electric | 4.5 | kW | 0.9 | N/A | N/A | N/A | N/A | N/A | Basement | Yes | No | N/A | No | N/A | Yes | Polyethylene Foam | 3 | 1 | No | No | No | No | 653.4162 | Single Family
SITE_01561 | SITE_B2EE4588-F9A1-5748-86E3-935E65B9C7D5 | Storage | Electric Resistance | 40 | Kenmore | 153.3268 | No | Unknown | 1325A016973 | No | No | Electric | 3.8 | kW | Unknown | N/A | N/A | N/A | N/A | N/A | Garage | Yes | Yes | Plumbed drain | No | N/A | Yes | Polyethylene Foam | 4 | 0.75 | Yes | Yes | Yes | No | 79.7168 | Single Family
SITE_01562 | SITE_538AA559-E64D-DB47-9EB5-D5359BC63F93 | Storage | Electric Resistance | 66 | American Water Heaters | E62-65h-045d | No | Unknown | 1509100000000 | No | No | Electric | 4.5 | kW | 0.9 | N/A | N/A | N/A | N/A | N/A | Basement | Yes | No | N/A | No | N/A | No | N/A | N/A | N/A | Yes | Yes | No | No | 653.4162 | Single Family
SITE_01563 | SITE_8788E6BA-5B2E-5B4E-8E64-9B42FF0FD93E | Storage | Electric Resistance | 40 | Ruud | Proe40 m2 ru95 | Yes | 2016 | N/A | No | No | Electric | 4.5 | kW | 0.95 | N/A | N/A | N/A | N/A | N/A | Main House | Yes | No | N/A | No | N/A | No | N/A | N/A | N/A | Yes | Yes | No | No | 653.4162 | Single Family
SITE_01564 | SITE_3784E4F0-9721-F14F-A01A-84B98C887E64 | Instantaneous | Fossil Fuel Condensing | 0 | Rinnai | R75-lsi | Yes | 2008 | N/A | No | No | Natural Gas | 180000 | Btuh | 0.84 | N/A | N/A | N/A | N/A | N/A | Garage | Yes | No | N/A | No | N/A | No | N/A | N/A | N/A | No | Yes | Yes | No | 2471.1038 | Single Family
SITE_01565 | SITE_16129A7D-643F-7C42-92C6-9CCB80BFD035 | Storage | Electric Resistance | 52 | Reliance | 55220RS0 | No | 1995 | H95335020 | No | No | Electric | 4.5 | kW | Unknown | N/A | N/A | N/A | N/A | N/A | Basement | Yes | No | N/A | No | N/A | No | N/A | N/A | N/A | N/A | Yes | No | No | 653.4162 | Single Family
SITE_01567 | SITE_76F26251-1092-5E42-AF10-B5992D75EB9D | Storage | Electric Resistance | 65 | Bradford White | M265r6ds2 | No | Unknown | AC4432421 | No | No | Electric | 4.5 | kW | Unknown | N/A | N/A | N/A | N/A | N/A | Basement | Yes | No | N/A | No | N/A | No | N/A | N/A | N/A | No | Yes | No | No | 653.4162 | Single Family
SITE_01568 | SITE_162FF37E-38BF-AC42-8F99-E5FC5585C6F1 | Storage | Electric Resistance | 50 | Bradford White | M250T10DS-1NCWW | No | Unknown | JF16820717 | No | No | Electric | 4.5 | kW | 0.92 | N/A | N/A | N/A | N/A | N/A | Basement | Yes | No | N/A | No | N/A | No | N/A | N/A | N/A | Yes | Yes | Yes | No | 653.4162 | Single Family
SITE_01569 | SITE_2E533365-33DA-E74E-9AE0-7A45A2F9A982 | Storage | Electric Resistance | 50 | Rheem | 2010 | Yes | 2010 | N/A | No | No | Electric | 4.5 | kW | Unknown | N/A | N/A | N/A | N/A | N/A | Main House | Yes | No | N/A | No | N/A | No | N/A | N/A | N/A | No | Yes | Yes | No | 653.4162 | Single Family
SITE_01570 | SITE_4C67A7CD-2C8E-C34C-B1F2-A69AAC19E633 | Storage | Electric Resistance | 50 | General Electric | Pe65t09aah | Yes | 2006 | N/A | No | No | Electric | 4.5 | kW | 0.89 | N/A | N/A | N/A | N/A | N/A | Basement | Yes | No | N/A | No | N/A | No | N/A | N/A | N/A | Yes | No | Yes | No | 653.4162 | Single Family
SITE_01571 | SITE_FCA926D7-75BA-FF40-8A28-C8A18E18670A | Storage | Electric Resistance | 50 | Rheem | 81v52d c | No | 1997 | R 0397B10072 | No | No | Electric | 4 | kW | 0.91 | N/A | N/A | N/A | N/A | N/A | Main House | Yes | No | N/A | No | N/A | No | N/A | N/A | N/A | N/A | Yes | No | No | 653.4162 | Single Family
SITE_01572 | SITE_B2DB12BB-D22C-4D44-BB95-CFA22F564164 | Storage | Electric Resistance | 50 | General Electric | Pe50m09aag | Yes | 2004 | N/A | No | No | Electric | 4.5 | kW | 0.92 | N/A | N/A | N/A | N/A | N/A | Basement | Yes | No | N/A | No | N/A | No | N/A | N/A | N/A | N/A | No | No | No | 653.4162 | Single Family
SITE_01573 | SITE_06B7A67A-D581-5A45-84B0-94A84D407B73 | Storage | Electric Resistance | 40 | Rheem | Xe40m06st45u1 | Yes | 2015 | N/A | No | No | Electric | 4.5 | kW | 0.92 | N/A | N/A | N/A | N/A | N/A | Main House | Yes | Yes | Plumbed drain | No | N/A | No | N/A | N/A | N/A | N/A | Yes | No | No | 653.4162 | Single Family
SITE_01574 | SITE_9472E9E7-7110-F145-83CC-D1B589D61623 | Storage | Fossil Fuel Condensing | 50 | General Electric | Gg50t06avh00 | No | 2013 | GELNM091308099 | No | No | Natural Gas | 38000 | Btuh | 0.58 | N/A | N/A | N/A | N/A | N/A | Main House | Yes | Unknown | N/A | No | N/A | No | N/A | N/A | N/A | Yes | No | No | No | 653.4162 | Single Family
SITE_01575 | SITE_9C27F644-2FA7-E340-AB6B-9177147E742B | Storage | Electric Resistance | 50 | Rheem | M041616483 | Yes | 2016 | N/A | No | No | Electric | 4.5 | kW | Unknown | N/A | N/A | N/A | N/A | N/A | Main House | Yes | No | N/A | No | N/A | No | N/A | N/A | N/A | No | Yes | Yes | No | 653.4162 | Single Family
SITE_01576 | SITE_AB067092-27B1-9749-BCE7-AABD24966F4A | Storage | Electric Resistance | 50 | AO Smith | Ent 50 100 | No | 2016 | 1610J010611 | No | No | Electric | 4.5 | kW | 0.95 | N/A | N/A | N/A | N/A | N/A | Basement | Yes | Unknown | N/A | No | N/A | No | N/A | N/A | N/A | No | No | No | No | 2471.1038 | Single Family
SITE_01577 | SITE_DF59D196-EBE2-40FE-9881-C2AF00D1A935 | Storage | Fossil Fuel Non-Condensing | 50 | Bradford White | Rg250t6n | No | Unknown | MF36322233 | No | No | Natural Gas | 40000 | Btuh | 0.62 | N/A | N/A | N/A | N/A | N/A | Main House | Yes | No | N/A | No | N/A | No | N/A | N/A | N/A | No | No | Yes | No | 2471.1038 | Single Family
SITE_01578 | SITE_BC3C4DD1-3A1D-6845-8426-FDEE9CFD8E89 | Instantaneous | Fossil Fuel Condensing | 0 | Navien | Npe-210a | No | Unknown | 7412W14Y2431059 | No | No | Natural Gas | 180000 | Btuh | 0.97 | N/A | N/A | N/A | N/A | N/A | Basement | Yes | No | N/A | No | N/A | No | N/A | N/A | N/A | No | No | No | No | 2471.1038 | Single Family
SITE_01579 | SITE_0F6C0E1C-1FE0-1140-8C73-DE41C1362BFF | Storage | Electric Resistance | 65 | Rheem | 81X-66D | No | 1984 | R 0984C01086 | No | No | Electric | 4 | kW | Unknown | N/A | N/A | N/A | N/A | N/A | Basement | Yes | No | N/A | No | N/A | No | N/A | N/A | N/A | No | Yes | Yes | No | 653.4162 | Single Family
SITE_01580 | SITE_324CD498-1B69-064E-B9E6-84FA18D8607A | Storage | Electric Resistance | 50 | Bradford White | M250s6ds2 | No | Unknown | AC4476896 | No | No | Electric | 4.5 | kW | 0.91 | N/A | N/A | N/A | N/A | N/A | Basement | Yes | No | N/A | No | N/A | Yes | Polyethylene Foam | 6 | 0.5 | Yes | Yes | No | No | 653.4162 | Single Family
SITE_01581 | SITE_9C2D8CD9-9B6C-5143-8FD8-9EE5B187CD56 | Storage | Fossil Fuel Non-Condensing | 50 | State | Pr650n0dsw | No | 2001 | M01109946 | No | No | Natural Gas | 38000 | Btuh | 0.59 | N/A | N/A | N/A | N/A | N/A | Garage | Yes | No | N/A | No | N/A | No | N/A | N/A | N/A | No | Yes | No | No | 2471.1038 | Single Family
SITE_01582 | SITE_9CDD5D9A-6ABD-A045-AFBA-43156B548F7E | Storage | Electric Resistance | 50 | Bradford White | M250S6DS-NCWW | No | Unknown | LK35153329 | No | No | Electric | 4.5 | kW | 0.92 | N/A | N/A | N/A | N/A | N/A | Main House | Yes | No | N/A | No | N/A | No | N/A | N/A | N/A | No | No | Yes | No | 653.4162 | Single Family
SITE_01583 | SITE_9ED372C5-862A-1F41-9F2A-919FDFD690B8 | Storage | Electric Resistance | 50 | AO Smith | EES 52 917 | No | 1998 | GK98-4489708-917 | No | No | Electric | 4.5 | kW | Unknown | N/A | N/A | N/A | N/A | N/A | Main House | Yes | No | N/A | No | N/A | No | N/A | N/A | N/A | No | No | Yes | No | 653.4162 | Single Family
SITE_01584 | SITE_D4FC0A0E-2ED3-C54E-AA42-AFBED9EAFF0E | Storage | Electric Resistance | 40 | Whirlpool | EE2H40RD045V | No | 2009 | 0909T406057 | No | No | Electric | 4.5 | kW | 0.92 | N/A | N/A | N/A | N/A | N/A | Main House | Yes | No | N/A | No | N/A | Yes | Polyethylene Foam | 8.5 | 1 | No | No | No | No | 79.7168 | Single Family
SITE_01585 | SITE_2A7A9CB4-3EE5-FC43-988B-B13F14CD719B | Storage | Electric Resistance | 50 | Whirlpool | E1F50RD045V | No | 2006 | 621102281 | No | No | Electric | 4.5 | kW | 0.9 | N/A | N/A | N/A | N/A | N/A | Main House | Yes | Yes | Plumbed drain | No | N/A | Yes | Polyethylene Foam | 8 | 0.5 | No | No | Yes | No | 653.4162 | Single Family
SITE_01586 | SITE_1B1C6BE0-5825-7F4B-827C-F68496CF0EDF | Storage | Electric Resistance | 50 | Rheem | PROE50 2 RH91 | Yes | 2014 | N/A | No | No | Electric | 4.5 | kW | 0.91 | N/A | N/A | N/A | N/A | N/A | Garage | Yes | No | N/A | No | N/A | No | N/A | N/A | N/A | Yes | Yes | Yes | No | 653.4162 | Single Family
SITE_01588 | SITE_3749B6EA-1164-8340-B799-9D940A3E80D8 | Storage | Fossil Fuel Non-Condensing | 50 | General Electric | Sg50t12avh00 | Yes | 2007 | N/A | No | No | Natural Gas | 40000 | Btuh | 0.6 | N/A | N/A | N/A | N/A | N/A | Basement | Yes | No | N/A | No | N/A | Yes | Polyethylene Foam | 5 | 0.5 | Yes | Yes | No | No | 2471.1038 | Single Family
SITE_01589 | SITE_EC5AA6A6-B5ED-D04E-A01C-AE06D12133CB | Storage | Electric Resistance | 50 | AO Smith | ECT52210 | No | 2012 | 1202J009307 | No | No | Electric | 4.5 | kW | 0.91 | N/A | N/A | N/A | N/A | N/A | Garage | Yes | No | N/A | No | N/A | No | N/A | N/A | N/A | No | Yes | Yes | No | 653.4162 | Single Family
SITE_01590 | SITE_4CD57249-DB02-4746-B9FA-86CF4E6788A6 | Storage | Electric Resistance | 50 | Rheem | M031624620 | Yes | 2016 | N/A | No | No | Electric | 5.5 | kW | Unknown | N/A | N/A | N/A | N/A | N/A | Main House | Yes | Yes | Plumbed drain | No | N/A | No | N/A | N/A | N/A | N/A | No | No | No | 653.4162 | Single Family
SITE_01591 | SITE_0452DEA9-0634-F743-94BD-ACAEB2D96DD8 | Storage | Electric Resistance | 50 | Bradford White | M250ST6DS-1NCWW | No | Unknown | ED10418485 | No | No | Electric | 4.5 | kW | 0.92 | N/A | N/A | N/A | N/A | N/A | Main House | Yes | Yes | Plumbed drain | No | N/A | No | N/A | N/A | N/A | No | Yes | No | No | 653.4162 | Single Family
SITE_01592 | SITE_FC26F489-BCC0-BE4C-83A2-51B14AAF0F8A | Storage | Electric Resistance | 46.5 | Whirlpool | E2F50LD045V | No | 2001 | 142131059 | No | No | Electric | 3.38 | kW | 0.91 | N/A | N/A | N/A | N/A | N/A | Main House | Yes | No | N/A | No | N/A | No | N/A | N/A | N/A | No | Yes | No | No | 653.4162 | Single Family
SITE_01593 | SITE_403C455D-BF5B-2E41-9870-C18D024C89D2 | Storage | Electric Resistance | 50 | AO Smith | Ens 50 100 | No | 2015 | 1548J013219 | No | No | Electric | 4.5 | kW | Unknown | N/A | N/A | N/A | N/A | N/A | Basement | Yes | No | N/A | No | N/A | No | N/A | N/A | N/A | No | No | No | No | 653.4162 | Single Family
SITE_01594 | SITE_2DD8308B-FD8B-5E44-8B92-A4FCCD24E68C | Storage | Indirect Water Heater | 40 | Heat-Flo | Hf-40 | Yes | 2015 | N/A | Yes | No | Unknown | Unknown | Btuh | Unknown | N/A | N/A | N/A | N/A | N/A | Basement | Yes | No | N/A | No | N/A | No | N/A | N/A | N/A | No | No | No | No | 2471.1038 | Single Family
SITE_01595 | SITE_EAB38C3A-D259-4B38-BF90-8652861AE84A | Storage | Electric Resistance | 50 | AO Smith | Ent 50 100 | No | 2016 | 1619J004965 | No | No | Electric | 4.5 | kW | 0.95 | N/A | N/A | N/A | N/A | N/A | Basement | Yes | No | N/A | No | N/A | No | N/A | N/A | N/A | Yes | No | No | No | 653.4162 | Single Family
SITE_01596 | SITE_33D7376B-1A3E-B641-BD47-D7EF15C4A1D2 | Storage | Fossil Fuel Non-Condensing | 50 | Rheem | 22dv50f | Yes | 2009 | N/A | No | No | Natural Gas | 38000 | Btuh | 0.58 | N/A | N/A | N/A | N/A | N/A | Basement | Yes | Yes | Plumbed drain | No | N/A | No | N/A | N/A | N/A | No | Yes | No | No | 2471.1038 | Single Family
SITE_01597 | SITE_2BC07082-03BA-437C-865F-8A1B291F6259 | Storage | Fossil Fuel Non-Condensing | 48 | Lochinvar | LVN052G | No | Unknown | DD9056023 | No | No | Natural Gas | 67000 | Btuh | 0.656 | N/A | N/A | N/A | N/A | N/A | Garage | Yes | No | N/A | No | N/A | Yes | Polyethylene Foam | 10 | 0.5 | No | Yes | Yes | No | 2471.1038 | Single Family
SITE_01598 | SITE_4DF60004-7C5D-420F-A5D5-75363FAAEC35 | Storage | Fossil Fuel Non-Condensing | 50 | General Electric | GG50T06AVH00 | No | 2013 | GELNM291303324 | No | No | Natural Gas | 38000 | Btuh | 0.58 | N/A | N/A | N/A | N/A | N/A | Main House | Yes | Yes | Plumbed drain | No | N/A | No | N/A | N/A | N/A | No | Yes | No | No | 257.4775 | Single Family
SITE_01599 | SITE_B12FFEED-4745-8C48-8B04-9F156D45E775 | Storage | Fossil Fuel Non-Condensing | 50 | General Electric | Sg50t12avg00 | Yes | 2013 | N/A | No | No | Natural Gas | 40000 | Btuh | 0.62 | N/A | N/A | N/A | N/A | N/A | Main House | Yes | No | N/A | No | N/A | No | N/A | N/A | N/A | No | Yes | Yes | No | 2471.1038 | Single Family
SITE_01600 | SITE_E82F2CC1-766A-2F4B-A84A-7095458B5054 | Instantaneous | Fossil Fuel Non-Condensing | 0 | Rinnai | RL75i | No | Unknown | HA. CA-002924 | No | No | Natural Gas | 180000 | Btuh | 0.82 | N/A | N/A | N/A | N/A | N/A | Basement | Yes | Yes | Plumbed drain | No | N/A | No | N/A | N/A | N/A | Yes | No | Yes | No | 2471.1038 | Single Family
SITE_01601 | SITE_41365B55-6923-C54F-94EB-F62468E84158 | Storage | Electric Resistance | 66 | Kenmore | 153.3277 | No | Unknown | HC0511103 | No | No | Electric | 5.5 | kW | Unknown | N/A | N/A | N/A | N/A | N/A | Basement | Yes | No | N/A | No | N/A | No | N/A | N/A | N/A | Yes | No | No | Unknown | 2471.1038 | Single Family
SITE_01603 | SITE_5EAD3688-8D36-4F33-A344-182C5B54B5C1 | Storage | Electric Resistance | 50 | Bradford White | M2HE50S6DS-1NCWW | No | Unknown | JH16951039 | No | No | Electric | 4.5 | kW | 0.93 | N/A | N/A | N/A | N/A | N/A | Main House | Yes | No | N/A | No | N/A | No | N/A | N/A | N/A | No | No | No | No | 653.4162 | Single Family
SITE_01604 | SITE_96A9A956-746A-45D7-B700-F0F588ECD2D6 | Instantaneous | Fossil Fuel Non-Condensing | 0 | Rinnai | R94LS | No | Unknown | Unknown | No | No | Natural Gas | Unknown | Btuh | 0.82 | N/A | N/A | N/A | N/A | N/A | Basement | Yes | No | N/A | No | N/A | No | N/A | N/A | N/A | Yes | Yes | Yes | No | 2471.1038 | Single Family
SITE_01605 | SITE_897CCE77-E8E0-4ADB-8AE5-D829822A4928 | Storage | Fossil Fuel Non-Condensing | 50 | Whirlpool | FG1H5040T3NOV | Yes | 2003 | N/A | No | No | Natural Gas | 40000 | Btuh | Unknown | N/A | N/A | N/A | N/A | N/A | Basement | Yes | No | N/A | No | N/A | No | N/A | N/A | N/A | No | Yes | No | No | 2471.1038 | Single Family
SITE_01606 | SITE_27A71935-FDEB-164A-926F-40BD44B85589 | Storage | Electric Resistance | 50 | General Electric | Ge50m06aag | No | 2012 | GE M151208901 | No | No | Electric | 4.5 | kW | 0.9 | N/A | N/A | N/A | N/A | N/A | Main House | Yes | No | N/A | No | N/A | Yes | Polyethylene Foam | 35 | 3.5 | Yes | Yes | No | No | 653.4162 | Single Family
SITE_01607 | SITE_25B10178-5148-8B45-A2F0-24FCB95CFBFA | Storage | Electric Resistance | 65 | Ruud | PE66-2 B | Yes | 2003 | N/A | No | No | Electric | 4.5 | kW | 0.87 | N/A | N/A | N/A | N/A | N/A | Basement | Yes | No | N/A | No | N/A | No | N/A | N/A | N/A | Yes | No | No | No | 2471.1038 | Single Family
SITE_01608 | SITE_786202F2-F970-014C-8D44-02C92983A8F8 | Storage | Electric Resistance | 50 | American Appliance | E2e40rd045v | No | 1998 | 9804355017 | No | No | Electric | Unknown | kW | Unknown | N/A | N/A | N/A | N/A | N/A | Basement | No | No | N/A | No | N/A | No | N/A | N/A | N/A | No | No | No | No | 2471.1038 | Single Family
SITE_01608 | SITE_786202F2-F970-014C-8D44-02C92983A8F8 | Storage | Fossil Fuel Non-Condensing | 50 | AO Smith | Xvr 50 100 | Yes | 2004 | N/A | No | No | Natural Gas | 40000 | Btuh | Unknown | N/A | N/A | N/A | N/A | N/A | Garage | No | No | N/A | No | N/A | No | N/A | N/A | N/A | Yes | Yes | Yes | Unknown | 2471.1038 | Single Family
SITE_01609 | SITE_90050802-4222-F748-9F56-FAB0432F9364 | Storage | Fossil Fuel Non-Condensing | 50 | State | PR650NODSW | Yes | 1998 | N/A | No | No | Natural Gas | 38000 | Btuh | 0.59 | N/A | N/A | N/A | N/A | N/A | Basement | Yes | No | N/A | No | N/A | No | N/A | N/A | N/A | Yes | Yes | No | No | 2471.1038 | Single Family
SITE_01610 | SITE_CC426EA5-843F-A94F-A217-1E63ED3020FF | Storage | Electric Resistance | 50 | Bradford White | Re350t6 | No | Unknown | ME36192631 | No | No | Electric | 4.5 | kW | 0.95 | N/A | N/A | N/A | N/A | N/A | Garage | Yes | Yes | Plumbed drain | No | N/A | Yes | Polyethylene Foam | 5 | 2.5 | Yes | Yes | Yes | No | 653.4162 | Single Family
SITE_01611 | SITE_BDD1C6CB-7E35-FA4D-B8C6-74AA1FB003A4 | Storage | Fossil Fuel Non-Condensing | 50 | Rheem | PROG50S-40N RH59 | Yes | 2014 | N/A | No | No | Natural Gas | 40000 | Btuh | 0.59 | N/A | N/A | N/A | N/A | N/A | Basement | Yes | Unknown | N/A | No | N/A | No | N/A | N/A | N/A | No | Yes | No | No | 2471.1038 | Single Family
SITE_01613 | SITE_5F749405-3D90-614E-97B9-A7F6EEE2AC46 | Instantaneous | Fossil Fuel Condensing | 0 | Rinnai | R96lsi | No | Unknown | CA-002460 | No | No | Natural Gas | 199000 | Btuh | Unknown | N/A | N/A | N/A | N/A | N/A | Basement | Yes | No | N/A | No | N/A | No | N/A | N/A | N/A | No | Yes | No | Unknown | 2471.1038 | Single Family
SITE_01614 | SITE_980D8A01-E2F8-6D47-B856-8C9AF3CADADB | Instantaneous | Fossil Fuel Condensing | 0 | Navien | NPE-240 | No | Unknown | 7414E1542491651 | No | No | Natural Gas | 199000 | Btuh | 0.97 | N/A | N/A | N/A | N/A | N/A | Basement | Yes | No | N/A | No | N/A | No | N/A | N/A | N/A | No | No | No | No | 2471.1038 | Single Family
SITE_01615 | SITE_EF036B5D-3B77-BA41-B04C-A062A851F073 | Instantaneous | Fossil Fuel Non-Condensing | 0 | Rinnai | Rey-v2532w-us | Yes | 2004 | N/A | No | No | Natural Gas | 199000 | Btuh | 0.82 | N/A | N/A | N/A | N/A | N/A | Main House | Yes | No | N/A | No | N/A | No | N/A | N/A | N/A | N/A | N/A | Yes | No | 653.4162 | Single Family
SITE_01616 | SITE_504895C0-EAAF-F646-9CDE-F01691C24E99 | Storage | Electric Resistance | 80 | General Electric | SE80T12AA01 | Yes | 2003 | N/A | No | No | Electric | 5.5 | kW | 0.91 | N/A | N/A | N/A | N/A | N/A | Basement | Yes | No | N/A | No | N/A | No | N/A | N/A | N/A | No | Yes | No | No | 2471.1038 | Single Family
SITE_01617 | SITE_E369CFEB-946B-45C0-92C6-121E7B8E59C0 | Storage | Fossil Fuel Non-Condensing | Unknown | Kenmore | Unknown | Yes | 2008 | N/A | No | No | Natural Gas | Unknown | Btuh | Unknown | N/A | N/A | N/A | N/A | N/A | Garage | Yes | No | N/A | No | N/A | No | N/A | N/A | N/A | Yes | Yes | No | Unknown | 257.4775 | Single Family
SITE_01618 | SITE_216BCACA-C844-BA4E-AACC-49EFE880D372 | Storage | Fossil Fuel Non-Condensing | 50 | Rheem | 41vr50 | No | 2002 | RHNG 0802108458 | No | No | Natural Gas | 40000 | Btuh | 0.61 | N/A | N/A | N/A | N/A | N/A | Garage | Yes | Unknown | N/A | No | N/A | No | N/A | N/A | N/A | No | Yes | Yes | No | 653.4162 | Single Family
SITE_01619 | SITE_C8B37C8A-AF9C-0E44-A513-15379346C58E | Storage | Electric Resistance | 50 | AO Smith | Ent 50 100 | No | 2016 | 1609J008648 | No | No | Electric | 4.5 | kW | 0.93 | N/A | N/A | N/A | N/A | N/A | Garage | No | No | N/A | No | N/A | Yes | Polyethylene Foam | 3 | 0.5 | Yes | Yes | Yes | No | 653.4162 | Single Family
SITE_01620 | SITE_755E873E-F4D0-5B41-ADCB-842FCAF2C104 | Storage | Electric Resistance | 50 | Whirlpool | E1f50rd045v | No | 2004 | 411114680 | No | No | Electric | 4.5 | kW | 0.9 | N/A | N/A | N/A | N/A | N/A | Basement | Yes | No | N/A | No | N/A | Yes | Polyethylene Foam | 6 | 1 | N/A | Yes | No | No | 257.4775 | Single Family
SITE_01621 | SITE_27B7039C-E910-2742-93FB-9866FDF5E09F | Storage | Electric Resistance | 50 | General Electric | M011304283 | Yes | 2013 | N/A | No | No | Electric | 4.5 | kW | Unknown | N/A | N/A | N/A | N/A | N/A | Main House | Yes | Yes | Plumbed drain | No | N/A | No | N/A | N/A | N/A | No | No | Yes | No | 257.4775 | Single Family
SITE_01622 | SITE_D6481B1C-45E1-9943-AEC8-21CED5DF00B0 | Storage | Electric Resistance | 50 | Whirlpool | EE3J50RD045V | No | 2007 | 720112626 | No | No | Electric | 4.5 | kW | 0.93 | N/A | N/A | N/A | N/A | N/A | Basement | Yes | Yes | Plumbed drain | No | N/A | No | N/A | N/A | N/A | No | Yes | No | No | 257.4775 | Single Family
SITE_01623 | SITE_74483626-242A-7341-AC1D-915415DF7BF9 | Storage | Electric Resistance | 50 | Rheem | 82VR52-2 | No | 2000 | RH 0600603412 | No | No | Electric | 4.5 | kW | 0.92 | N/A | N/A | N/A | N/A | N/A | Basement | Yes | Yes | Floor drain | No | N/A | Yes | Polyethylene Foam | 2 | 1 | Yes | Yes | Yes | No | 257.4775 | Single Family
SITE_01624 | SITE_CA829486-9CE3-D348-8C2F-D27B30B05CA9 | Storage | Electric Resistance | 50 | General Electric | Ge50m06aag | Yes | 2008 | N/A | No | No | Electric | 4.5 | kW | 0.9 | N/A | N/A | N/A | N/A | N/A | Basement | Yes | Unknown | N/A | No | N/A | Yes | Polyethylene Foam | 10 | 0.5 | Yes | Yes | Yes | No | 257.4775 | Single Family
SITE_01626 | SITE_73C7EAF6-F205-7744-8B63-4C5A4EB889E5 | Storage | Electric Resistance | 50 | Ruud | Pe2-52-2 | Yes | 2010 | N/A | No | No | Electric | 4.5 | kW | Unknown | N/A | N/A | N/A | N/A | N/A | Basement | Yes | No | N/A | No | N/A | No | N/A | N/A | N/A | No | No | No | No | 257.4775 | Single Family
SITE_01627 | SITE_77594876-FF8C-C944-9ADA-285CD15C6EE8 | Storage | Electric Resistance | 40 | Rheem | XE40M06ST45U1 | Yes | 2016 | N/A | No | No | Electric | 4.5 | kW | 0.92 | N/A | N/A | N/A | N/A | N/A | Basement | Yes | No | N/A | No | N/A | Yes | Polyethylene Foam | 2 | 1 | N/A | Yes | Yes | No | 257.4775 | Single Family
SITE_01628 | SITE_F2C7EE86-98DA-DA4D-A110-E317CC5209CF | Storage | Electric Resistance | 50 | Rheem | 82mvr52-2 | No | 2000 | RH 1200243627 | No | No | Electric | 4.5 | kW | 0.92 | N/A | N/A | N/A | N/A | N/A | Basement | Yes | No | N/A | No | N/A | Yes | Polyethylene Foam | 4 | 0.5 | N/A | Yes | No | No | 257.4775 | Single Family
SITE_01629 | SITE_7C0DF5E5-02E2-9F49-B239-760309B6EFFE | Storage | Electric Resistance | 50 | US Craftmaster | E1f50rd045v | No | 2007 | 749106832 | No | No | Electric | 4.5 | kW | 0.9 | N/A | N/A | N/A | N/A | N/A | Main House | Yes | No | N/A | No | N/A | Yes | Polyethylene Foam | 5 | 1.5 | Yes | Yes | Yes | No | 79.7168 | Single Family
SITE_01630 | SITE_5E3F7C16-3061-E84E-8A73-BE4554624EDB | Storage | Electric Resistance | 50 | General Electric | GE50M6A | Yes | 2003 | N/A | No | No | Electric | 4.5 | kW | 0.86 | N/A | N/A | N/A | N/A | N/A | Basement | Yes | Unknown | N/A | No | N/A | Yes | Polyethylene Foam | 12 | 0.5 | No | Yes | No | No | 257.4775 | Single Family
SITE_01631 | SITE_0FD37978-6E47-9947-B0D1-1E070F6989AA | Storage | Fossil Fuel Non-Condensing | 50 | US Craftmaster | G2H5038T3NV | Yes | 2007 | N/A | No | No | Natural Gas | 38000 | Btuh | Unknown | N/A | N/A | N/A | N/A | N/A | Basement | Yes | No | N/A | No | N/A | Yes | Polyethylene Foam | 32 | 0.5 | No | Yes | No | No | 257.4775 | Single Family
SITE_01632 | SITE_CF3B80AD-C0C7-BD41-B0A8-9A4D303ED180 | Storage | Fossil Fuel Non-Condensing | 50 | AO Smith | Fsg 50 248 | No | 2001 | GF01-6714163-S45 | No | No | Natural Gas | 40000 | Btuh | 0.55 | N/A | N/A | N/A | N/A | N/A | Main House | Yes | No | N/A | No | N/A | No | N/A | N/A | N/A | No | Yes | No | No | 257.4775 | Single Family
SITE_01633 | SITE_A3275B60-74E9-0443-B613-AB321409C071 | Storage | Electric Resistance | 50 | Rheem | 82mxr52-2 | Yes | 2003 | N/A | No | No | Electric | 4.5 | kW | 0.91 | N/A | N/A | N/A | N/A | N/A | Basement | Yes | No | N/A | No | N/A | No | N/A | N/A | N/A | No | No | No | No | 257.4775 | Single Family
SITE_01634 | SITE_4E13A68F-73B1-F94B-AD62-BF7A27C5816E | Storage | Fossil Fuel Non-Condensing | 50 | Bradford White | Mi5036fbn | No | Unknown | LJ34941172 | No | No | Natural Gas | 40000 | Btuh | 0.58 | N/A | N/A | N/A | N/A | N/A | Basement | Yes | No | N/A | No | N/A | No | N/A | N/A | N/A | No | No | No | No | 257.4775 | Single Family
SITE_01635 | SITE_48FBBB7A-A8D7-D44D-A795-366AFDD89345 | Storage | Electric Resistance | 50 | Unknown | Unknown | No | Unknown | Unknown | No | No | Electric | Unknown | kW | Unknown | N/A | N/A | N/A | N/A | N/A | Main House | Yes | No | N/A | Unknown | N/A | Unknown | N/A | N/A | N/A | Unknown | No | Yes | No | 79.7168 | Single Family
SITE_01636 | SITE_86F529A3-D2F8-467E-AE2E-8EC3B1FE6D58 | Storage | Electric Resistance | 50 | US Craftmaster | E2e50rd045v | No | Unknown | 9811356110 | No | No | Electric | Unknown | kW | Unknown | N/A | N/A | N/A | N/A | N/A | Main House | Yes | Unknown | N/A | No | N/A | No | N/A | N/A | N/A | No | Yes | No | No | 79.7168 | Single Family
SITE_01637 | SITE_9652E40E-E739-5343-B0FC-8BE2CAEEC322 | Storage | Electric Resistance | 50 | Unknown | Unknown | No | Unknown | Unknown | No | No | Electric | Unknown | kW | Unknown | N/A | N/A | N/A | N/A | N/A | Basement | Yes | Unknown | N/A | Yes | 1 | Yes | Polyethylene Foam | 25 | 0.5 | Yes | Yes | No | No | 257.4775 | Single Family
SITE_01639 | SITE_A96A384D-C2E2-1E40-B25B-43D47BA33C56 | Storage | Electric Resistance | 3.85 | Ariston | Gl 4 ti | No | Unknown | Unknown | Yes | No | Electric | 1.5 | kW | Unknown | N/A | N/A | N/A | N/A | N/A | Main House | Yes | Yes | Floor drain | No | N/A | Yes | Polyethylene Foam | 3 | 0.5 | N/A | No | No | Unknown | 257.4775 | Single Family
SITE_01640 | SITE_C7D5A08A-149B-384B-A0E4-86DFA7396C7B | Storage | Electric Resistance | 80 | General Electric | SE80T12AA01 | No | 2002 | GE 0802276542 | No | No | Electric | 5.5 | kW | 0.91 | N/A | N/A | N/A | N/A | N/A | Garage | Yes | No | N/A | No | N/A | Yes | Polyethylene Foam | 7 | 0.5 | Yes | Yes | Yes | No | 257.4775 | Single Family
SITE_01641 | SITE_31BA564E-5A45-E244-9CCC-299BF89D80D7 | Storage | Fossil Fuel Non-Condensing | 50 | AO Smith | FSGL 50 248 | Yes | 2002 | N/A | No | No | Natural Gas | 40000 | Btuh | Unknown | N/A | N/A | N/A | N/A | N/A | Crawlspace | Yes | Unknown | N/A | No | N/A | No | N/A | N/A | N/A | Yes | Yes | No | No | 257.4775 | Single Family
SITE_01642 | SITE_CA9D12B6-FBDC-F34D-907E-2BFD318B1791 | Storage | Electric Resistance | 50 | US Craftmaster | E2J80HD045V | No | 2008 | 820351 | No | No | Electric | 4.5 | kW | 0.87 | N/A | N/A | N/A | N/A | N/A | Basement | Yes | No | N/A | No | N/A | No | N/A | N/A | N/A | No | Yes | Yes | No | 257.4775 | Single Family
SITE_01643 | SITE_5FB3478B-D1CC-624D-96C3-749F106A9C69 | Storage | Electric Resistance | 50 | Whirlpool | E1F50RD045V | No | 2008 | 0822T400103 | No | No | Electric | 4.5 | kW | 0.9 | N/A | N/A | N/A | N/A | N/A | Main House | Yes | Yes | Plumbed drain | No | N/A | No | N/A | N/A | N/A | N/A | Yes | Yes | No | 257.4775 | Single Family
SITE_01644 | SITE_4F0E21A5-1B3D-7245-8B20-A4E509764ABA | Storage | Electric Resistance | 50 | Rheem | Pro+I502RH95 EC1 | Yes | 2014 | N/A | No | No | Electric | 4.5 | kW | Unknown | N/A | N/A | N/A | N/A | N/A | Main House | Yes | Yes | Plumbed drain | No | N/A | No | N/A | N/A | N/A | No | No | No | No | 79.7168 | Single Family
SITE_01645 | SITE_7984BC4F-4E59-2547-87BA-97D3A6402601 | Storage | Fossil Fuel Non-Condensing | 50 | Rheem | 41v50 | No | 2002 | RHNG1102V14099 | No | No | Natural Gas | 40000 | Btuh | 0.54 | N/A | N/A | N/A | N/A | N/A | Garage | No | No | N/A | No | N/A | No | N/A | N/A | N/A | Yes | Yes | Yes | No | 257.4775 | Single Family
SITE_01645 | SITE_7984BC4F-4E59-2547-87BA-97D3A6402601 | Storage | Electric Resistance | 50 | Rheem | 81v52d c | Yes | 2003 | N/A | No | No | Electric | 4.5 | kW | 0.91 | N/A | N/A | N/A | N/A | N/A | Basement | No | No | N/A | No | N/A | No | N/A | N/A | N/A | No | Yes | Yes | No | 257.4775 | Single Family
SITE_01646 | SITE_EF6BEE93-6CBE-E84F-95AD-C60936B8F6DE | Storage | Electric Resistance | 50 | Maytag | He2950t | No | Unknown | M02232065 | No | No | Electric | 3.8 | kW | Unknown | N/A | N/A | N/A | N/A | N/A | Basement | Yes | No | N/A | No | N/A | Yes | Polyethylene Foam | 12 | 0.5 | No | Yes | No | No | 79.7168 | Single Family
SITE_01647 | SITE_B70495C5-7683-3147-8088-1F574AD8FBA2 | Storage | Electric Resistance | 65 | General Electric | Pe65t09aah | Yes | 2008 | N/A | No | No | Electric | 4.5 | kW | 0.89 | N/A | N/A | N/A | N/A | N/A | Other | Yes | Yes | Floor drain | No | N/A | Yes | Polyethylene Foam | 11 | 2 | Yes | No | No | No | 79.7168 | Single Family
SITE_01648 | SITE_981A1428-114E-A34E-B318-E49112120C0A | Storage | Electric Resistance | 50 | Bradford White | M250s6ds | No | Unknown | MC35826402 | No | No | Electric | 4.5 | kW | 0.91 | N/A | N/A | N/A | N/A | N/A | Basement | Yes | No | N/A | No | N/A | Yes | Polyethylene Foam | 8 | 0.5 | No | Yes | No | No | 257.4775 | Single Family
SITE_01649 | SITE_0185C34C-7CD4-5140-AE7B-0AB146296B07 | Storage | Electric Resistance | 50 | General Electric | GE 50T06TAG | No | 2010 | GE0410R12109 | No | No | Electric | 4.5 | kW | 0.95 | N/A | N/A | N/A | N/A | N/A | Main House | Yes | No | N/A | No | N/A | Yes | Polyethylene Foam | 2 | 0.5 | No | No | Yes | No | 79.7168 | Single Family
SITE_01651 | SITE_A903BD64-5657-704A-9432-2A798479E0CA | Storage | Electric Resistance | 50 | Bradford White | M250s6ds-1ncww | No | Unknown | CK8381471 | No | No | Electric | 4.5 | kW | 0.92 | N/A | N/A | N/A | N/A | N/A | Basement | Yes | No | N/A | No | N/A | No | N/A | N/A | N/A | Yes | Yes | Yes | No | 257.4775 | Single Family
SITE_01652 | SITE_16BCE399-7E2D-D848-BBC5-3F5D9267D862 | Storage | Electric Resistance | 50 | American Appliance | E61-50R-045D | No | 2006 | 626122760 | No | No | Electric | 4.5 | kW | 0.9 | N/A | N/A | N/A | N/A | N/A | Main House | Yes | No | N/A | No | N/A | No | N/A | N/A | N/A | No | No | Yes | No | 79.7168 | Single Family
SITE_01653 | SITE_F2E276E1-E5DD-B343-8897-58B9439215D3 | Storage | Electric Resistance | 50 | Unknown | Unknown | No | Unknown | Unknown | No | No | Electric | Unknown | kW | Unknown | N/A | N/A | N/A | N/A | N/A | Basement | Yes | No | N/A | No | N/A | No | N/A | N/A | N/A | No | No | No | No | 257.4775 | Single Family
SITE_01654 | SITE_BCAB5D31-56D2-AF48-A66A-DCAFE5120421 | Storage | Fossil Fuel Non-Condensing | 50 | Bradford White | MI5036FBN7 | No | Unknown | BJ6678579 | No | No | Natural Gas | 40000 | Btuh | 0.58 | N/A | N/A | N/A | N/A | N/A | Garage | Yes | No | N/A | No | N/A | No | N/A | N/A | N/A | Yes | Yes | No | No | 257.4775 | Single Family
SITE_01656 | SITE_3737B67C-6AE9-C444-950A-0E1549E7741B | Storage | Electric Resistance | 47 | Rheem | RH-M131305268 | Yes | 2013 | N/A | No | No | Electric | 4.5 | kW | Unknown | N/A | N/A | N/A | N/A | N/A | Main House | Yes | Yes | Plumbed drain | No | N/A | No | N/A | N/A | N/A | No | No | No | No | 79.7168 | Single Family
SITE_01657 | SITE_E3374B2E-A441-3E40-AB6E-0C3AA78EAFF4 | Storage | Fossil Fuel Non-Condensing | 40 | General Electric | Gg40t6a | No | 2002 | GENG 1102413922 | No | No | Natural Gas | 34000 | Btuh | 0.56 | N/A | N/A | N/A | N/A | N/A | Crawlspace | Yes | No | N/A | No | N/A | No | N/A | N/A | N/A | No | Yes | No | No | 257.4775 | Single Family
SITE_01658 | SITE_6FA48255-3B8E-4F75-BAAC-BEC15540911A | Storage | Electric Resistance | 50 | American Appliance | E61-50R-045D | No | 2011 | 1103T402173 | No | No | Electric | 4.5 | kW | 0.9 | N/A | N/A | N/A | N/A | N/A | Other | Yes | No | N/A | No | N/A | Unknown | N/A | N/A | N/A | Yes | Yes | No | No | 79.7168 | Single Family
SITE_01659 | SITE_DDEFCEF9-84F2-4436-82D7-12D12CABF5A7 | Storage | Fossil Fuel Non-Condensing | 50 | General Electric | Sg50t12aa01 | No | 2001 | GENG 1201141761 | No | No | Natural Gas | 40000 | Btuh | 0.6 | N/A | N/A | N/A | N/A | N/A | Basement | Yes | No | N/A | No | N/A | No | N/A | N/A | N/A | No | No | No | No | 257.4775 | Single Family
SITE_01659 | SITE_DDEFCEF9-84F2-4436-82D7-12D12CABF5A7 | Storage | Electric Heat Pump (Packaged) | 50 | General Electric | GEH50DFEJSRA | Yes | 2015 | N/A | Unknown | No | Electric | 4.5 | kW | 3.25 | Yes | Other | 32 | None of the above | N/A | Basement | Yes | No | N/A | No | N/A | No | N/A | N/A | N/A | No | No | No | No | 257.4775 | Single Family
SITE_01660 | SITE_DA77E795-F236-4B1F-9EF4-99A41869D04B_x000D_ | Storage | Fossil Fuel Non-Condensing | 50 | AO Smith | PGR 50 248 | No | 2001 | GL01-0263291-248 | No | No | Natural Gas | 40000 | Btuh | Unknown | N/A | N/A | N/A | N/A | N/A | Basement | Yes | No | N/A | No | N/A | No | N/A | N/A | N/A | Yes | Yes | Yes | No | 257.4775 | Single Family
SITE_01661 | SITE_3F6DDFFB-3066-BF45-B2A9-E51F9E774DAA | Storage | Electric Resistance | 80 | Rheem | 81gx80d | No | 1993 | R DD 1093C05030 | No | No | Electric | 4 | kW | Unknown | N/A | N/A | N/A | N/A | N/A | Basement | Yes | No | N/A | No | N/A | Yes | Polyethylene Foam | 80 | 0.5 | Yes | Yes | No | No | 257.4775 | Single Family
SITE_01662 | SITE_4BAD7FFE-3A7B-E34C-BE2E-548B0BC72814 | Storage | Fossil Fuel Non-Condensing | 50 | Rheem | 22v50f1 | Yes | 2011 | N/A | No | No | Natural Gas | 38000 | Btuh | 0.58 | N/A | N/A | N/A | N/A | N/A | Main House | Yes | No | N/A | No | N/A | No | N/A | N/A | N/A | N/A | Yes | Yes | No | 257.4775 | Single Family
SITE_01663 | SITE_24B30D6C-85F0-2947-8253-810738C57C0A | Storage | Fossil Fuel Non-Condensing | 50 | Bradford White | MI5036FBN7 | No | Unknown | BL6920522 | No | No | Natural Gas | 40000 | Btuh | 0.58 | N/A | N/A | N/A | N/A | N/A | Basement | Yes | No | N/A | No | N/A | No | N/A | N/A | N/A | No | Yes | No | No | 257.4775 | Single Family
SITE_01664 | SITE_499C72C7-CEF3-2B42-BD24-5EBA3AE5DCD1 | Storage | Electric Resistance | 66 | Kenmore | 153.3156 | No | 1990 | H90224651 | No | No | Electric | 3.8 | kW | Unknown | N/A | N/A | N/A | N/A | N/A | Main House | Yes | No | N/A | No | N/A | No | N/A | N/A | N/A | N/A | Yes | No | No | 79.7168 | Single Family
SITE_01665 | SITE_A50FED48-D940-A741-BC63-A76242B1E841 | Storage | Electric Resistance | 55 | Kenmore | 153.3215 | No | 2004 | J04A128889 | No | No | Electric | 5.5 | kW | Unknown | N/A | N/A | N/A | N/A | N/A | Garage | Yes | No | N/A | No | N/A | Yes | Polyethylene Foam | 5 | 1 | Yes | Yes | Yes | No | 79.7168 | Single Family
SITE_01666 | SITE_0AE02A5D-D9F2-3C46-A5C1-5016541B8F04 | Storage | Fossil Fuel Non-Condensing | 40 | Lochinvar | LTN040G-394 | No | Unknown | DF9299251 | No | No | Natural Gas | 34000 | Btuh | 0.59 | N/A | N/A | N/A | N/A | N/A | Main House | Yes | Yes | Plumbed drain | No | N/A | Yes | Polyethylene Foam | 20 | 0.5 | Yes | No | Yes | No | 257.4775 | Single Family
SITE_01667 | SITE_685EB9B0-A21C-AD48-830E-01BDB3AD37FD | Storage | Electric Resistance | 50 | AO Smith | Ect 52 200 | No | 2009 | 0909A009464 | No | No | Electric | 3.5 | kW | 0.91 | N/A | N/A | N/A | N/A | N/A | Basement | Yes | No | N/A | No | N/A | No | N/A | N/A | N/A | No | Yes | No | No | 257.4775 | Single Family
SITE_01668 | SITE_D96F8940-8218-1E40-89DA-00A42F4609B4 | Storage | Electric Resistance | 50 | American Water Heaters | E123-50H-040DCM | Yes | 2002 | N/A | No | No | Electric | 4 | kW | 0.93 | N/A | N/A | N/A | N/A | N/A | Basement | Yes | No | N/A | No | N/A | No | N/A | N/A | N/A | Yes | Yes | No | Yes | 257.4775 | Single Family
SITE_01669 | SITE_604CBA13-099A-DD4E-A108-4EAB07017687 | Storage | Electric Resistance | 70 | Unknown | 82XR66-2 | No | Unknown | Unknown | No | No | Electric | Unknown | kW | 0.91 | N/A | N/A | N/A | N/A | N/A | Other | Yes | No | N/A | No | N/A | Yes | Polyethylene Foam | 4 | 0.5 | Yes | No | No | No | 79.7168 | Single Family
SITE_01670 | SITE_8976D1FB-65A1-0F4F-ADC7-A60450E0B9D6 | Storage | Fossil Fuel Non-Condensing | 50 | Rheem | 41v50 | No | 2002 | RHNG0302131927 | No | No | Natural Gas | 40000 | Btuh | 0.54 | N/A | N/A | N/A | N/A | N/A | Garage | Yes | No | N/A | No | N/A | No | N/A | N/A | N/A | Yes | Yes | Yes | No | 257.4775 | Single Family
SITE_01673 | SITE_5F2768AA-640C-C742-BAC7-8FE39688769F | Storage | Electric Resistance | 50 | AO Smith | ECT 52 210 | No | 2014 | 1404J010563 | No | No | Electric | 4.5 | kW | 0.91 | N/A | N/A | N/A | N/A | N/A | Main House | Yes | No | N/A | No | N/A | No | N/A | N/A | N/A | No | No | No | Unknown | 79.7168 | Single Family
SITE_01674 | SITE_BAD712D3-4A7D-954C-903C-B6864DF5D753 | Storage | Electric Resistance | 50 | Kenmore | 153.3276 | No | 2001 | A01419112 | No | No | Electric | 5.5 | kW | Unknown | N/A | N/A | N/A | N/A | N/A | Basement | Yes | Unknown | N/A | No | N/A | No | N/A | N/A | N/A | Yes | No | No | No | 257.4775 | Single Family
SITE_01675 | SITE_1106F31F-5280-A142-BB83-53D7CE80D3F7 | Storage | Electric Resistance | 50 | Rheem | 82v52-2 | Yes | 2012 | N/A | No | No | Electric | 4.5 | kW | 0.91 | N/A | N/A | N/A | N/A | N/A | Main House | Yes | No | N/A | No | N/A | No | N/A | N/A | N/A | No | Yes | Yes | No | 79.7168 | Single Family
SITE_01676 | SITE_ACBAEFF8-F8A8-4173-8B26-051651D294A6 | Storage | Electric Resistance | 50 | Richmond | 8MVR52 | No | Unknown | 0296C06815 | No | No | Electric | 4.5 | kW | Unknown | N/A | N/A | N/A | N/A | N/A | Main House | Yes | No | N/A | No | N/A | No | N/A | N/A | N/A | No | No | Yes | No | 79.7168 | Single Family
SITE_01677 | SITE_D7169659-4E2B-5F40-B787-33BF2FED58AD | Storage | Electric Resistance | 50 | US Craftmaster | E1F50RD045V | No | 2013 | 1345T453401 | No | No | Electric | 4.5 | kW | 0.9 | N/A | N/A | N/A | N/A | N/A | Basement | Yes | No | N/A | No | N/A | No | N/A | N/A | N/A | Yes | Yes | Yes | No | 257.4775 | Single Family
SITE_01678 | SITE_0C3E7FC9-E8C4-DC44-9C5B-623DCE514C1A | Storage | Fossil Fuel Non-Condensing | 50 | Ruud | P2-50F1 | No | 2013 | RULNM101305778 | No | No | Natural Gas | 38000 | Btuh | 0.58 | N/A | N/A | N/A | N/A | N/A | Basement | Yes | No | N/A | No | N/A | No | N/A | N/A | N/A | No | No | Yes | No | 257.4775 | Single Family
SITE_01679 | SITE_5318CED4-C1BC-6F4F-91FF-85A2D46CA65D | Storage | Electric Resistance | 50 | Kenmore | 153.3206 | No | 1999 | E99249258 | No | No | Electric | 5.5 | kW | Unknown | N/A | N/A | N/A | N/A | N/A | Basement | Yes | No | N/A | No | N/A | Yes | Polyethylene Foam | 5 | 0.5 | No | No | No | No | 79.7168 | Single Family
SITE_01680 | SITE_9E3EA0DF-7CCB-7F49-95BA-A0C65B85999A | Storage | Electric Resistance | 50 | US Craftmaster | E3F50RD045CV | No | 2001 | 130100998 | No | No | Electric | 4.5 | kW | 0.93 | N/A | N/A | N/A | N/A | N/A | Basement | Yes | No | N/A | No | N/A | No | N/A | N/A | N/A | Yes | No | Yes | No | 257.4775 | Single Family
SITE_01681 | SITE_E766EE1D-B42A-9044-8683-34737A2E7AB4 | Instantaneous | Fossil Fuel Condensing | Unknown | Navien | NPE-240a | No | Unknown | 10970023 | No | No | Natural Gas | 199000 | Btuh | 0.97 | N/A | N/A | N/A | N/A | N/A | Basement | Yes | Unknown | N/A | No | N/A | No | N/A | N/A | N/A | No | No | Yes | No | 3955.5333 | Single Family
SITE_01731 | SITE_B14CE79F-7A12-7143-841C-732EF3D3F328 | Storage | Electric Resistance | 50 | Unknown | Unknown | No | Unknown | Unknown | No | No | Electric | Unknown | kW | Unknown | N/A | N/A | N/A | N/A | N/A | Main House | Yes | No | N/A | Yes | 3 | No | N/A | N/A | N/A | No | No | Yes | No | 10381.2619 | Single Family
SITE_01736 | SITE_6B0B16AB-B617-3644-A11C-8068F79417D9 | Instantaneous | Electric Resistance | 0.393 | Tempra | 29 Plus | No | Unknown | 223425-8447-000441 | No | No | Electric | 28.8 | kW | Unknown | N/A | N/A | N/A | N/A | N/A | Garage | Yes | No | N/A | No | N/A | No | N/A | N/A | N/A | No | Yes | Yes | Unknown | 10381.2619 | Single Family
SITE_01737 | SITE_7BE973F0-D5A5-F748-A82C-DA9D9EE2FA0F | Storage | Fossil Fuel Non-Condensing | 75 | Bradford White | MI75S6BN12 | No | Unknown | AC4396873 | No | No | Natural Gas | 75000 | Btuh | Unknown | N/A | N/A | N/A | N/A | N/A | Other | No | Unknown | N/A | No | N/A | No | N/A | N/A | N/A | Yes | No | Yes | No | 10381.2619 | Single Family
SITE_01740 | SITE_D12B1F63-82D2-C447-BAB0-B892F50B58C5 | Storage | Electric Resistance | 50 | General Electric | Pe50m9a | No | Unknown | Unknown | No | No | Electric | Unknown | kW | 0.91 | N/A | N/A | N/A | N/A | N/A | Main House | Yes | No | N/A | No | N/A | Yes | Polyethylene Foam | 4 | 0.5 | No | Yes | No | No | 10381.2619 | Single Family
SITE_01782 | SITE_54AC7CBD-48D6-D049-95CF-CA7C2A3FAB6A | Storage | Electric Resistance | 50 | Reliance | 650dors | No | 2007 | M07A050526 | No | No | Electric | 4.5 | kW | 0.9 | N/A | N/A | N/A | N/A | N/A | Main House | Yes | No | N/A | No | N/A | No | N/A | N/A | N/A | No | No | Yes | No | 3434 | Single Family
SITE_01787 | SITE_DDC1C098-52EE-F543-AC2C-969AA7AF3864 | Storage | Electric Resistance | Unknown | Unknown | Unknown | No | Unknown | Unknown | No | No | Electric | Unknown | kW | Unknown | N/A | N/A | N/A | N/A | N/A | Main House | Yes | Unknown | N/A | Yes | 2 | No | N/A | N/A | N/A | No | No | Yes | No | 2346.7937 | Single Family
SITE_01790 | SITE_671F50F6-25A5-4740-83CB-C7B34AE4A6A6 | Storage | Fossil Fuel Non-Condensing | 50 | AO Smith | GCg 50 400 | No | 2016 | 1610J010303 | No | No | Natural Gas | 40000 | Btuh | 0.6 | N/A | N/A | N/A | N/A | N/A | Garage | Yes | No | N/A | No | N/A | No | N/A | N/A | N/A | Yes | Yes | Yes | No | 2346.7937 | Single Family
SITE_01791 | SITE_2019C046-47CC-4E2A-9515-D9FB0945D347 | Storage | Electric Resistance | 50 | Bradford White | M-3-50S5D-6 | No | 2006 | CL5816239 | No | No | Electric | 4.5 | kW | Unknown | N/A | N/A | N/A | N/A | N/A | Garage | Yes | No | N/A | No | N/A | No | N/A | N/A | N/A | No | Yes | Yes | No | 2346.7937 | Single Family
SITE_01793 | SITE_AC60529C-40F4-8245-B0E6-EC0E9710E838 | Storage | Electric Resistance | 52 | Ruud | PE 52-2 A | No | 1982 | RUO 0382110035 | No | No | Electric | 4.5 | kW | 0.88 | N/A | N/A | N/A | N/A | N/A | Basement | Yes | Yes | Floor drain | No | N/A | No | N/A | N/A | N/A | No | Yes | Yes | No | 2346.7937 | Single Family
SITE_01796 | SITE_D0249DF8-40BC-9B47-BF10-1F3FA881D797 | Storage | Electric Resistance | 50 | Whirlpool | E1F50RD045V | No | 2012 | 123T462087 | No | No | Electric | 4.5 | kW | 0.9 | N/A | N/A | N/A | N/A | N/A | Garage | Yes | No | N/A | No | N/A | Yes | Polyethylene Foam | 8 | 0.5 | Yes | Yes | Yes | No | 3955.5333 | Single Family
SITE_01802 | SITE_3E282BAB-BE94-774F-80E2-CA5417D6447F | Storage | Electric Resistance | 50 | Rheem | Xe50m06st45u0 | Yes | 2014 | N/A | No | No | Electric | 4.5 | kW | 0.9 | N/A | N/A | N/A | N/A | N/A | Main House | Yes | No | N/A | No | N/A | No | N/A | N/A | N/A | No | Yes | No | No | 3955.5333 | Single Family
SITE_01805 | SITE_6B6F4000-A773-AC42-906B-30EA4B941C52 | Storage | Electric Resistance | 50 | Unknown | Unknown | No | Unknown | Unknown | No | No | Electric | Unknown | kW | Unknown | N/A | N/A | N/A | N/A | N/A | Main House | Yes | No | N/A | No | N/A | No | N/A | N/A | N/A | No | No | Yes | No | 653.4162 | Single Family
SITE_01809 | SITE_A8985FB5-DDA9-1746-A16D-0D3E1FCC1671 | Storage | Electric Resistance | 50 | American Appliance | E61-50r-045d | No | 2006 | 623114319 | No | No | Electric | 4.5 | kW | 0.9 | N/A | N/A | N/A | N/A | N/A | Main House | Yes | No | N/A | No | N/A | No | N/A | N/A | N/A | N/A | No | No | No | 2471.1038 | Single Family
SITE_01818 | SITE_2C1BB2EF-0ECF-4E44-9190-44F456514FD4 | Storage | Electric Resistance | 50 | Rheem | 81mxr52dt | No | 1993 | 0893C13092 | No | No | Electric | 4 | kW | Unknown | N/A | N/A | N/A | N/A | N/A | Crawlspace | Yes | No | N/A | No | N/A | Yes | Polyethylene Foam | 20 | 0.5 | Yes | Yes | No | No | 10381.2619 | Single Family
SITE_01891 | SITE_08E77A91-8175-0746-BD06-108C56A03EBE | Storage | Fossil Fuel Non-Condensing | 50 | Bradford White | RH250T6N | Yes | 2013 | N/A | No | No | Natural Gas | 40000 | Btuh | Unknown | N/A | N/A | N/A | N/A | N/A | Main House | Yes | Unknown | N/A | No | N/A | No | N/A | N/A | N/A | Yes | Yes | Yes | No | 2471.1038 | Single Family
SITE_01892 | SITE_7FCEB6DE-929B-354F-A7F5-F43BA859A2FE | Storage | Fossil Fuel Non-Condensing | 50 | AO Smith | FSG 50 248 | No | 2001 | GL01-0316905-248 | No | No | Natural Gas | 40000 | Btuh | 0.55 | N/A | N/A | N/A | N/A | N/A | Garage | Yes | Unknown | N/A | No | N/A | Yes | Polyethylene Foam | 3.5 | 0.75 | Yes | Yes | Yes | No | 14922.6667 | Single Family
SITE_01893 | SITE_67264A09-8E5F-6844-BB52-AECAE07DB58E | Storage | Electric Resistance | 65 | Ruud | ME3R-66-2 | Yes | 2011 | N/A | No | No | Electric | 4.5 | kW | Unknown | N/A | N/A | N/A | N/A | N/A | Main House | Yes | No | N/A | No | N/A | Yes | Polyethylene Foam | 16 | 0.5 | Yes | No | Yes | No | 2471.1038 | Single Family
SITE_01894 | SITE_BF4843D4-D6C4-5742-BC97-86417CEF8611 | Storage | Fossil Fuel Non-Condensing | 50 | Bradford White | Mi5036fbn | No | Unknown | GL14204364 | No | No | Natural Gas | 40000 | Btuh | 0.58 | N/A | N/A | N/A | N/A | N/A | Basement | Yes | No | N/A | No | N/A | Yes | Polyethylene Foam | 13 | 0.5 | No | Yes | No | No | 2471.1038 | Single Family
SITE_01897 | SITE_559EE0BC-138B-8A4A-ABD7-58B860103EF0 | Storage | Electric Resistance | 65 | Rheem | PE65T09AAH | Yes | 2009 | N/A | No | No | Electric | 4.5 | kW | 0.89 | N/A | N/A | N/A | N/A | N/A | Main House | Yes | Yes | Plumbed drain | No | N/A | No | N/A | N/A | N/A | No | Unknown | No | No | 653.4162 | Single Family
SITE_01898 | SITE_AEDA3CCF-28BE-0544-B218-7EE0E97D4467 | Storage | Fossil Fuel Non-Condensing | Unknown | Bradford White | Unknown | No | Unknown | Unknown | No | No | Natural Gas | Unknown | Btuh | Unknown | N/A | N/A | N/A | N/A | N/A | Main House | Yes | Yes | Plumbed drain | Yes | 1.5 | No | N/A | N/A | N/A | No | No | Yes | No | 10381.2619 | Single Family
SITE_01899 | SITE_2EFE26FA-0016-6440-B9DC-6417AF76C8DD | Storage | Fossil Fuel Non-Condensing | 50 | Rheem | 42vr50-40f | Yes | 2008 | N/A | No | No | Natural Gas | 40000 | Btuh | 0.62 | N/A | N/A | N/A | N/A | N/A | Main House | Yes | Unknown | N/A | No | N/A | No | N/A | N/A | N/A | Yes | No | Yes | No | 14922.6667 | Single Family
SITE_01900 | SITE_ED33DE6E-938E-5B4D-B639-74DAA73EF004 | Storage | Electric Resistance | 65 | General Electric | PE65T09AAH | Yes | 2006 | N/A | No | No | Electric | 4.5 | kW | 0.89 | N/A | N/A | N/A | N/A | N/A | Main House | Yes | Yes | Plumbed drain | No | N/A | No | N/A | N/A | N/A | No | No | No | No | 2471.1038 | Single Family
SITE_01901 | SITE_F2AD79C2-DDCA-3D41-986A-87F4148AB260 | Storage | Electric Resistance | 50 | General Electric | Se50t12tah | Yes | 2010 | N/A | No | No | Electric | 5.5 | kW | 0.95 | N/A | N/A | N/A | N/A | N/A | Garage | Yes | No | N/A | No | N/A | No | N/A | N/A | N/A | Yes | Yes | Yes | No | 14922.6667 | Single Family
SITE_01902 | SITE_0A1675B9-3C6E-BC41-893F-BE4427E4BE52 | Storage | Electric Resistance | 47 | Bradford White | Mi50l6ds13 | No | Unknown | YC1107123 | No | No | Electric | 4.5 | kW | 0.9 | N/A | N/A | N/A | N/A | N/A | Garage | Yes | Unknown | N/A | No | N/A | Yes | Polyethylene Foam | 4 | 0.5 | Yes | Yes | Yes | No | 14922.6667 | Single Family
SITE_01903 | SITE_4B7030EF-377F-504E-A85E-123F680D46FC | Storage | Fossil Fuel Non-Condensing | 40 | Rheem | 22V40SF | Yes | 2008 | N/A | No | No | Natural Gas | 36000 | Btuh | 0.59 | N/A | N/A | N/A | N/A | N/A | Garage | Yes | No | N/A | No | N/A | No | N/A | N/A | N/A | Yes | Yes | Yes | No | 3955.5333 | Single Family
SITE_01904 | SITE_09EA27EE-BA34-40F0-B719-DF21238F802F | Storage | Fossil Fuel Non-Condensing | 48 | Bradford White | Mi50l6fbn | No | Unknown | JJ17164105 | No | No | Natural Gas | 40000 | Btuh | 0.58 | N/A | N/A | N/A | N/A | N/A | Crawlspace | Yes | No | N/A | No | N/A | No | N/A | N/A | N/A | Yes | Yes | No | No | 14922.6667 | Single Family
SITE_01905 | SITE_9FE56BF7-318B-4345-B31A-475469C26E5E | Storage | Electric Resistance | 50 | Bradford White | MI50L6DS13 | No | 2002 | YM2479129 | No | No | Electric | 4.5 | kW | 0.9 | N/A | N/A | N/A | N/A | N/A | Main House | Yes | No | N/A | No | N/A | No | N/A | N/A | N/A | No | No | No | No | 14922.6667 | Single Family
SITE_01906 | SITE_D69C8C30-B642-C647-B832-8ECB808C81CE | Storage | Fossil Fuel Non-Condensing | 40 | AO Smith | GCV 40 100 | Yes | 2006 | N/A | No | No | Natural Gas | 40000 | Btuh | 0.59 | N/A | N/A | N/A | N/A | N/A | Garage | Yes | Yes | Plumbed drain | No | N/A | Yes | Polyethylene Foam | 4.5 | 1 | Yes | Yes | Yes | No | 10381.2619 | Single Family
SITE_01907 | SITE_E63F2EEC-C7BD-9F40-BCC9-41D2B0C537AC | Storage | Electric Resistance | 50 | Bradford White | Mi50t6ds13 | No | Unknown | XF4405058 | No | No | Electric | Unknown | kW | Unknown | N/A | N/A | N/A | N/A | N/A | Unknown | Unknown | Unknown | N/A | Unknown | N/A | Unknown | N/A | N/A | N/A | Unknown | Unknown | Unknown | Unknown | 10381.2619 | Single Family
SITE_01908 | SITE_2999075D-2581-C14B-81DE-544ACB5B6634 | Storage | Fossil Fuel Non-Condensing | 50 | Lochinvar | LTN050G-EF-394 | No | Unknown | FE11951133 | No | No | Natural Gas | 40000 | Btuh | 0.62 | N/A | N/A | N/A | N/A | N/A | Basement | Yes | No | N/A | No | N/A | Yes | Polyethylene Foam | 12 | 0.5 | No | Yes | No | No | 2471.1038 | Single Family
SITE_01909 | SITE_D3BA9D0C-2E64-1848-BDBA-81A9822C79AE | Storage | Electric Resistance | 50 | Bradford White | Mi50s6ds13 | No | Unknown | ZD2987170 | No | No | Electric | 4.5 | kW | Unknown | N/A | N/A | N/A | N/A | N/A | Basement | Yes | No | N/A | No | N/A | No | N/A | N/A | N/A | Yes | Yes | No | No | 2471.1038 | Single Family
SITE_01910 | SITE_4735DDC5-88CE-F945-8BFB-BEFB7B199C2C | Storage | Electric Resistance | 50 | General Electric | Se50m12aah | No | 2013 | GE M421300319 | No | No | Electric | 4.5 | kW | 0.9 | N/A | N/A | N/A | N/A | N/A | Garage | Yes | Unknown | N/A | No | N/A | Yes | Polyethylene Foam | 1 | 0.5 | Yes | Yes | Yes | No | 10381.2619 | Single Family
SITE_01911 | SITE_6EAD80CD-B0FF-6044-967F-77CA1978C1AE | Storage | Fossil Fuel Non-Condensing | 50 | Bradford White | Mi5036fbn | No | Unknown | LC34154923 | No | No | Natural Gas | 40000 | Btuh | 0.58 | N/A | N/A | N/A | N/A | N/A | Basement | Yes | No | N/A | No | N/A | No | N/A | N/A | N/A | Yes | Yes | No | No | 2471.1038 | Single Family
SITE_01912 | SITE_EC26A84A-E2DA-8647-AC8F-E9061363EEA0 | Storage | Electric Resistance | 50 | Rheem | 81v520 | No | 1991 | R 0191B24846 | No | No | Electric | 4.5 | kW | 0.91 | N/A | N/A | N/A | N/A | N/A | Main House | Yes | Unknown | N/A | Yes | 1.5 | No | N/A | N/A | N/A | No | No | No | No | 10381.2619 | Single Family
SITE_01913 | SITE_F0BA3500-5177-CA40-8142-8CEFAB12F22E | Storage | Indirect Water Heater | Unknown | Triangle Tube | Unknown | No | Unknown | PS57129 | Yes | No | Unknown | Unknown | Btuh | Unknown | N/A | N/A | N/A | N/A | N/A | Garage | Yes | No | N/A | No | N/A | No | N/A | N/A | N/A | Yes | Yes | Yes | No | 3955.5333 | Single Family
SITE_01914 | SITE_F8949E29-718A-2E4F-848C-D03D4E4CCC19_x000D_ | Storage | Electric Resistance | 50 | Bradford White | MI50S6DS13 | No | Unknown | WH0383634 | No | No | Electric | 4.5 | kW | Unknown | N/A | N/A | N/A | N/A | N/A | Main House | No | No | N/A | No | N/A | No | N/A | N/A | N/A | No | No | Yes | No | 10381.2619 | Single Family
SITE_01915 | SITE_5FF5F294-E959-B045-BA7A-66D605AC5281 | Storage | Fossil Fuel Non-Condensing | 50 | Bradford White | MI5036FBN7 | No | Unknown | CB7355502 | No | No | Natural Gas | 40000 | Btuh | 0.58 | N/A | N/A | N/A | N/A | N/A | Garage | Yes | No | N/A | No | N/A | Yes | Polyethylene Foam | 4 | 0.5 | Yes | Yes | Yes | No | 3955.5333 | Single Family
SITE_01916 | SITE_8C0D799D-37BF-124F-BA83-45CAD07FC612 | Storage | Fossil Fuel Non-Condensing | Unknown | General Electric | Unknown | No | Unknown | Unknown | No | No | Natural Gas | Unknown | Btuh | Unknown | N/A | N/A | N/A | N/A | N/A | Garage | Yes | No | N/A | No | N/A | No | N/A | N/A | N/A | Yes | Yes | Yes | No | 10381.2619 | Single Family
SITE_01917 | SITE_5972467B-0A44-AC47-97CF-33238B7C05F5 | Storage | Fossil Fuel Condensing | 74 | State | GS675XRRS | Yes | 2005 | N/A | No | No | Natural Gas | 75100 | Btuh | Unknown | N/A | N/A | N/A | N/A | N/A | Garage | Yes | No | N/A | No | N/A | No | N/A | N/A | N/A | Yes | Yes | Yes | No | 3955.5333 | Single Family
SITE_01920 | SITE_1B370A35-45D8-9640-9E59-71DE797DDFBA | Storage | Fossil Fuel Non-Condensing | 40 | Bradford White | Mi403s6fbn | No | Unknown | DL9863041 | No | No | Natural Gas | 40000 | Btuh | 0.59 | N/A | N/A | N/A | N/A | N/A | Main House | Yes | No | N/A | No | N/A | No | N/A | N/A | N/A | No | No | Yes | No | 14922.6667 | Single Family
SITE_01920 | SITE_1B370A35-45D8-9640-9E59-71DE797DDFBA | Storage | Fossil Fuel Non-Condensing | 40 | Bradford White | Mi403s6fbn | No | Unknown | LG34740843 | No | No | Natural Gas | 40000 | Btuh | 0.59 | N/A | N/A | N/A | N/A | N/A | Main House | Yes | No | N/A | No | N/A | No | N/A | N/A | N/A | No | No | Yes | No | 14922.6667 | Single Family
SITE_01921 | SITE_C7EF9E77-EB63-1342-9852-9FD257B002B8 | Storage | Electric Resistance | 40 | General Electric | Ge40m06aag | No | 2008 | 1208R14636 | No | No | Electric | 4.5 | kW | 0.92 | N/A | N/A | N/A | N/A | N/A | Main House | Yes | No | N/A | No | N/A | No | N/A | N/A | N/A | No | Yes | No | No | 14922.6667 | Single Family
SITE_01922 | SITE_8DB12FF2-1A67-1744-AF13-A3A4BED98224 | Storage | Electric Heat Pump (Packaged) | 50 | General Electric | GEH50DEEDSRB | Yes | 2013 | N/A | No | No | Electric | 4.5 | kW | 2.35 | Yes | Basement | 789 | Same room | Both | Basement | Yes | Yes | Plumbed drain | No | N/A | Yes | Polyethylene Foam | 25 | 1 | Yes | Yes | No | No | 2471.1038 | Single Family
SITE_01923 | SITE_18C608D2-ED31-0845-9F6F-83B985F45FEB | Storage | Fossil Fuel Non-Condensing | 50 | State | PR650NBRT | No | 2002 | J02402828 | No | No | Natural Gas | 40000 | Btuh | 0.54 | N/A | N/A | N/A | N/A | N/A | Garage | Yes | No | N/A | No | N/A | No | N/A | N/A | N/A | Yes | Yes | Yes | No | 2471.1038 | Single Family
SITE_01924 | SITE_E908F80B-567F-3F4C-8870-2B5F5D620DF0 | Storage | Electric Resistance | 40 | Whirlpool | E2f40rd045v | No | 2008 | 826329 | No | No | Electric | 3.38 | kW | 0.92 | N/A | N/A | N/A | N/A | N/A | Main House | Yes | No | N/A | No | N/A | No | N/A | N/A | N/A | No | No | No | No | 10381.2619 | Single Family
SITE_01925 | SITE_7AD55D74-6048-7A45-8703-C58A0CBE21B2 | Storage | Fossil Fuel Non-Condensing | 50 | State | GS650HBRTGTC0 | Yes | 2007 | N/A | No | No | Propane | 37000 | Btuh | Unknown | N/A | N/A | N/A | N/A | N/A | Garage | Yes | No | N/A | No | N/A | Yes | Polyethylene Foam | 3 | 0.5 | Yes | Yes | Yes | No | 3955.5333 | Single Family
SITE_01926 | SITE_3BE02B00-DFC8-CD40-8B81-80E234AE0399 | Storage | Electric Resistance | 50 | Bradford White | M250T6DS-1NCWW | No | Unknown | DC8932006 | No | No | Electric | 4.5 | kW | 0.92 | N/A | N/A | N/A | N/A | N/A | Garage | No | No | N/A | No | N/A | Yes | Polyethylene Foam | 2 | 1 | Yes | Yes | Yes | No | 10381.2619 | Single Family
SITE_01927 | SITE_0392A264-4E6E-4F4E-92DD-3B6E7C16F4E7 | Storage | Fossil Fuel Non-Condensing | 50 | AO Smith | Fast 50 206 | No | 1989 | GF89-0196848-S15 | No | No | Natural Gas | 40000 | Btuh | Unknown | N/A | N/A | N/A | N/A | N/A | Main House | Yes | No | N/A | No | N/A | No | N/A | N/A | N/A | No | No | No | No | 10381.2619 | Single Family
SITE_01928 | SITE_87854C5C-0948-AD4C-BCBC-77BEF5B74CD1 | Storage | Electric Resistance | Unknown | General Electric | Unknown | No | Unknown | Unknown | No | No | Electric | 4.5 | kW | Unknown | N/A | N/A | N/A | N/A | N/A | Basement | Yes | No | N/A | No | N/A | No | N/A | N/A | N/A | No | No | No | No | 4621.3158 | Single Family
SITE_01929 | SITE_08F38DF4-7427-7944-9F0D-4EA25EA5944D | Storage | Electric Resistance | 50 | Rheem | 83vr52-2 | Yes | 2013 | N/A | No | No | Electric | 4.5 | kW | 0.95 | N/A | N/A | N/A | N/A | N/A | Crawlspace | No | No | N/A | No | N/A | Yes | Polyethylene Foam | 65 | 0.5 | No | Yes | No | No | 4621.3158 | Single Family
SITE_01929 | SITE_08F38DF4-7427-7944-9F0D-4EA25EA5944D | Storage | Electric Resistance | 10 | General Electric | Ge10p06SAG | Yes | 2007 | N/A | No | No | Electric | 2 | kW | Unknown | N/A | N/A | N/A | N/A | N/A | Main House | No | No | N/A | Yes | 3 | No | N/A | N/A | N/A | No | No | No | No | 4621.3158 | Single Family
SITE_01930 | SITE_F421D11F-EE33-754F-B7A2-A6CBE5326188 | Storage | Electric Resistance | 30 | Whirlpool | E30H6-45 100 | No | 2015 | 1529100000000 | No | No | Electric | 4.5 | kW | 0.95 | N/A | N/A | N/A | N/A | N/A | Main House | Yes | No | N/A | No | N/A | No | N/A | N/A | N/A | Yes | Yes | Yes | No | 4621.3158 | Single Family
SITE_01931 | SITE_441C9F88-F363-F349-93CE-97CD3CF68FF1 | Instantaneous | Fossil Fuel Condensing | 0 | Ruud | RUTGH-95DVN | No | 2012 | RULN1211J04515 | No | No | Natural Gas | 199900 | Btuh | 0.94 | N/A | N/A | N/A | N/A | N/A | Garage | Yes | No | N/A | No | N/A | Yes | Fiberglass | 4 | 0.6 | Yes | Yes | Yes | Unknown | 2346.7937 | Single Family
SITE_01932 | SITE_61CFEE75-5609-DB43-AFFC-15080BC8E375 | Storage | Electric Resistance | 50 | Bradford White | M250S6DS1NCWW | No | 2012 | GG13721488 | No | Unknown | Electric | 4.5 | kW | 0.92 | N/A | N/A | N/A | N/A | N/A | Garage | Yes | No | N/A | No | N/A | No | N/A | N/A | N/A | Yes | Yes | Yes | No | 3434 | Single Family
SITE_01933 | SITE_1F4BF6B6-E485-6147-8735-AEBE37A776A1 | Storage | Fossil Fuel Non-Condensing | 40 | AO Smith | FSGL 40 224 | No | 1994 | GL94-2100990224 | No | No | Natural Gas | 40000 | Btuh | Unknown | N/A | N/A | N/A | N/A | N/A | Garage | Yes | No | N/A | No | N/A | No | N/A | N/A | N/A | No | Yes | Yes | No | 4621.3158 | Single Family
SITE_01934 | SITE_6BCFAD49-0937-3B45-BF62-0EC3D28B58A4 | Storage | Electric Resistance | 50 | AO Smith | Ect52210 | No | 2014 | 1427J010887 | No | No | Electric | 4.5 | kW | 0.91 | N/A | N/A | N/A | N/A | N/A | Basement | Yes | No | N/A | No | N/A | Yes | Polyethylene Foam | 4 | 1.5 | Yes | Yes | No | No | 9127 | Single Family
SITE_01935 | SITE_11D58D0F-9FE0-0346-8E1C-63C0A7388C5E | Storage | Electric Resistance | 50 | ProMax | Ect 52 200 | No | 2007 | J07J055673 | No | No | Electric | 4.5 | kW | 0.91 | N/A | N/A | N/A | N/A | N/A | Garage | Yes | No | N/A | No | N/A | Yes | Polyethylene Foam | 2 | 1 | Yes | Yes | Yes | No | 4621.3158 | Single Family
SITE_01936 | SITE_0585CE15-DB0B-5E4B-83DC-86A4447BB81D | Storage | Fossil Fuel Non-Condensing | 40 | Bradford White | Mi4056ln10 | No | 1995 | MM5815457 | No | No | Natural Gas | 34000 | Btuh | Unknown | N/A | N/A | N/A | N/A | N/A | Garage | Yes | No | N/A | No | N/A | Yes | Polyethylene Foam | 3 | 0.5 | Yes | Yes | Yes | No | 4621.3158 | Single Family
SITE_01937 | SITE_F80C9450-8CEB-6B42-8FE5-1F22DF9FEE31 | Storage | Electric Resistance | 40 | Whirlpool | E1F40RD045V | Yes | 2008 | N/A | No | No | Electric | 4.5 | kW | Unknown | N/A | N/A | N/A | N/A | N/A | Garage | Yes | Yes | Plumbed drain | No | N/A | Yes | Polyethylene Foam | 9.5 | 0.75 | Yes | Yes | Yes | No | 2346.7937 | Single Family
SITE_01938 | SITE_9DE73182-AD7D-4211-891F-440A1B1C10AA | Storage | Electric Resistance | 50 | Whirlpool | ES50R92-45D | No | 2011 | 1133T478973 | No | No | Electric | 4.5 | kW | 0.92 | N/A | N/A | N/A | N/A | N/A | Basement | Yes | No | N/A | No | N/A | No | N/A | N/A | N/A | No | Yes | Yes | No | 2346.7937 | Single Family
SITE_01939 | SITE_322A3784-7B3D-6948-844A-7ADBB0DDED35 | Storage | Fossil Fuel Non-Condensing | 40 | AO Smith | Gcv 40 300 | Yes | 2013 | N/A | No | No | Natural Gas | 40000 | Btuh | 0.59 | N/A | N/A | N/A | N/A | N/A | Garage | Yes | No | N/A | No | N/A | Yes | Polyethylene Foam | 4 | 0.5 | Yes | Yes | Yes | No | 4621.3158 | Single Family
SITE_01940 | SITE_800D8ABF-4046-3649-9BC1-6B1E71894C87 | Storage | Electric Heat Pump (Packaged) | 80 | General Electric | GEH80DEEJSC | No | Unknown | Unknown | No | No | Electric | 8.5 | kW | 3.25 | No | Unknown | Unknown | Unknown | N/A | Garage | Yes | No | N/A | No | N/A | No | N/A | N/A | N/A | Yes | Yes | Yes | Unknown | 3434 | Single Family
SITE_01941 | SITE_A110005B-7773-4EFF-806E-C484D9CF7DD4 | Storage | Fossil Fuel Non-Condensing | 50 | Apollo | A6 50 65.onrrt970 | Yes | 1996 | N/A | No | No | Natural Gas | 65000 | Btuh | Unknown | N/A | N/A | N/A | N/A | N/A | Garage | Yes | Unknown | N/A | Unknown | N/A | Yes | Polyethylene Foam | 14 | 0.5 | No | Yes | No | No | 2346.7937 | Single Family
SITE_01942 | SITE_5A18EB39-B57D-5D48-B74A-3D130B79471F | Storage | Fossil Fuel Non-Condensing | 40 | AO Smith | FSG 40 248 | Yes | 2002 | N/A | No | No | Natural Gas | 32000 | Btuh | Unknown | N/A | N/A | N/A | N/A | N/A | Garage | Yes | Unknown | N/A | No | N/A | No | N/A | N/A | N/A | Yes | Yes | Yes | No | 2346.7937 | Single Family
SITE_01943 | SITE_CBD52F36-A1C4-1A46-BCC1-3778129E319C | Storage | Electric Resistance | 50 | AO Smith | Ees 52 917 | No | 1999 | GK99-5184705-917 | No | No | Electric | 4.5 | kW | 0.87 | N/A | N/A | N/A | N/A | N/A | Main House | Yes | No | N/A | No | N/A | No | N/A | N/A | N/A | Yes | No | No | No | 2346.7937 | Single Family
SITE_01944 | SITE_5C6EDF24-315E-5D48-9B37-2944BE5B6B05 | Storage | Electric Resistance | 50 | Bradford White | M250t6ds-1ncww | No | 2009 | FK12475851 | No | No | Electric | 4.5 | kW | 0.92 | N/A | N/A | N/A | N/A | N/A | Garage | Yes | Yes | Floor drain | No | N/A | Yes | Polyethylene Foam | 3 | 1 | Yes | Yes | Yes | No | 2346.7937 | Single Family
SITE_01945 | SITE_18A12EAC-8174-D14E-B54A-515B829650FF | Storage | Fossil Fuel Non-Condensing | 40 | General Electric | GG40T06AVG01 | No | 2009 | GELN0609V01238 | No | No | Natural Gas | 36000 | Btuh | 0.59 | N/A | N/A | N/A | N/A | N/A | Main House | Yes | No | N/A | No | N/A | No | N/A | N/A | N/A | Yes | No | No | No | 2346.7937 | Single Family
SITE_01946 | SITE_8BE45F81-52D5-0340-9C6D-DD3730E5E8C9 | Storage | Electric Resistance | 50 | Kenmore | 153.3214 | No | 2008 | 0808A023088 | No | No | Electric | 3.8 | kW | 0.95 | N/A | N/A | N/A | N/A | N/A | Basement | Yes | No | N/A | No | N/A | No | N/A | N/A | N/A | Yes | Yes | Yes | No | 4621.3158 | Single Family
SITE_01947 | SITE_4DDA91A4-CAC2-774B-A79B-7DBB71BC2BDC | Storage | Electric Resistance | 50 | AO Smith | Ect 52 200 | No | 2005 | G05J063532 | No | No | Electric | 4.5 | kW | 0.91 | N/A | N/A | N/A | N/A | N/A | Main House | Yes | No | N/A | No | N/A | No | N/A | N/A | N/A | No | Yes | Yes | No | 3434 | Single Family
SITE_01948 | SITE_026D5135-B151-4240-B16A-3ADAEC67BEB4 | Storage | Electric Resistance | 50 | Bradford White | M25OS6DS5 | No | 2005 | BG6399566 | No | No | Electric | 4.5 | kW | 0.91 | N/A | N/A | N/A | N/A | N/A | Garage | Yes | No | N/A | No | N/A | No | N/A | N/A | N/A | Yes | Yes | Yes | No | 2346.7937 | Single Family
SITE_01949 | SITE_86D3FD17-7F62-433F-9ABB-1F8E467834DB | Storage | Electric Resistance | 50 | US Craftmaster | E3j52rd040 | No | 1995 | 9521301148 | No | No | Electric | 4 | kW | Unknown | N/A | N/A | N/A | N/A | N/A | Basement | Yes | No | N/A | No | N/A | No | N/A | N/A | N/A | No | No | No | No | 4621.3158 | Single Family
SITE_01950 | SITE_6351C3BF-C0C0-6E4F-85C3-35F9B23C8813 | Storage | Electric Resistance | 50 | Bradford White | M250T6DS5 | No | 2006 | CA7223929 | No | No | Electric | 4.5 | kW | 0.9 | N/A | N/A | N/A | N/A | N/A | Garage | Yes | No | N/A | No | N/A | No | N/A | N/A | N/A | Yes | Yes | Yes | No | 3434 | Single Family
SITE_01952 | SITE_DAEF613A-AD5D-F04C-817E-207A1F77849B | Storage | Fossil Fuel Non-Condensing | 50 | Rheem | Prog50-38n rh60 | No | 2016 | M231604031 | No | No | Natural Gas | 38000 | Btuh | 0.6 | N/A | N/A | N/A | N/A | N/A | Main House | Yes | No | N/A | No | N/A | No | N/A | N/A | N/A | Yes | Yes | Yes | No | 2346.7937 | Single Family
SITE_01953 | SITE_6B36EE13-CFF4-8947-970E-D0E0DFDB41C7 | Storage | Electric Resistance | 50 | Whirlpool | E50R6-45 100 | No | 2016 | 1601100000000 | No | No | Electric | 4.5 | kW | 0.95 | N/A | N/A | N/A | N/A | N/A | Garage | Yes | No | N/A | No | N/A | No | N/A | N/A | N/A | Yes | No | Yes | No | 2346.7937 | Single Family
SITE_01954 | SITE_97DC51E0-CB3F-0243-BF3F-C9C5E944D2CA | Storage | Electric Resistance | 50 | General Electric | Ge50m6a | No | 2001 | GE 1201231303 | No | No | Electric | 4.5 | kW | 0.86 | N/A | N/A | N/A | N/A | N/A | Main House | Yes | No | N/A | No | N/A | No | N/A | N/A | N/A | No | No | No | No | 4621.3158 | Single Family
SITE_01955 | SITE_D8DCF75D-E89E-8B43-B332-13383C339D93 | Storage | Electric Resistance | 80 | Rheem | 81v80d a | No | 1997 | R 0197C10896 | No | No | Electric | 4.5 | kW | 0.86 | N/A | N/A | N/A | N/A | N/A | Garage | Yes | No | N/A | No | N/A | No | N/A | N/A | N/A | No | Yes | Yes | No | 3434 | Single Family
SITE_01956 | SITE_97793047-4E4E-994C-9A68-D015A910909F | Storage | Electric Resistance | 50 | Bradford White | Re350s6 | No | 2016 | NG37995920 | No | No | Electric | 4.5 | kW | 0.93 | N/A | N/A | N/A | N/A | N/A | Main House | Yes | Yes | Plumbed drain | No | N/A | Yes | Polyethylene Foam | 3 | 1 | Yes | No | Yes | No | 2346.7937 | Single Family
SITE_01957 | SITE_E6EEED62-BC30-7B43-B69C-ECB3F9983BF1 | Storage | Fossil Fuel Non-Condensing | 40 | American Water Heaters | G5140T343N | No | 1994 | 9418305034 | No | No | Natural Gas | 34000 | Btuh | Unknown | N/A | N/A | N/A | N/A | N/A | Garage | Yes | No | N/A | No | N/A | No | N/A | N/A | N/A | Yes | Yes | Yes | No | 2346.7937 | Single Family
SITE_01958 | SITE_142BCB0D-BB18-8448-8D9B-EDD5C8EFB0D8 | Storage | Electric Heat Pump (Packaged) | 50 | Rheem | Hb50es | Yes | 2013 | N/A | No | No | Electric | 4.5 | kW | 2.45 | Yes | Mechanical Room | 58 | None of the above | N/A | Main House | Yes | No | N/A | No | N/A | No | N/A | N/A | N/A | No | Yes | Yes | Unknown | 3434 | Single Family
SITE_01959 | SITE_179B1607-9EBB-CB47-A16E-216385A79DBB | Storage | Fossil Fuel Non-Condensing | 50 | AO Smith | Gcv50200 | No | 2010 | 1011J004168 | No | No | Natural Gas | 40000 | Btuh | Unknown | N/A | N/A | N/A | N/A | N/A | Garage | Yes | No | N/A | No | N/A | No | N/A | N/A | N/A | Yes | Yes | Yes | No | 2346.7937 | Single Family
SITE_01960 | SITE_EE1E0219-6783-EB44-972C-D04677A2B28F | Storage | Electric Resistance | 50 | Bradford White | Re350t6 | No | 2016 | NC37477408 | No | No | Electric | 4.5 | kW | 0.93 | N/A | N/A | N/A | N/A | N/A | Main House | Yes | Yes | Floor drain | No | N/A | No | N/A | N/A | N/A | No | Yes | No | No | 3434 | Single Family
SITE_01961 | SITE_C717F660-BF49-3F4D-AB63-D140C6022F9D | Storage | Fossil Fuel Non-Condensing | 50 | Rheem | Prog50-40n rh62 | No | 2016 | M161608422 | No | No | Natural Gas | 40000 | Btuh | 0.62 | N/A | N/A | N/A | N/A | N/A | Garage | Yes | No | N/A | No | N/A | Yes | Polyethylene Foam | 3 | 0.5 | Yes | Yes | Yes | No | 4621.3158 | Single Family
SITE_01962 | SITE_01D5B44E-356A-694B-BFC4-5582A362E79E | Storage | Electric Resistance | 50 | Bradford White | M250T6DS-1NCWw | No | 2010 | GD13341886 | No | No | Electric | 4.5 | kW | 0.92 | N/A | N/A | N/A | N/A | N/A | Main House | Yes | No | N/A | No | N/A | No | N/A | N/A | N/A | No | No | Yes | No | 3434 | Single Family
SITE_01963 | SITE_9E1443BD-30DD-3F48-8A14-BB399CC6D9E8 | Storage | Electric Resistance | 50 | Bradford White | MI50S6DS13 | No | 1996 | NK7755805 | No | No | Electric | 4.5 | kW | Unknown | N/A | N/A | N/A | N/A | N/A | Main House | Yes | No | N/A | No | N/A | No | N/A | N/A | N/A | No | No | No | No | 2346.7937 | Single Family
SITE_01964 | SITE_03F458A5-6C03-E944-80BA-67C10E54E029 | Storage | Electric Resistance | 65 | Bradford White | M265r6ds-1ncww | No | 2014 | LG34711156 | No | Yes | Electric | 4.5 | kW | 0.89 | N/A | N/A | N/A | N/A | N/A | Garage | Yes | Yes | Floor drain | No | N/A | No | N/A | N/A | N/A | Yes | No | Yes | No | 2346.7937 | Single Family
SITE_01964 | SITE_03F458A5-6C03-E944-80BA-67C10E54E029 | Storage | Electric Resistance | 50 | AO Smith | Ect 52 210 | No | 2014 | 1417J001673 | Yes | No | Electric | 3.5 | kW | 0.91 | N/A | N/A | N/A | N/A | N/A | Garage | Yes | Yes | Floor drain | No | N/A | No | N/A | N/A | N/A | Yes | No | Yes | No | 2346.7937 | Single Family
SITE_01965 | SITE_BB395C28-BE08-498F-B7AD-C87286100160 | Storage | Electric Resistance | 50 | Bradford White | M250s6ds-1ncww | No | 2015 | MB35645647 | No | No | Electric | 4.5 | kW | 0.92 | N/A | N/A | N/A | N/A | N/A | Garage | Yes | Unknown | N/A | No | N/A | No | N/A | N/A | N/A | Yes | Yes | Unknown | No | 2346.7937 | Single Family
SITE_01966 | SITE_61DF4846-7A42-5A4C-BDE3-B28FC5DACA6C | Storage | Electric Resistance | 50 | Rheem | 82mv52-2 | No | 2013 | RH M101304964 | No | No | Electric | 4.5 | kW | 0.9 | N/A | N/A | N/A | N/A | N/A | Main House | Yes | No | N/A | No | N/A | No | N/A | N/A | N/A | No | No | Yes | No | 2346.7937 | Single Family
SITE_01968 | SITE_0CD72378-9D26-7B4E-BA08-8B2BABFCB9B0 | Storage | Electric Resistance | Unknown | Unknown | Unknown | No | Unknown | Unknown | No | No | Electric | Unknown | kW | Unknown | N/A | N/A | N/A | N/A | N/A | Basement | Yes | No | N/A | Yes | 0.25 | No | N/A | N/A | N/A | Yes | No | Yes | No | 2346.7937 | Single Family
SITE_01969 | SITE_278A0A75-5C78-D24C-A81F-F55566F78EC7 | Storage | Fossil Fuel Non-Condensing | 50 | Bradford White | MI5036FBM | No | 2011 | HC14606470 | No | No | Natural Gas | 40000 | Btuh | Unknown | N/A | N/A | N/A | N/A | N/A | Basement | Yes | Yes | Unknown | No | N/A | No | N/A | N/A | N/A | No | No | Yes | No | 2346.7937 | Single Family
SITE_01970 | SITE_DAA005B6-6D2D-D54D-B246-3A0F40FBEE64 | Storage | Electric Resistance | 50 | Bradford White | M250T6DS-1NCWW | No | 2009 | FC11732673 | No | No | Electric | 4.5 | kW | 0.92 | N/A | N/A | N/A | N/A | N/A | Main House | Yes | No | N/A | No | N/A | No | N/A | N/A | N/A | No | Yes | Yes | No | 3434 | Single Family
SITE_01971 | SITE_557BE208-3687-024D-AB60-AFA16FEA9044 | Storage | Fossil Fuel Non-Condensing | 50 | AO Smith | Fsg50224 | No | 1993 | GK93-1608582-224 | No | No | Natural Gas | 40000 | Btuh | Unknown | N/A | N/A | N/A | N/A | N/A | Garage | Yes | No | N/A | No | N/A | No | N/A | N/A | N/A | Yes | Yes | Yes | No | 2346.7937 | Single Family
SITE_01973 | SITE_275A5393-F16D-FF46-B2D0-BBE86FA55DAF | Storage | Electric Resistance | 40 | General Electric | Ge40m06aag | Yes | 2009 | N/A | No | No | Electric | 4.5 | kW | 0.92 | N/A | N/A | N/A | N/A | N/A | Main House | Yes | Unknown | N/A | Unknown | N/A | No | N/A | N/A | N/A | No | Yes | No | No | 3434 | Single Family
SITE_01974 | SITE_77F99949-4750-F84C-9ACE-E74E02D2BEEF | Instantaneous | Fossil Fuel Non-Condensing | 0 | Rheem | Rutg84dvn | No | 2010 | RULN1210J04308 | Unknown | No | Natural Gas | 180000 | Btuh | 0.82 | N/A | N/A | N/A | N/A | N/A | Garage | Yes | No | N/A | N/A | N/A | Yes | Polyethylene Foam | 3 | 1 | Yes | No | Yes | No | 2346.7937 | Single Family
SITE_01975 | SITE_FA1640D2-4BD3-584F-AC54-79DC33A94FF5 | Storage | Electric Resistance | Unknown | Unknown | Unknown | No | Unknown | Unknown | No | No | Electric | Unknown | kW | Unknown | N/A | N/A | N/A | N/A | N/A | Garage | Yes | No | N/A | Yes | 1 | Yes | Polyethylene Foam | 4 | 1 | Yes | Yes | Yes | No | 9127 | Single Family
SITE_01976 | SITE_ED40E34F-AB71-934E-BC22-1AEBCC17EE97 | Instantaneous | Fossil Fuel Condensing | 0 | Rinnai | Rl94i | No | Unknown | CA-025012 | No | No | Natural Gas | 199000 | Btuh | 0.82 | N/A | N/A | N/A | N/A | N/A | Garage | Yes | No | N/A | No | N/A | Yes | Polyethylene Foam | 3 | 0.5 | No | Yes | Yes | Unknown | 14922.6667 | Single Family
SITE_01977 | SITE_5986A60D-BC7F-6243-A48F-86393C4733BB | Storage | Electric Resistance | 50 | Bradford White | M250t6ds-1ncww | No | Unknown | LB34036191 | No | No | Electric | 4.5 | kW | 0.92 | N/A | N/A | N/A | N/A | N/A | Basement | Yes | No | N/A | No | N/A | No | N/A | N/A | N/A | Yes | Yes | No | No | 14922.6667 | Single Family
SITE_01978 | SITE_573450F9-B9B3-364F-9D31-E4DFD3C9E596 | Storage | Electric Resistance | 50 | AO Smith | Ect 52 210 | No | 2010 | 1046J003552 | No | No | Electric | 3.5 | kW | 0.91 | N/A | N/A | N/A | N/A | N/A | Garage | Yes | No | N/A | No | N/A | No | N/A | N/A | N/A | Yes | Yes | Yes | No | 2346.7937 | Single Family
SITE_01978 | SITE_573450F9-B9B3-364F-9D31-E4DFD3C9E596 | Storage | Electric Resistance | 50 | Unknown | Unknown | No | Unknown | Unknown | Yes | No | Electric | Unknown | kW | Unknown | N/A | N/A | N/A | N/A | N/A | Garage | Yes | No | N/A | No | N/A | No | N/A | N/A | N/A | Yes | Yes | Yes | No | 2346.7937 | Single Family
SITE_01979 | SITE_1F275B71-D02C-7145-AB18-5C8DD73D7C8D | Storage | Fossil Fuel Non-Condensing | 40 | Rheem | 21V40S-2 | No | 2008 | RN 0893A08935 | No | No | Natural Gas | 28000 | Btuh | 0.56 | N/A | N/A | N/A | N/A | N/A | Main House | Yes | No | N/A | No | N/A | No | N/A | N/A | N/A | No | Yes | No | No | 4621.3158 | Single Family
SITE_01980 | SITE_3A5C783F-B42E-C64C-A367-4B9F7C75D55D | Storage | Electric Resistance | 80 | Whirlpool | E2f80hd045v | No | 2014 | 1405T467693 | No | No | Electric | 4.5 | kW | 0.87 | N/A | N/A | N/A | N/A | N/A | Basement | Yes | No | N/A | No | N/A | No | N/A | N/A | N/A | No | Yes | Yes | No | 2346.7937 | Single Family
SITE_01981 | SITE_809F6D4D-B6DB-E34F-B123-3EA5C6FD3802 | Storage | Electric Resistance | 50 | Whirlpool | EE3J50RD045V | No | 2009 | 0931T424211 | No | No | Electric | 4.5 | kW | 0.93 | N/A | N/A | N/A | N/A | N/A | Basement | Yes | No | N/A | No | N/A | No | N/A | N/A | N/A | Yes | Yes | Yes | No | 2346.7937 | Single Family
SITE_01982 | SITE_0BA427C9-EA7E-2F43-8140-BBEA54D2D72F | Storage | Electric Resistance | 50 | US Craftmaster | M-I-RE50S5DS-12 | No | Unknown | GH8932111 | No | No | Electric | 4.5 | kW | Unknown | N/A | N/A | N/A | N/A | N/A | Main House | Yes | Yes | Floor drain | No | N/A | No | N/A | N/A | N/A | No | No | Yes | No | 4621.3158 | Single Family
SITE_01983 | SITE_91873D75-7354-494D-880D-0CD8C3EBF4DD | Storage | Electric Resistance | 50 | US Craftmaster | E1F50RD045V | No | 2008 | 826307 | No | No | Electric | 4.5 | kW | 0.9 | N/A | N/A | N/A | N/A | N/A | Main House | Yes | No | N/A | No | N/A | No | N/A | N/A | N/A | No | No | No | No | 2346.7937 | Single Family
SITE_01984 | SITE_149E8BE7-A9F9-9D4A-AE08-3F74EA304E4C | Storage | Fossil Fuel Non-Condensing | 50 | AO Smith | GCV 50 100 | Yes | 2007 | N/A | No | No | Natural Gas | 40000 | Btuh | 0.58 | N/A | N/A | N/A | N/A | N/A | Garage | Yes | No | N/A | No | N/A | No | N/A | N/A | N/A | Yes | Yes | Yes | No | 2346.7937 | Single Family
SITE_01986 | SITE_72B9997F-FC7F-0B48-904B-EF06F568E7EF | Instantaneous | Fossil Fuel Non-Condensing | 0 | Rinnai | R94-lsi (reu-va2535ffud-uc) | Yes | 2008 | N/A | No | No | Natural Gas | 199000 | Btuh | 0.82 | N/A | N/A | N/A | N/A | N/A | Basement | Yes | No | N/A | No | N/A | No | N/A | N/A | N/A | Yes | Yes | No | No | 2471.1038 | Single Family
SITE_01987 | SITE_2068FB74-9B6A-4242-ADB6-5AEC89A07BB0 | Storage | Electric Resistance | 50 | Rheem | 81x52d | No | 1997 | R 0397B48570 | No | No | Electric | 4.5 | kW | Unknown | N/A | N/A | N/A | N/A | N/A | Main House | Yes | Yes | Plumbed drain | No | N/A | No | N/A | N/A | N/A | N/A | No | No | No | 3434 | Single Family
SITE_01988 | SITE_622CB8D9-9EB9-1942-AB73-4E9DBE2901B8 | Storage | Electric Resistance | 65 | Bradford White | Mi65r6ds13 | No | 1997 | PK0087830 | No | No | Electric | 4.5 | kW | Unknown | N/A | N/A | N/A | N/A | N/A | Basement | Yes | No | N/A | No | N/A | No | N/A | N/A | N/A | Yes | No | No | No | 2346.7937 | Single Family
SITE_01989 | SITE_37076EE7-E527-D541-87F8-EB5F075CC461 | Storage | Electric Resistance | 80 | Whirlpool | E2f80hd045v | No | 2005 | 545130000 | No | No | Electric | 4.5 | kW | 0.87 | N/A | N/A | N/A | N/A | N/A | Basement | No | No | N/A | No | N/A | No | N/A | N/A | N/A | N/A | Yes | Yes | No | 2471.1038 | Single Family
SITE_01990 | SITE_09B8853B-6D26-4D8E-BE3A-6C3C6DBF76F0 | Storage | Electric Resistance | 55 | Kenmore | 153.3296 | No | 2011 | 1125A008875 | No | No | Electric | 5.5 | kW | Unknown | N/A | N/A | N/A | N/A | N/A | Garage | Yes | No | N/A | No | N/A | No | N/A | N/A | N/A | Yes | Yes | Yes | No | 2346.7937 | Single Family
SITE_01991 | SITE_7F3894B3-A1F2-A845-9ABB-4F8BF4406748 | Storage | Electric Resistance | 50 | US Craftmaster | E2A50RD030 | Yes | 1993 | N/A | No | No | Electric | 3 | kW | Unknown | N/A | N/A | N/A | N/A | N/A | Main House | Yes | Yes | Plumbed drain | No | N/A | No | N/A | N/A | N/A | No | No | Yes | No | 9127 | Single Family
SITE_01992 | SITE_F6299582-6DF5-7F4D-99BC-E9344D17E16B | Storage | Fossil Fuel Condensing | 50 | Rheem | 21vp50-1 | No | 1991 | 1291D01317 | No | No | Natural Gas | 40000 | Btuh | Unknown | N/A | N/A | N/A | N/A | N/A | Garage | Yes | No | N/A | No | N/A | No | N/A | N/A | N/A | Yes | Yes | Yes | No | 4621.3158 | Single Family
SITE_01993 | SITE_93160782-ACC7-814A-9E66-30DF2647CAAF | Storage | Electric Heat Pump (Packaged) | 50 | Reliance | 10-50-DHPHT-120 | No | 2017 | 1704100000000 | No | No | Electric | 4.5 | kW | 3.24 | N/A | N/A | N/A | N/A | N/A | Basement | Yes | No | N/A | No | N/A | No | N/A | N/A | N/A | Yes | Yes | Yes | No | 2346.7937 | Single Family
SITE_01994 | SITE_D6E995CA-15FC-F74D-A09D-80042D03FF1B | Storage | Electric Resistance | 80 | Bradford White | m280r6ds5 | No | 2006 | CA7189868 | No | No | Electric | 4.5 | kW | 0.88 | N/A | N/A | N/A | N/A | N/A | Garage | Yes | No | N/A | No | N/A | No | N/A | N/A | N/A | Yes | Yes | Yes | No | 3434 | Single Family
SITE_01995 | SITE_43A39D8B-BFA8-8243-A55D-749A451D9FD3 | Storage | Electric Heat Pump (Packaged) | 80 | AO Smith | HPTU-80N 120 | No | 2017 | 1703100000000 | No | No | Electric | 4.5 | kW | 3.06 | N/A | N/A | N/A | N/A | N/A | Garage | Yes | Yes | Plumbed drain | No | N/A | Yes | Polyethylene Foam | 8 | 1 | Yes | Yes | Yes | Yes | 4621.3158 | Single Family
SITE_01996 | SITE_BEDE52EC-6CC7-F640-B0D3-64C294CC3CE1 | Storage | Electric Resistance | 66 | AO Smith | Ect 66 200 | No | 2008 | 0816J005368 | No | No | Electric | 4.5 | kW | 0.88 | N/A | N/A | N/A | N/A | N/A | Main House | Yes | No | N/A | No | N/A | No | N/A | N/A | N/A | No | No | Yes | No | 3434 | Single Family
SITE_01997 | SITE_6DB85D79-1EB0-664B-9B45-91C883B73FF7 | Instantaneous | Fossil Fuel Condensing | 0 | Bosch | Gwh1600ps | No | Unknown | 78800009 | No | Yes | Natural Gas | 117000 | Btuh | Unknown | N/A | N/A | N/A | N/A | N/A | Garage | Yes | No | N/A | No | N/A | Yes | Polyethylene Foam | 30 | 1 | Yes | Yes | Yes | No | 3955.5333 | Single Family
SITE_01998 | SITE_626E1534-B317-C741-A066-60C629FD6931 | Storage | Electric Heat Pump (Packaged) | 50 | Reliance | 10-50-dhpht 120 | No | 2017 | 1705100000000 | No | No | Electric | 4.5 | kW | 3.24 | N/A | N/A | N/A | N/A | N/A | Garage | Yes | No | N/A | No | N/A | No | N/A | N/A | N/A | Yes | Yes | No | No | 2346.7937 | Single Family
SITE_01999 | SITE_23CE5677-82BE-BF48-AEB0-6DE960F4D9D2 | Storage | Electric Resistance | 50 | AO Smith | Ect 52 200 | No | 2008 | 0830J004324 | No | No | Electric | 4.5 | kW | 0.91 | N/A | N/A | N/A | N/A | N/A | Basement | No | Yes | Plumbed drain | No | N/A | No | N/A | N/A | N/A | Yes | No | No | No | 4621.3158 | Single Family
SITE_01999 | SITE_23CE5677-82BE-BF48-AEB0-6DE960F4D9D2 | Storage | Electric Resistance | 50 | AO Smith | Ect 52 200 | No | 2008 | 0830J004350 | No | No | Electric | 4.5 | kW | 0.91 | N/A | N/A | N/A | N/A | N/A | Basement | No | Yes | Plumbed drain | No | N/A | No | N/A | N/A | N/A | Yes | No | No | No | 4621.3158 | Single Family
SITE_02000 | SITE_FDEB0124-1E57-EF4E-B78F-7F2E4D02FE79 | Storage | Electric Resistance | 50 | Whirlpool | EE3Z50RD055V | Yes | 2003 | N/A | No | No | Electric | 4.5 | kW | Unknown | N/A | N/A | N/A | N/A | N/A | Main House | Yes | No | N/A | No | N/A | No | N/A | N/A | N/A | No | No | Yes | No | 9127 | Single Family
SITE_02001 | SITE_8B9DC951-7846-3644-9FCC-32A86A3062B5 | Storage | Fossil Fuel Non-Condensing | 50 | AO Smith | Gcv50100 | Yes | 2007 | N/A | No | No | Natural Gas | 40000 | Btuh | 0.58 | N/A | N/A | N/A | N/A | N/A | Garage | Yes | No | N/A | No | N/A | No | N/A | N/A | N/A | Yes | Yes | Yes | No | 2346.7937 | Single Family
SITE_02002 | SITE_9BB4379B-E72C-994B-B923-AE713B6C851C | Storage | Fossil Fuel Non-Condensing | 50 | Maytag | HRN41250X | No | Unknown | Unknown | No | No | Natural Gas | Unknown | Btuh | Unknown | N/A | N/A | N/A | N/A | N/A | Garage | Yes | Unknown | N/A | No | N/A | No | N/A | N/A | N/A | Yes | Yes | Yes | No | 2346.7937 | Single Family
SITE_02004 | SITE_64700351-B67A-3C4B-BE56-80D3A229F41B | Storage | Electric Resistance | 50 | AO Smith | Ect 52 200 | No | 2006 | J069052988 | No | No | Electric | 4.5 | kW | 0.91 | N/A | N/A | N/A | N/A | N/A | Main House | Yes | No | N/A | No | N/A | No | N/A | N/A | N/A | No | No | Yes | No | 9127 | Single Family
SITE_02006 | SITE_65EB65E9-18CF-684E-9149-785B177C684D | Storage | Electric Resistance | 50 | American Appliance | E61-50r-045d | No | 2006 | 643106079 | No | No | Electric | 4.5 | kW | 0.9 | N/A | N/A | N/A | N/A | N/A | Basement | Yes | No | N/A | No | N/A | Yes | Polyethylene Foam | 4 | 1 | No | Yes | No | No | 9127 | Single Family
SITE_02007 | SITE_4436A6D3-F8D9-914C-9701-E3C6941F7969 | Instantaneous | Unknown | Unknown | Unknown | Unknown | No | Unknown | Unknown | No | No | Unknown | Unknown | Btuh | Unknown | N/A | N/A | N/A | N/A | N/A | Unknown | No | Unknown | N/A | Unknown | N/A | Unknown | N/A | N/A | N/A | Unknown | Unknown | Unknown | No | 3434 | Single Family
SITE_02007 | SITE_4436A6D3-F8D9-914C-9701-E3C6941F7969 | Storage | Electric Resistance | 50 | Unknown | Unknown | No | Unknown | Unknown | No | No | Electric | Unknown | kW | Unknown | N/A | N/A | N/A | N/A | N/A | Main House | No | Unknown | N/A | Yes | 1 | No | N/A | N/A | N/A | Yes | Yes | No | No | 3434 | Single Family
SITE_02008 | SITE_BDF8F5D3-054D-3845-93CB-773861B937C4 | Storage | Fossil Fuel Non-Condensing | 50 | AO Smith | FSG 50 232 | No | 1996 | GE96-3094947-232 | No | No | Natural Gas | 40000 | Btuh | 0.55 | N/A | N/A | N/A | N/A | N/A | Main House | Yes | Unknown | N/A | No | N/A | No | N/A | N/A | N/A | Yes | No | Yes | No | 2346.7937 | Single Family
SITE_02009 | SITE_CD75069F-A64A-C34E-B4C7-F4DA66FF62A7 | Storage | Electric Resistance | 50 | US Craftmaster | Crmeqr90-250 | Yes | 1992 | N/A | No | No | Electric | 4.5 | kW | Unknown | N/A | N/A | N/A | N/A | N/A | Garage | Yes | No | N/A | No | N/A | No | N/A | N/A | N/A | Yes | Yes | Yes | No | 2346.7937 | Single Family
SITE_02010 | SITE_420FEB1E-D8B1-5649-B205-3BA7A6E6B46E | Storage | Electric Resistance | 50 | Rheem | Xe50m06st45u1 | Yes | 2015 | N/A | No | No | Electric | 4.5 | kW | 0.9 | N/A | N/A | N/A | N/A | N/A | Basement | Yes | No | N/A | No | N/A | Yes | Fiberglass | 12 | 1 | No | Yes | Yes | No | 2346.7937 | Single Family
SITE_02011 | SITE_727DE1DA-E4A8-0C48-8420-062F9B6F0021 | Storage | Fossil Fuel Non-Condensing | 50 | Reliance | 1250NART | No | 2015 | D01521825 | No | No | Natural Gas | 40000 | Btuh | Unknown | N/A | N/A | N/A | N/A | N/A | Main House | Yes | No | N/A | No | N/A | No | N/A | N/A | N/A | No | No | Yes | No | 2471.1038 | Single Family
SITE_02013 | SITE_037058BD-6DAE-AF4C-A9E7-14618F71DFB6 | Storage | Fossil Fuel Non-Condensing | Unknown | Unknown | Unknown | No | Unknown | Unknown | No | No | Natural Gas | Unknown | Btuh | Unknown | N/A | N/A | N/A | N/A | N/A | Garage | Yes | Unknown | N/A | Yes | 2 | No | N/A | N/A | N/A | Yes | Yes | Yes | No | 2346.7937 | Single Family
SITE_02014 | SITE_553B62E3-0722-364D-B7AC-328524ACBCB4 | Storage | Electric Resistance | 50 | Bradford White | M250S6DS-1NCWW | No | Unknown | ED10511540 | No | No | Electric | 4.5 | kW | 0.92 | N/A | N/A | N/A | N/A | N/A | Basement | Yes | No | N/A | No | N/A | No | N/A | N/A | N/A | No | Yes | Yes | No | 10381.2619 | Single Family
SITE_02015 | SITE_9337DABD-B4CE-0A48-8CA3-37C9501E7983 | Storage | Electric Resistance | 50 | Bradford White | m50s5d-6 | No | 2006 | CF5521072 | No | No | Electric | 4.5 | kW | Unknown | N/A | N/A | N/A | N/A | N/A | Main House | Yes | Yes | Plumbed drain | No | N/A | No | N/A | N/A | N/A | Yes | Yes | Yes | No | 3434 | Single Family
SITE_02016 | SITE_1B29E2B4-FA25-7D42-BFF6-C0879F6276CB | Storage | Electric Resistance | 50 | Whirlpool | E1f50rd045v | Yes | 2004 | 420114077 | Yes | No | Electric | 4.5 | kW | 0.9 | N/A | N/A | N/A | N/A | N/A | Basement | Yes | No | N/A | No | N/A | No | N/A | N/A | N/A | No | No | No | No | 2346.7937 | Single Family
SITE_02017 | SITE_BB8B71A9-9FD4-0841-A5A7-D8527DD9C7ED | Storage | Fossil Fuel Non-Condensing | 40 | State | Pr64onors | No | 2003 | B03421344 | No | No | Natural Gas | 35000 | Btuh | 0.55 | N/A | N/A | N/A | N/A | N/A | Crawlspace | Yes | No | N/A | No | N/A | No | N/A | N/A | N/A | No | Yes | No | No | 2346.7937 | Single Family
SITE_02018 | SITE_A249C425-DB4A-A141-8723-763BF87583A3 | Storage | Electric Resistance | 80 | AO Smith | Eeh 80 920 | No | 2003 | GC03-1353610-920 | No | No | Electric | 4.5 | kW | 0.92 | N/A | N/A | N/A | N/A | N/A | Basement | No | Yes | Plumbed drain | No | N/A | No | N/A | N/A | N/A | No | No | No | No | 9127 | Single Family
SITE_02019 | SITE_3F23FB26-26A6-694B-BDCE-81A8A0E1AD47 | Storage | Fossil Fuel Non-Condensing | 50 | AO Smith | Gcg 50 400 | No | 2016 | 1614J006920 | No | No | Natural Gas | 40000 | Btuh | 0.6 | N/A | N/A | N/A | N/A | N/A | Garage | Yes | No | N/A | No | N/A | No | N/A | N/A | N/A | Yes | Yes | Yes | No | 2346.7937 | Single Family
SITE_02021 | SITE_AA3F7CF5-9A89-8D4C-8361-2C62A7EC96BE | Storage | Electric Resistance | 50 | US Craftmaster | E3E52RD045V | Yes | 1996 | N/A | No | No | Electric | 4.5 | kW | Unknown | N/A | N/A | N/A | N/A | N/A | Main House | Yes | Yes | Plumbed drain | No | N/A | No | N/A | N/A | N/A | No | Yes | Yes | No | 3434 | Single Family
SITE_02022 | SITE_9106FD4E-FE17-1B40-93EF-CF4A4BDFA245 | Storage | Electric Resistance | 50 | Whirlpool | E50R6-45 110 | No | 2016 | 1606100000000 | No | No | Electric | 4.5 | kW | 0.95 | N/A | N/A | N/A | N/A | N/A | Basement | Yes | No | N/A | No | N/A | No | N/A | N/A | N/A | No | Yes | Yes | No | 4621.3158 | Single Family
SITE_02023 | SITE_1DAE49B2-B87D-D446-BEE4-E7C1C7E77B00 | Storage | Electric Resistance | 50 | US Craftmaster | E1f50rd045v | Yes | 2002 | N/A | No | No | Electric | 3.38 | kW | 0.9 | N/A | N/A | N/A | N/A | N/A | Garage | Yes | No | N/A | No | N/A | No | N/A | N/A | N/A | Yes | Yes | No | No | 10381.2619 | Single Family
SITE_02024 | SITE_B9FDE0B7-00A5-324F-9BA4-189BF71F0590 | Storage | Electric Resistance | 30 | Reliance | 630DOLS | No | 2008 | 0804A004759 | No | No | Electric | 4.5 | kW | Unknown | N/A | N/A | N/A | N/A | N/A | Main House | Yes | No | N/A | No | N/A | No | N/A | N/A | N/A | No | No | No | No | 3434 | Single Family
SITE_02025 | SITE_9BFEBEBA-D7FB-F246-9202-C67CE7C608C1 | Storage | Electric Resistance | 50 | Rheem | Xe50t06he45uo | Yes | 2015 | N/A | Yes | No | Electric | 4.5 | kW | 0.92 | N/A | N/A | N/A | N/A | N/A | Garage | Yes | No | N/A | No | N/A | Yes | Polyethylene Foam | 2.5 | 1 | Unknown | No | Yes | No | 2346.7937 | Single Family
SITE_02026 | SITE_81596861-F0F9-D445-96EE-3446BC6ED320 | Storage | Electric Resistance | 46.5 | US Craftmaster | E2F50LD045V | No | 2008 | 826229 | No | No | Electric | 4.5 | kW | 0.91 | N/A | N/A | N/A | N/A | N/A | Basement | Yes | No | N/A | No | N/A | No | N/A | N/A | N/A | No | No | No | No | 2346.7937 | Single Family
SITE_02027 | SITE_30C4F006-EB2A-7C4E-8699-90A81E34745C | Storage | Electric Resistance | 40 | Whirlpool | EE3J40RD045V | No | 2006 | 625139133 | No | No | Electric | 4.5 | kW | Unknown | N/A | N/A | N/A | N/A | N/A | Garage | Yes | No | N/A | No | N/A | Yes | Polyethylene Foam | 3 | 0.5 | Yes | Yes | Yes | No | 3434 | Single Family
SITE_02028 | SITE_C164AFEC-33F6-724B-87B4-F09036E414F8 | Storage | Fossil Fuel Non-Condensing | 40 | Whirlpool | BFG14F4034T3PV | No | 2009 | 0924T4074481 | No | No | Propane | 33000 | Btuh | Unknown | N/A | N/A | N/A | N/A | N/A | Garage | Yes | No | N/A | No | N/A | Yes | Polyethylene Foam | 5 | 0.5 | Yes | Yes | Yes | No | 4621.3158 | Single Family
SITE_02029 | SITE_2759321C-903E-1D4F-B361-518E6CEB980A | Storage | Electric Resistance | 50 | General Electric | pe50m9a | No | 1999 | GE 0799101223 | No | No | Electric | 4.5 | kW | 0.91 | N/A | N/A | N/A | N/A | N/A | Main House | Yes | Yes | Plumbed drain | No | N/A | No | N/A | N/A | N/A | Yes | Yes | Yes | No | 3434 | Single Family
SITE_02030 | SITE_730FB7D9-3F52-D241-BB77-29D2E1BACFE7 | Storage | Electric Resistance | 50 | State | P65220CTJW | No | 2003 | K03209393 | No | No | Electric | 4.5 | kW | Unknown | N/A | N/A | N/A | N/A | N/A | Main House | Yes | No | N/A | No | N/A | No | N/A | N/A | N/A | No | No | Yes | No | 3434 | Single Family
SITE_02031 | SITE_CEE08BF3-BE59-EB45-9EBF-435F466919AB | Storage | Fossil Fuel Non-Condensing | 50 | Bradford White | D4504S6FBN | No | 2012 | JJ17096215 | No | No | Natural Gas | 40000 | Btuh | 0.67 | N/A | N/A | N/A | N/A | N/A | Garage | Yes | No | N/A | No | N/A | No | N/A | N/A | N/A | Yes | Yes | Yes | No | 2346.7937 | Single Family
SITE_02033 | SITE_A0E0851F-8353-8640-B7B8-D64F2168FFBE | Storage | Electric Resistance | 58 | AO Smith | Unknown | No | Unknown | Unknown | Unknown | No | Electric | 4.99 | kW | Unknown | N/A | N/A | N/A | N/A | N/A | Garage | Yes | No | N/A | No | N/A | Yes | Polyethylene Foam | 5 | 0.25 | Yes | No | Yes | No | 2346.7937 | Single Family
SITE_02034 | SITE_F3C07087-A3BB-B947-971F-211C8235D414 | Storage | Fossil Fuel Non-Condensing | 40 | Rheem | 42v40-40f | Yes | 2004 | N/A | No | No | Natural Gas | 40000 | Btuh | 0.62 | N/A | N/A | N/A | N/A | N/A | Garage | Yes | No | N/A | No | N/A | No | N/A | N/A | N/A | Yes | Yes | Yes | No | 2346.7937 | Single Family
SITE_02035 | SITE_F6A3EA07-DBAD-AD45-AB1F-4129A2F90501 | Storage | Electric Resistance | 65 | Ruud | Pe66-2 b | No | 1996 | RU 0796C00875 | No | No | Electric | 4.5 | kW | 0.87 | N/A | N/A | N/A | N/A | N/A | Basement | No | Unknown | N/A | No | N/A | No | N/A | N/A | N/A | Yes | Yes | Yes | No | 3434 | Single Family
SITE_02035 | SITE_F6A3EA07-DBAD-AD45-AB1F-4129A2F90501 | Storage | Electric Resistance | 50 | AO Smith | Ees 52 917 | No | 1996 | GL96-3358557-917 | No | No | Electric | 4.5 | kW | 0.87 | N/A | N/A | N/A | N/A | N/A | Main House | No | No | N/A | No | N/A | No | N/A | N/A | N/A | No | No | No | No | 3434 | Single Family
SITE_02036 | SITE_E988F8D6-07E6-9F45-BA57-83B8F2A887A2 | Storage | Fossil Fuel Non-Condensing | 75 | US Craftmaster | G2F7575T4NOVSTP | No | 2011 | 1113T477184 | No | No | Natural Gas | 75100 | Btuh | Unknown | N/A | N/A | N/A | N/A | N/A | Garage | Yes | No | N/A | No | N/A | No | N/A | N/A | N/A | Yes | Yes | Yes | No | 2346.7937 | Single Family
SITE_02038 | SITE_3E8558BB-A4A8-5C44-8A02-D8C27FE71279 | Storage | Fossil Fuel Non-Condensing | 50 | Bradford White | MI5036FBN | No | 2007 | DM9972416 | No | No | Natural Gas | 40000 | Btuh | Unknown | N/A | N/A | N/A | N/A | N/A | Garage | Yes | No | N/A | No | N/A | No | N/A | N/A | N/A | Yes | Yes | Yes | No | 2346.7937 | Single Family
SITE_02039 | SITE_97B81673-02BE-DC4B-AF24-A1AD5675E425 | Storage | Electric Resistance | 80 | Reliance | 1280DART | No | 2007 | L07A104497 | No | No | Electric | 5.5 | kW | 0.95 | N/A | N/A | N/A | N/A | N/A | Garage | Yes | Unknown | N/A | No | N/A | No | N/A | N/A | N/A | Yes | Yes | Yes | No | 2346.7937 | Single Family
SITE_02041 | SITE_67A1FB9D-E5A6-CE41-B57F-2F0BF55E2695 | Storage | Fossil Fuel Non-Condensing | 50 | Lochinvar | Ltn050g-394 | No | Unknown | BH6575976 | No | No | Natural Gas | 40000 | Btuh | 0.58 | N/A | N/A | N/A | N/A | N/A | Main House | Yes | No | N/A | No | N/A | No | N/A | N/A | N/A | No | No | Yes | No | 14922.6667 | Single Family
SITE_02042 | SITE_829A94C5-DD1D-A143-BAA1-80D3178507F7 | Storage | Fossil Fuel Non-Condensing | 50 | Rheem | 41V50 | No | 1999 | RHNG 1299111798 | No | No | Natural Gas | 40000 | Btuh | 0.54 | N/A | N/A | N/A | N/A | N/A | Garage | Yes | No | N/A | No | N/A | Yes | Polyethylene Foam | 6 | 1 | Yes | Yes | Yes | No | 14922.6667 | Single Family
SITE_02043 | SITE_8575A21B-BE6F-8545-8A91-4E6E87627730 | Storage | Electric Resistance | 50 | Rheem | Proe50m2rh90 | Yes | 2015 | N/A | No | No | Electric | 4.5 | kW | 0.9 | N/A | N/A | N/A | N/A | N/A | Main House | Yes | No | N/A | No | N/A | Yes | Polyethylene Foam | 4 | 1 | N/A | No | No | No | 14922.6667 | Single Family
SITE_02044 | SITE_57AE48CC-C899-BB43-83B4-B99139D96E13 | Storage | Fossil Fuel Non-Condensing | 40 | Bradford White | Mi40t6fbn | No | Unknown | JGI16896089 | No | No | Natural Gas | 40000 | Btuh | 0.59 | N/A | N/A | N/A | N/A | N/A | Garage | Yes | No | N/A | No | N/A | Yes | Polyethylene Foam | 20 | 1 | No | Yes | Yes | No | 10381.2619 | Single Family
SITE_02045 | SITE_1ED1EC5F-C10B-984C-BC26-62D3C0C7EA8A | Storage | Fossil Fuel Non-Condensing | 50 | Bradford White | Mi5036en10 | No | Unknown | TM7807173 | No | No | Natural Gas | 40000 | Btuh | Unknown | N/A | N/A | N/A | N/A | N/A | Garage | Yes | No | N/A | No | N/A | No | N/A | N/A | N/A | Yes | Yes | Yes | No | 10381.2619 | Single Family
SITE_02046 | SITE_6201CCA6-6B16-AD45-B797-B429BF73D288 | Storage | Fossil Fuel Non-Condensing | 50 | AO Smith | FSG 50 248 | No | 2002 | GD02-0576828-248 | No | No | Natural Gas | 40000 | Btuh | 0.55 | N/A | N/A | N/A | N/A | N/A | Basement | Yes | No | N/A | No | N/A | No | N/A | N/A | N/A | No | No | No | No | 10381.2619 | Single Family
SITE_02047 | SITE_3D07C1B9-8BE8-DE4C-BFA5-85BBA25A8543 | Storage | Fossil Fuel Non-Condensing | 50 | American Water Heaters | G62-50T63-4NV | Yes | 2007 | N/A | No | No | Natural Gas | 63000 | Btuh | 0.53 | N/A | N/A | N/A | N/A | N/A | Garage | Yes | No | N/A | No | N/A | Yes | Polyethylene Foam | 1.5 | 0.5 | Yes | Yes | No | No | 10381.2619 | Single Family
SITE_02048 | SITE_1581561E-A989-7F49-B6DE-BBCEE40DCBDD | Storage | Fossil Fuel Condensing | 40 | Bradford White | Mi403s6en12 | No | Unknown | ZB2713025 | No | No | Natural Gas | 40000 | Btuh | Unknown | N/A | N/A | N/A | N/A | N/A | Basement | Yes | No | N/A | No | N/A | Yes | Polyethylene Foam | 50 | 0.5 | No | Yes | No | No | 2471.1038 | Single Family
SITE_02049 | SITE_8C4B6F9C-D0D5-9543-992A-DB9E8C5906FA | Storage | Fossil Fuel Non-Condensing | 40 | Rheem | 41XR40 | No | 2000 | RHNG 1100129105 | No | No | Natural Gas | 40000 | Btuh | 0.62 | N/A | N/A | N/A | N/A | N/A | Garage | Yes | No | N/A | No | N/A | No | N/A | N/A | N/A | Yes | Yes | Yes | No | 14922.6667 | Single Family
SITE_02050 | SITE_06DEE18F-D2E8-3443-8415-A93A9CE33D3A | Storage | Fossil Fuel Non-Condensing | 50 | Rheem | Prog50-38n rh60 | Yes | 2015 | N/A | No | No | Natural Gas | 38000 | Btuh | 0.6 | N/A | N/A | N/A | N/A | N/A | Garage | Yes | No | N/A | No | N/A | No | N/A | N/A | N/A | Yes | Yes | No | No | 10381.2619 | Single Family
SITE_02052 | SITE_A898F030-A88F-D945-BFC7-6DDF7AF53EAA | Storage | Electric Resistance | 50 | General Electric | SE50M12TAH | Yes | 2007 | N/A | No | No | Electric | 5.5 | kW | 0.93 | N/A | N/A | N/A | N/A | N/A | Basement | Yes | No | N/A | No | N/A | Yes | Polyethylene Foam | 6 | 0.5 | No | No | No | No | 2471.1038 | Single Family
SITE_02053 | SITE_702542CC-EC8D-7447-BC2D-BEE0811F316C | Storage | Fossil Fuel Non-Condensing | 50 | Rheem | 42vr50-40f | Yes | 2010 | N/A | No | No | Natural Gas | 40000 | Btuh | 0.62 | N/A | N/A | N/A | N/A | N/A | Main House | Yes | No | N/A | No | N/A | Yes | Polyethylene Foam | 16 | 1 | No | Yes | Yes | No | 14922.6667 | Single Family
SITE_02054 | SITE_14344FA1-8545-1542-AE9C-469E3BA99180 | Storage | Electric Resistance | 50 | AO Smith | ENT 50 100 | No | 2015 | 1528J006232 | No | No | Electric | 4.5 | kW | 0.95 | N/A | N/A | N/A | N/A | N/A | Main House | Yes | No | N/A | No | N/A | No | N/A | N/A | N/A | Yes | No | Yes | No | 3434 | Single Family
SITE_02055 | SITE_5EB1DE66-EC06-1948-A7BD-3F402880041D | Storage | Fossil Fuel Non-Condensing | 50 | Rheem | 41VR50 | No | 1998 | RHNG 0798148683 | No | No | Natural Gas | 40000 | Btuh | 0.61 | N/A | N/A | N/A | N/A | N/A | Garage | Yes | No | N/A | No | N/A | Yes | Polyethylene Foam | 4 | 1 | Yes | Yes | Yes | No | 2346.7937 | Single Family
SITE_02056 | SITE_F8F0A02F-CD96-8643-B1D6-0BD6CF27596C | Storage | Fossil Fuel Non-Condensing | 50 | General Electric | GG50T6A | No | 2000 | GENG 0100134986 | No | No | Natural Gas | 36000 | Btuh | 0.55 | N/A | N/A | N/A | N/A | N/A | Garage | Yes | No | N/A | No | N/A | No | N/A | N/A | N/A | Yes | Yes | Yes | No | 2346.7937 | Single Family
SITE_02057 | SITE_253A69A4-6C7C-FA44-934C-8CE30D9530DA | Storage | Electric Resistance | 50 | Kenmore | 153.3167 | No | 2003 | L03133332 | No | No | Electric | 3.8 | kW | 0.87 | N/A | N/A | N/A | N/A | N/A | Garage | Yes | No | N/A | No | N/A | Yes | Polyethylene Foam | 4 | 0.5 | Yes | Yes | Yes | No | 2346.7937 | Single Family
SITE_02058 | SITE_FF716DD7-FD2D-024C-83D6-757FB1BC640E | Storage | Electric Resistance | 50 | American Water Heaters | E61-50r-045d | No | Unknown | 1304T470770 | No | No | Electric | 4.5 | kW | 0.9 | N/A | N/A | N/A | N/A | N/A | Basement | Yes | No | N/A | No | N/A | No | N/A | N/A | N/A | No | Yes | No | No | 653.4162 | Single Family
SITE_02059 | SITE_EA62DB0E-FE9E-6442-80C5-F0D80AF5B5D8 | Storage | Electric Resistance | 66 | Kenmore | 153.3216 | No | 1992 | 9241276012 | No | No | Electric | 5.5 | kW | 0.95 | N/A | N/A | N/A | N/A | N/A | Basement | Yes | Yes | Floor drain | No | N/A | No | N/A | N/A | N/A | Yes | Yes | Yes | No | 3434 | Single Family
SITE_02060 | SITE_8D858E91-9BA2-EA41-95FC-D9E837D52AC4 | Storage | Fossil Fuel Non-Condensing | 40 | Rheem | XG40T09HE40U0 | Yes | 2014 | N/A | No | No | Natural Gas | 40000 | Btuh | 0.62 | N/A | N/A | N/A | N/A | N/A | Garage | Yes | No | N/A | No | N/A | Yes | Polyethylene Foam | 6 | 0.5 | Yes | Yes | Yes | No | 3955.5333 | Single Family
SITE_02061 | SITE_D404B29D-C82C-A24D-B747-BC6C2C59C579 | Storage | Fossil Fuel Non-Condensing | 50 | General Electric | PG50T09AVG00 | Yes | 2005 | N/A | No | No | Natural Gas | 40000 | Btuh | 0.58 | N/A | N/A | N/A | N/A | N/A | Garage | Yes | No | N/A | No | N/A | Yes | Polyethylene Foam | 3.5 | 0.75 | Yes | Yes | Yes | No | 10381.2619 | Single Family
SITE_02062 | SITE_4FC50DA2-F056-2C49-8DA7-3FC16993BEC1 | Storage | Fossil Fuel Non-Condensing | 50 | AO Smith | Fsg 50 216 | No | 1991 | GM91-0968345-216 | No | No | Natural Gas | 40000 | Btuh | 0.55 | N/A | N/A | N/A | N/A | N/A | Garage | Yes | No | N/A | No | N/A | No | N/A | N/A | N/A | Yes | Yes | Yes | No | 10381.2619 | Single Family
SITE_02063 | SITE_49DBFF3C-4D4D-EA47-8AFE-75D2C12B8FC6 | Storage | Electric Resistance | 65 | Bradford White | M265r6ds-1ncww | No | Unknown | GG13760191 D/N | No | No | Electric | 4.5 | kW | 0.89 | N/A | N/A | N/A | N/A | N/A | Garage | Yes | No | N/A | No | N/A | No | N/A | N/A | N/A | Yes | Yes | Yes | No | 14922.6667 | Single Family
SITE_02064 | SITE_B1BDDEC3-4753-8340-9D9C-F70ABC882CF3 | Storage | Electric Resistance | 50 | Ruud | Proe50 m2 ru95 | Yes | 2016 | N/A | No | No | Electric | 4.5 | kW | 0.95 | N/A | N/A | N/A | N/A | N/A | Main House | Yes | No | N/A | No | N/A | No | N/A | N/A | N/A | No | No | No | No | 14922.6667 | Single Family
SITE_02065 | SITE_60D6F9B9-B435-A149-8AEE-E717FBDBF811 | Storage | Fossil Fuel Non-Condensing | 50 | Bradford White | MI5036FBN7 | No | Unknown | BC6015820 | No | No | Natural Gas | 40000 | Btuh | 0.58 | N/A | N/A | N/A | N/A | N/A | Garage | Yes | No | N/A | No | N/A | Yes | Polyethylene Foam | 7.5 | 0.75 | Yes | Yes | Yes | No | 10381.2619 | Single Family
SITE_02066 | SITE_3F98F052-5365-1C49-8128-AB3E6A7C7E7A | Storage | Fossil Fuel Non-Condensing | 50 | State | Ssx50nart | No | 2000 | L00138394 | No | No | Natural Gas | 40000 | Btuh | 0.57 | N/A | N/A | N/A | N/A | N/A | Basement | Yes | Yes | Plumbed drain | No | N/A | No | N/A | N/A | N/A | No | Yes | Yes | No | 10381.2619 | Single Family
SITE_02067 | SITE_C22B3CBA-3574-D349-A389-8031C4DF7233 | Instantaneous | Fossil Fuel Condensing | 0 | Rinnai | RL75i | Yes | 2013 | N/A | No | No | Natural Gas | 180000 | Btuh | 0.82 | N/A | N/A | N/A | N/A | N/A | Garage | Yes | No | N/A | No | N/A | Yes | Polyethylene Foam | 4 | 0.5 | Yes | Yes | Yes | No | 3955.5333 | Single Family
SITE_02069 | SITE_E6143A0A-E100-214D-9CF9-37A01342A2DF | Storage | Unknown | Unknown | Unknown | Unknown | No | Unknown | Unknown | Unknown | Unknown | Unknown | Unknown | Btuh | Unknown | N/A | N/A | N/A | N/A | N/A | Crawlspace | Yes | Unknown | N/A | Unknown | N/A | Unknown | N/A | N/A | N/A | Unknown | Unknown | No | Unknown | 4710.7778 | Single Family

## ChangeLog
Item | Date